## Contents
Ghana 2018 IPSMP Reference Case Assumptions
Version GH-IPM v1.2018
2019-01-25
| Table of Contents | All assumptions used for 2018 version of the IPSMP will be reviewed on a regular basis, with inputs from various stakeholders. Please send all comments and suggestions to Head of Planning, Energy Commission (jeyeddu@gmail.com) and IRRP Chief of Party (ananth.chikkatur@icf.com, ap.chikkatur@gmail.com)
No. | Worksheet | Description
1 | Modeling Regions | Overview of Ghana regional modeling in IPM®
2 | Transmission Limits | Transfer capability modeled in IPM® for all Ghana zones
3 | YearMaps | Years mapped to other run years
4 | Wholesale Energy & Peak Demand - Reference | Wholesale Energy and Peak demand assumptions by zone, for Reference Case
5 | Wholesale Energy & Peak Demand - HighCase | Wholesale Energy and Peak demand assumptions by zone, for High Case
6 | Wholesale Energy & Peak Demand - LowCase | Wholesale Energy and Peak demand assumptions by zone, for Low Case
7 | Exports_Imports | Export and Import assumptions used in IPM (for Reference, High, and Low Cases)
8 | Demand - Hourly Shape | Hourly demand shapes
9 | Existing and Under Construction Units | Description of all operational and firmly planned units
10 | Operations | Assumptions on reserve margin, capacity factors and area protection
11 | Potential Build | Characteristics of potential conventional units, by technology type
12 | Financial Assumptions | Financing assumptions for generic units
13 | Resource Profile - Wind | Generation profile assumptions for wind units
14 | Resource Profile- Solar | Generation profile assumptions for solar units
15 | Fuel - Natural Gas Reference Case | Detailed gas prices by supply/demand regions and limits on gas volumes (Reference Case)
16 | Fuel - Natural Gas High Case | Detailed gas prices by supply/demand regions and limits on gas volumes (High Case)
17 | Fuel - Natural Gas Low Case | Detailed gas prices by supply/demand regions and limits on gas volumes (Low Case)
18 | Fuel - Oil Prices Reference Case | Detailed oil prices by supply/demand regions and oil type (Reference Case)
19 | Fuel - Oil Prices High Case | Detailed oil prices by supply/demand regions and oil type (High Case)
20 | Fuel - Oil Prices Low Case | Detailed oil prices by supply/demand regions and oil type (Low Case)
21 | Fuel - Coal & Nuclear | Detailed coal and nuclear prices
©2018 ICF

## Modeling Regions
Back to Contents
Model Regions Modeled in IPM® and Regional Groupings
Ghana's 10 administrative regions were modeled as 4 main transmission zones and 14 IPM "model regions", based on transmission constraints. Historical power sector data was collected for each of the zones. Additionally, Ghana's neighbouring countries were modelled to account for imports and exports into Ghana
|  |  | Zone No. | Ghana Zone Name [1] | Model Region No. | IPM® Model Region Name [1] | Administrative Region Mapping as of 2016[2]
|  |  | 1 | Ashanti | 1 | Ashanti GH | Ashanti Region
|  |  | 1 | Ashanti | 2 | Bulk Customers_Ashanti | Ashanti Region
|  |  | 1 | Ashanti | 3 | Trans-Loss_Ashanti Group | Ashanti Region
|  |  | 2 | Northern Ghana | 4 | North GH | Northern, Upper East, Upper West and Brong Ahafo Regions
|  |  | 2 | Northern Ghana | 5 | Bulk Customers_North GH | Northern, Upper East, Upper West and Brong Ahafo Regions
|  |  | 2 | Northern Ghana | 6 | Trans-Loss_Northern Ghana Group | Northern, Upper East, Upper West and Brong Ahafo Regions
|  |  | 3 | SouthEast Ghana | 7 | South-East GH | Greater Accra, Volta and Eastern Regions
|  |  | 3 | SouthEast Ghana | 8 | Bulk Customers_SouthEast GH | Greater Accra, Volta and Eastern Regions
|  |  | 3 | SouthEast Ghana | 9 | Trans-Loss_SouthEast GH | Greater Accra, Volta and Eastern Regions
|  |  | 3 | SouthEast Ghana | 10 | VALCO | Greater Accra, Volta and Eastern Regions
|  |  | 3 | SouthEast Ghana | 11 | Enclave Power Company | Greater Accra, Volta and Eastern Regions
|  |  | 4 | SouthWest Ghana | 12 | South-West GH | Western and Central Regions
|  |  | 4 | SouthWest Ghana | 13 | Bulk Customers_SouthWest GH | Western and Central Regions
|  |  | 4 | SouthWest Ghana | 14 | Trans-Loss_SouthWest GH | Western and Central Regions
|  |  | 5 | Burkina | 15 | Mali-Burkina West | Burkina Faso and Mali
|  |  | 5 | Burkina | 16 | Burkina East | Burkina Faso and Mali
|  |  | 6 | Cote d'Ivoire | 17 | Cote d'Ivoire | Cote d'Ivoire
|  |  | 7 | Togo | 18 | Togo | Togo
Notes:
Footnotes:
1. Each zone represents a "Model Region Group" in the IPM, which consist of different "Model Regions", as shown in the table above
2. Bulk Customers in each Model Region Group is made up of mining companies and director customers connected to the transmission network
Note:
Transmission Map of Ghana
Source: Ghana Grid Company 2016
NorthGH
Zone
SouthWestGHZone
SouthEast Zone
AshantiGH Zone
North GH
Bulk Customers_North
TransLoss NorthGH
Ashanti GH
Bulk Customers_Ashanti
TransLoss AshantiGH
South-East GH
Bulk Customers_SE
TransLoss SouthEastGH
VALCO
Enclave Power
SouthWest GH
Bulk Customers_SW
TransLoss SouthWestGH
Mali-Burkina West
Burkina East
Cote d'Ivoire
Togo

## Transmission Limits
Back to Contents
Transfer Capability Modeled in IPM®
[7 empty] | Zone No. | Ghana Zone
[7 empty] | 1 | Ashanti
[7 empty] | 2 | Northern Ghana
[7 empty] | 3 | SouthEast Ghana
[7 empty] | 4 | SouthWest Ghana
[6 empty] | 2016 - 2018 |  | 2019 - 2040
| Link No. | From Zone No. | To Zone No. | From Ghana Zone | To Ghana Zone | Non-Firm TTC | Firm TTC | Non-Firm TTC | Firm TTC
| 1 | 1 | 2 | Ashanti | Northern Ghana | 478 | 0 | 979 | 565
| 2 | 1 | 3 | Ashanti | SouthEast Ghana | 440 | 134 | 440 | 154
| 3 | 1 | 4 | Ashanti | SouthWest Ghana | 344 | 256 | 350 | 256
| 4 | 2 | 1 | Northern Ghana | Ashanti | 450 | 11 | 450 | 152
| 5 | 2 | 4 | Northern Ghana | SouthWest Ghana | 81 | 0 | 81 | 0
| 6 | 3 | 1 | SouthEast Ghana | Ashanti | 140 | 0 | 386 | 121
| 7 | 3 | 4 | SouthEast Ghana | SouthWest Ghana | 600 | 270 | 623 | 270
| 8 | 4 | 1 | SouthWest Ghana | Ashanti | 643 | 162 | 770 | 410
| 9 | 4 | 2 | SouthWest Ghana | Northern Ghana | 10 | 0 | 10 | 0
| 10 | 4 | 3 | SouthWest Ghana | SouthEast Ghana | 618 | 269 | 649 | 270
Notes:
1. Firm (N-1 contingency) and Non-Firm (N-0 contingency) Transfer Capabilities were calculated using the PSSE MUST
2. Updated the 2011 Transmission Master Plan (which had 5 zones)
3. Transmission upgrades (due to Bui) eliminated the need for a separate Brong-Ahafo zone
4. Completion of transmission loop in Upper West region, combined with Bui upgrades and NEDCo demand data, allows for a single “North-GH” zone
5. ECG regions in Southern Ghana were combined, based on transmission constraints
| Expansion Plan |  |  | Project Description |  |  |  |  | In Service:
| 1 | Construction of a 330kV Aboadze-Dunkwa-Kumasi line |  | This is the first phase of the planned 330kV line from Aboadze-Prestea-Kumasi to Bolgatanga |  |  |  |  | 2018
| 2 | Construction of a 330kV Kumasi-Kintampo-Tamale-Bolgatanga |  | This is the second phase of the Aboadze-Dunkwa Kumasi line planned expansion project |  |  |  |  | 2019
| 3 | Construction of A4BSP (Substation) |  | This is a planned 330kV/33kV substation to feed the northern part of Accra |  |  |  |  | 2018/2019
| 4 | Construction of A4BSP-K2BSP |  | This project, when completed, will provide an alternative 330kV link between Accra and Kumasi |  |  |  |  | After 2020
| 5 | Construction of Domunli Substation |  | This is proposed substation to evacuate power from the Domunli enclave in South Western part of Ghana |  |  |  |  | After 2022
6. Note that the IPM model allows for additional firm and non-firm capacity to be build along the different transmission corridor links (1-10) over the modelling time frame. The model determines these new builds as part of its optimization
Transfer map here

## YearMaps
Back to Contents
| Year | Run Year Map
| 2016 | 2016 | IPM model uses the concept of “run years” to reduce the size of the model in order to maintain a reasonable run-time for solving the model. The mapping of the calendar years to run years is shown here. Although the model only solves for the outputs in these run years, the objective function is based on costs in all of the years.
| 2017 | 2017
| 2018 | 2018
| 2019 | 2019
| 2020 | 2020
| 2021 | 2020
| 2022 | 2023
| 2023 | 2023
| 2024 | 2023
| 2025 | 2026
| 2026 | 2026
| 2027 | 2026
| 2028 | 2030
| 2029 | 2030
| 2030 | 2030
| 2031 | 2030
| 2032 | 2030
| 2033 | 2035
| 2034 | 2035
| 2035 | 2035
| 2036 | 2035
| 2037 | 2035
| 2038 | 2040
| 2039 | 2040
| 2040 | 2040

## DemandProjections_RefCase
Zonal Wholesale Peak Demand and Generation Requirement | [23 empty] | GWH | [9 empty] | MW
1 | Back to Contents |  |  | Notes: | [19 empty] | 2017 | 2027 | 2037 | [7 empty] | 2017 | 2027 | 2037
2 | Summary Peak Demand |  |  | 1. Energy forecasts for ECG and NEDCo were developed using a linear regression of sales with only GDP. See Volume 3 IPSMP Report | [18 empty] | ECG | 9535.3967 | 15423.8014 | 25010.4241 | [6 empty] | ECG | 1436.2302 | 2323.1471 | 3759.2501
3 | Summary Generation Requirement |  |  | 2. Forecast for ECG was further broken into regional forecasts based on ratios computed from ECG's 2016 regional forecast | [18 empty] | NEDCo | 1196.1901 | 2555.6572 | 5316.5866 | [6 empty] | NEDCo | 180.3464 | 385.3096 | 801.5676
4 | Summary Growth Rates |  |  | 3. Bulk Customer forecasts for each zone is based on the GRIDCo 2014 Supply Plan and additional updates from GRIDCo | [18 empty] | EPC | 131.185 | 239.4259 | 239.4259 | [6 empty] | EPC | 45.374 | 70 | 70
5 | Zonal Peak Demand Breakout |  |  | 4. Transmission Loss forecasts were derived from transmission flow analysis using PSSE | [18 empty] | Bulk Customers | 2527.1424 | 3294.6741 | 3299.0328 | [6 empty] | Bulk Customers | 341.5 | 439.815 | 441.9613
6 | Zonal Energy Demand Breakout |  |  | 5. Peak forecasts were computed from energy forecasts using load factors | [18 empty] | VALCO | 624.15 | 4618.71 | 4618.71 | [6 empty] | VALCO | 75 | 555 | 555
7 | Zonal Peak Demand Growth Rates |  |  | 6. Transmission losses were theoretically calculated based on peak demand. They will need to be updated over time to ensure that it is more in line with recent actual conditions | [18 empty] | Exports | 436.4865 | 1681.2468 | 2464.4848 | [6 empty] | Exports | 107.8429 | 316.5037 | 450.4732
8 | Zonal Energy Demand Growth Rates |  |  | 7. Distribution losses were assumed to decline over time, and is included in the Generation requirement below. See Volume 3 IPSMP report for details. | [18 empty] | GRIDCO Trans Loss | 283.4115 | 256.7871 | 378.3417 | [6 empty] | GRIDCO Trans Loss | 47.1342 | 42.7063 | 62.922
| SUMMARY Net Annual Zonal-Coincident Peak Wholesale Demand Requirement [MW] | [6 empty] | SUMMARY Generation Requirement [GWh] | [6 empty] | SUMMARY Growth Rates (MW) | [5 empty] | SUMMARY Annual Wholesale Generation Requirement [GWh] | [10 empty] | SUMMARY Annual Zonal-Coincident Peak Wholesale Demand Requirement [MW]
| Year | 1 | 2 | 3 | 4 |  |  | Year | 1 | 2 | 3 | 4 |  |  | Year | 1 | 2 | 3 | 4 |  | Year | [10 empty] | Year
|  | Ashanti Group | Northern Ghana Group | SouthEast Ghana Group | SouthWest Ghana Group | TOTAL |  |  | Ashanti Group | Northern Ghana Group | SouthEast Ghana Group | SouthWest Ghana Group | TOTAL |  |  | Ashanti Group | Northern Ghana Group | SouthEast Ghana Group | SouthWest Ghana Group |  |  | ECG | NEDCo | EPC | Bulk Customers | VALCO | Exports | GRIDCO Trans Loss | Total Ghana | Total Domestic Ghana |  |  | ECG | NEDCo | EPC | Bulk Customers | VALCO | Exports | GRIDCO Trans Loss | Total Ghana
| 2017 | 318.5511 | 223.1048 | 1100.9117 | 483.0173 | 2125.5848 |  | 2017 | 1712.0468 | 1474.3349 | 7736.4429 | 3374.6512 | 14297.4757 |  | 2017 | [5 empty] | 2017 | 9535.3967 | 1196.1901 | 131.185 | 2527.1424 | 624.15 | 436.4865 | 283.4115 | 14733.9622 | 13389.9142 |  | 2017 | 1436.2302 | 180.3464 | 45.374 | 341.5 | 75 | 107.8429 | 47.1342 | 2233.4277
| 2018 | 338.6264 | 249.4719 | 1250.0408 | 505.3434 | 2343.4823 |  | 2018 | 1840.7517 | 1648.769 | 8877.9786 | 3534.985 | 15902.4844 |  | 2018 | 11.8% | 12.65% | 24.67% | 4.588% |  | 2018 | 10189.9954 | 1328.3857 | 158.0211 | 2660.4311 | 1248.3 | 444.1665 | 317.3511 | 16346.6509 | 14336.8333 |  | 2018 | 1534.8265 | 200.2772 | 46.2 | 359.4 | 150 | 110 | 52.7787 | 2453.4823
| 2019 | 355.2077 | 295.4529 | 1320.448 | 524.2358 | 2495.3444 |  | 2019 | 1934.7787 | 1972.7078 | 9341.3236 | 3696.9335 | 16945.7435 |  | 2019 | 3.345% | 28.27% | 6.188% | 3.737% |  | 2019 | 10759.5308 | 1447.4462 | 167.5981 | 2957.2478 | 1248.3 | 452.0001 | 365.6206 | 17397.7436 | 15331.8229 |  | 2019 | 1620.6104 | 218.2276 | 49 | 396.7 | 150 | 112.04 | 60.8064 | 2607.3844
| 2020 | 368.1562 | 318.2481 | 1448.3035 | 542.0996 | 2676.8074 |  | 2020 | 1988.8707 | 2124.8584 | 10375.5804 | 3863.8531 | 18353.1626 |  | 2020 | -15.25% | -16.32% | 5.673% | 10.75% |  | 2020 | 11214.3507 | 1545.1343 | 179.5694 | 3134.3669 | 2080.5 | 459.9904 | 199.2412 | 18813.1529 | 16073.4213 |  | 2020 | 1689.1158 | 232.9558 | 52.5 | 419.1 | 250 | 114.1208 | 33.1358 | 2790.9282
| 2021 | 383.4017 | 333.2748 | 1490.609 | 561.0323 | 2768.3179 |  | 2021 | 2104.2945 | 2227.2649 | 10625.836 | 4015.8933 | 18973.2886 |  | 2021 | 4.772% | 4.238% | 2.71% | 3.543% |  | 2021 | 11607.3588 | 1631.3807 | 191.5407 | 3257.1818 | 2080.5 | 814.9586 | 205.3267 | 19788.2472 | 16687.462 |  | 2021 | 1748.311 | 245.9589 | 56 | 433.9 | 250 | 181.2432 | 34.1479 | 2949.5611
| 2022 | 411.2028 | 357.6723 | 1742.2213 | 572.466 | 3083.5624 |  | 2022 | 2244.0682 | 2392.3943 | 12648.1398 | 4097.5035 | 21382.1057 |  | 2022 | 4.945% | 6.683% | 18.54% | 1.974% |  | 2022 | 12215.7603 | 1768.4094 | 203.512 | 3286.6307 | 3694.968 | 953.9479 | 212.8253 | 22336.0536 | 17474.3125 |  | 2022 | 1839.949 | 266.6184 | 59.5 | 438.1 | 444 | 203.6755 | 35.395 | 3287.2379
| 2023 | 435.1242 | 380.1466 | 1918.6479 | 581.7705 | 3315.6893 |  | 2023 | 2365.5605 | 2540.5708 | 14014.9128 | 4171.4812 | 23092.5252 |  | 2023 | 3.961% | 5.108% | 8.129% | 1.554% |  | 2023 | 12837.5101 | 1912.5975 | 215.4833 | 3287.345 | 4618.71 | 1097.6645 | 220.8793 | 24190.1897 | 18252.9359 |  | 2023 | 1933.5976 | 288.3572 | 63 | 439 | 555 | 226.151 | 36.7345 | 3541.8403
| 2024 | 454.5722 | 402.028 | 1988.8378 | 588.7141 | 3434.1521 |  | 2024 | 2464.8748 | 2686.2913 | 14484.8374 | 4234.4252 | 23870.4287 |  | 2024 | 3.04% | 4.482% | 3.113% | 1.131% |  | 2024 | 13445.2483 | 2057.5013 | 227.4546 | 3292.3583 | 4618.71 | 1246.1116 | 229.1561 | 25116.5403 | 19022.5626 |  | 2024 | 2025.1357 | 310.204 | 66.5 | 439.2015 | 555 | 248.6707 | 38.111 | 3682.8228
| 2025 | 467.0883 | 424.707 | 2067.6759 | 594.9263 | 3554.3975 |  | 2025 | 2537.2891 | 2836.6244 | 14994.42 | 4287.5425 | 24655.876 |  | 2025 | 1.871% | 4.348% | 3.2% | 0.9941% |  | 2025 | 14058.7417 | 2207.6873 | 239.4259 | 3293.1698 | 4618.71 | 1399.2928 | 238.1413 | 26055.1687 | 19799.0246 |  | 2025 | 2117.5406 | 332.8471 | 70 | 439.4045 | 555 | 271.2355 | 39.6053 | 3825.633
| 2026 | 483.7941 | 449.4084 | 2144.0303 | 601.5525 | 3678.7853 |  | 2026 | 2625.0762 | 3000.3757 | 15523.7562 | 4330.9098 | 25480.1178 |  | 2026 | 2.429% | 4.442% | 2.033% | 1.044% |  | 2026 | 14709.664 | 2371.2666 | 239.4259 | 3294.0207 | 4618.71 | 1537.8993 | 247.0306 | 27018.0171 | 20614.3772 |  | 2026 | 2215.5831 | 357.5096 | 70 | 439.609 | 555 | 293.8462 | 41.0837 | 3972.6315
| 2027 | 502.078 | 477.2525 | 2227.6488 | 608.9987 | 3815.978 |  | 2027 | 2721.1798 | 3184.9365 | 16103.1804 | 4379.759 | 26389.0557 |  | 2027 | 2.565% | 4.691% | 2.118% | 1.154% |  | 2027 | 15423.8014 | 2555.6572 | 239.4259 | 3294.6741 | 4618.71 | 1681.2468 | 256.7871 | 28070.3025 | 21513.5586 |  | 2027 | 2323.1471 | 385.3096 | 70 | 439.815 | 555 | 316.5037 | 42.7063 | 4132.4818
| 2028 | 520.6176 | 506.7806 | 2314.6556 | 616.2836 | 3958.3375 |  | 2028 | 2818.5223 | 3380.9186 | 16706.9706 | 4427.4537 | 27333.8652 |  | 2028 | 2.504% | 4.645% | 2.095% | 1.108% |  | 2028 | 16160.6746 | 2751.1995 | 239.4259 | 3296.9546 | 4618.71 | 1829.3388 | 266.9006 | 29163.2041 | 22448.2546 |  | 2028 | 2434.1357 | 414.791 | 70 | 440.0225 | 555 | 339.2091 | 44.3883 | 4297.5466
| 2029 | 539.4638 | 538.1506 | 2405.3265 | 623.4429 | 4106.3839 |  | 2029 | 2917.3731 | 3588.8815 | 17334.3877 | 4474.2371 | 28314.8795 |  | 2029 | 2.454% | 4.61% | 2.077% | 1.07% |  | 2029 | 16922.6536 | 2958.9395 | 239.4259 | 3297.7459 | 4618.71 | 1982.1791 | 277.4045 | 30297.0586 | 23418.765 |  | 2029 | 2548.9056 | 446.1114 | 70 | 440.2316 | 555 | 361.9632 | 46.1352 | 4468.3471
| 2030 | 558.9041 | 571.8662 | 2500.7331 | 630.6714 | 4262.1748 |  | 2030 | 3019.2634 | 3812.476 | 17994.5619 | 4521.4256 | 29347.7268 |  | 2030 | 2.441% | 4.632% | 2.079% | 1.062% |  | 2030 | 17719.9116 | 3182.2129 | 239.4259 | 3299.0328 | 4618.71 | 2139.7714 | 288.4336 | 31487.4982 | 24440.5832 |  | 2030 | 2668.9894 | 479.7738 | 70 | 440.4423 | 555 | 384.7671 | 47.9694 | 4646.9419
| 2031 | 580.5854 | 608.3614 | 2606.4934 | 639.0522 | 4434.4923 |  | 2031 | 3132.9616 | 4054.5033 | 18725.1429 | 4576.33 | 30488.9379 |  | 2031 | 2.516% | 4.648% | 2.133% | 1.146% |  | 2031 | 18607.9855 | 3423.8994 | 239.4259 | 3299.0328 | 4618.71 | 2275.1335 | 299.8842 | 32764.0714 | 25570.3437 |  | 2031 | 2802.7519 | 516.2122 | 70 | 440.6545 | 555 | 407.6217 | 49.8738 | 4842.114
| 2032 | 603.1556 | 647.8186 | 2718.5308 | 647.6359 | 4617.1408 |  | 2032 | 3251.2466 | 4316.1753 | 19498.7083 | 4632.5331 | 31698.6633 |  | 2032 | 2.498% | 4.66% | 2.13% | 1.139% |  | 2032 | 19544.5139 | 3685.209 | 239.4259 | 3299.0328 | 4618.71 | 2410.6944 | 311.7717 | 34109.3577 | 26768.1816 |  | 2032 | 2943.8126 | 555.6092 | 70 | 440.8683 | 555 | 430.528 | 51.8508 | 5047.6688
| 2033 | 626.4177 | 690.1258 | 2836.419 | 656.2773 | 4809.2397 |  | 2033 | 3373.0627 | 4596.7482 | 20312.1911 | 4689.0537 | 32971.0556 |  | 2033 | 2.468% | 4.651% | 2.12% | 1.119% |  | 2033 | 20524.3783 | 3965.3966 | 239.4259 | 3299.0328 | 4618.71 | 2421.0307 | 324.112 | 35392.0863 | 28028.2336 |  | 2033 | 3091.4007 | 597.8523 | 70 | 441.0836 | 555 | 434.3962 | 53.9031 | 5243.636
| 2034 | 650.4557 | 735.5906 | 2960.6722 | 665.0177 | 5011.7361 |  | 2034 | 3498.8503 | 4898.2618 | 21169.1161 | 4746.1706 | 34312.3988 |  | 2034 | 2.442% | 4.647% | 2.111% | 1.103% |  | 2034 | 21551.8078 | 4266.5004 | 239.4259 | 3299.0328 | 4618.71 | 2431.5737 | 336.9218 | 36743.9725 | 29356.767 |  | 2034 | 3246.1531 | 643.2489 | 70 | 441.3006 | 555 | 438.3183 | 56.0335 | 5450.0544
| 2035 | 675.3607 | 784.5608 | 3091.8587 | 673.8999 | 5225.6801 |  | 2035 | 3629.0869 | 5223.0235 | 22073.3782 | 4804.1719 | 35729.6604 |  | 2035 | 2.42% | 4.65% | 2.105% | 1.091% |  | 2035 | 22631.447 | 4590.8264 | 239.4259 | 3299.0328 | 4618.71 | 2442.3275 | 350.2182 | 38171.9879 | 30760.7322 |  | 2035 | 3408.7693 | 692.1467 | 70 | 441.5192 | 555 | 442.2952 | 58.2448 | 5667.9753
| 2036 | 701.1732 | 837.3296 | 3230.3948 | 682.9327 | 5451.8304 |  | 2036 | 3763.9804 | 5572.9774 | 23027.8015 | 4863.1153 | 37227.8745 |  | 2036 | 2.399% | 4.653% | 2.1% | 1.079% |  | 2036 | 23766.37 | 4940.317 | 239.4259 | 3299.0328 | 4618.71 | 2453.2964 | 364.0187 | 39681.171 | 32245.1458 |  | 2036 | 3579.7125 | 744.8384 | 70 | 441.7394 | 555 | 446.3282 | 60.54 | 5898.1585
| 2037 | 735.5187 | 894.1407 | 3357.0631 | 703.9786 | 5690.7011 |  | 2037 | 3904.065 | 5949.7396 | 24042.6857 | 4966.0309 | 38862.5211 |  | 2037 | 2.749% | 4.654% | 1.936% | 2.014% |  | 2037 | 25010.4241 | 5316.5866 | 239.4259 | 3299.0328 | 4618.71 | 2464.4848 | 378.3417 | 41327.0058 | 33865.4694 |  | 2037 | 3759.2501 | 801.5676 | 70 | 441.9613 | 555 | 450.4732 | 62.922 | 6141.1743
| 2038 | 771.5592 | 955.252 | 3489.9606 | 726.0594 | 5942.8313 |  | 2038 | 4048.677 | 6355.0206 | 25111.2162 | 5112.5786 | 40627.4924 |  | 2038 | 2.731% | 4.653% | 1.932% | 2.005% |  | 2038 | 26355.774 | 5721.3438 | 239.4259 | 3299.0328 | 4618.71 | 2475.8968 | 393.2059 | 43103.3892 | 35615.5765 |  | 2038 | 3947.6606 | 862.5918 | 70 | 442.1848 | 555 | 454.705 | 65.3941 | 6397.5363
| 2039 | 809.4012 | 1021.0313 | 3629.4765 | 749.2404 | 6209.1495 |  | 2039 | 4198.2697 | 6791.2603 | 26239.9386 | 5266.4309 | 42495.8996 |  | 2039 | 2.714% | 4.653% | 1.929% | 1.998% |  | 2039 | 27773.0733 | 6157.0266 | 239.4259 | 3299.0328 | 4618.71 | 2487.5371 | 408.6309 | 44983.4367 | 37468.5586 |  | 2039 | 4145.5016 | 928.2785 | 70 | 442.4099 | 555 | 459.0255 | 67.9594 | 6668.175
| 2040 | 849.1462 | 1016.6958 | 3775.9818 | 773.5837 | 6415.4075 |  | 2040 | 4353.0359 | 6762.4429 | 27432.496 | 5428 | 43975.9748 |  | 2040 | 2.698% | 1.955% | 1.925% | 1.991% |  | 2040 | 29266.5525 | 6127.6169 | 239.4259 | 3299.0328 | 4618.71 | 2499.4103 | 424.6368 | 46475.3851 | 38932.6281 |  | 2040 | 4353.3048 | 923.8445 | 70 | 442.6368 | 555 | 463.4365 | 70.6214 | 6878.8439
| Net Annual Zonal-Coincident Peak Wholesale Demand Requirement [MW] | [18 empty] | Net Annual Zonal-Coincident Wholesale Peak Demand Requirement Growth [%]
| Year | Total Ghana Peak | Zone Number | 1 | 1 | 1 | 2 | 2 | 2 | 3 | 3 | 3 | 3 | 3 | 4 | 4 | 4 |  |  | Year | Ghana Total | Zone Number | 1 | 1 | 1 | 2 | 2 | 2 | 3 | 3 | 3 | 3 | 3 | 4 | 4 | 4
|  |  | Model Region No. | 1 | 2 | 3 | 4 | 5 | 6 | 7 | 8 | 9 | 10 | 11 | 12 | 13 | 14 |  |  |  |  | Zone | 1 | 2 | 3 | 4 | 5 | 6 | 7 | 8 | 9 | 10 | 11 | 12 | 13 | 14 |  |  | EE-GROUP | NW-GROUP | NE-GROUP | SW-GROUP | NW-KAGERA | WW-KIGOMA | SE-GROUP | WW-RUKWA | SW-RUVUMA | CN-GROUP | ZN-PEMBA | ZN-UNGUJA | EE-PWANI-2 | NE-ARUSHA-2 | SW-IRINGA-2
|  |  | Model Regions | Ashanti GH | Bulk Customers_Ashanti | Trans-Loss_Ashanti Group | North GH | Bulk Customers_North GH | Trans-Loss_Northern Ghana Group | South-East GH | Bulk Customers_SouthEast GH | Trans-Loss_SouthEast GH | VALCO | Enclave Power Company | South-West GH | Bulk Customers_SouthWest GH | Trans-Loss_SouthWest GH |  |  |  |  | Model Regions | Ashanti GH | Bulk Customers_Ashanti | Trans-Loss_Ashanti Group | North GH | Bulk Customers_North GH | Trans-Loss_Northern Ghana Group | South-East GH | Bulk Customers_SouthEast GH | Trans-Loss_SouthEast GH | VALCO | Enclave Power Company | South-West GH | Bulk Customers_SouthWest GH | Trans-Loss_SouthWest GH |  | connected vs. isolated | Dar es Salaam, Morogoro, Pwani_1 | Shinyanga, Mwana, Mara, Mwanza, Tabora | Arusha_1, Kilimanjaro, Manyara, Tanga | Iringa_1, Mbeya | Kagera | Kigoma | Lindi, Mtwara | Rukwa | Ruvuma | Dodoma, Singida | Pemba | Unguja | Pwani_2 | Arusha_2 | Iringa_2
| 2017 | 2125.5848 |  | 304.5522 | 11.9 | 2.0988 | 180.3464 | 41.6 | 1.1584 | 869.2035 | 72.2 | 39.1342 | 75 | 45.374 | 262.4745 | 215.8 | 4.7428 |  |  | 2017 | [17 empty] | 2017 | 1 | 1 | 1 | 1 | 0 | 0 | 0 | 0 | 0 | 1 | 1 | 1 | 0 | 0 | 0
| 2018 | 2343.4823 |  | 321.6964 | 14.7 | 2.23 | 200.2772 | 47.9 | 1.2947 | 936.9501 | 72.6 | 44.2907 | 150 | 46.2 | 276.18 | 224.2 | 4.9633 |  |  | 2018 | 10.25% |  | 5.629% | 23.53% | 6.25% | 11.05% | 15.14% | 11.77% | 7.794% | 0.554% | 13.18% | 100% | 1.82% | 5.222% | 3.892% | 4.649% |  | 2018 | 1 | 1 | 1 | 1 | 0 | 0 | 0 | 0 | 0 | 1 | 1 | 1 | 0 | 0 | 0
| 2019 | 2495.3444 |  | 338.1681 | 14.7 | 2.3396 | 218.2276 | 75.7 | 1.5253 | 995.8555 | 73.8 | 51.7926 | 150 | 49 | 286.5868 | 232.5 | 5.1489 |  |  | 2019 | 6.48% |  | 5.12% | 0% | 4.914% | 8.963% | 58.04% | 17.81% | 6.287% | 1.653% | 16.94% | 0% | 6.061% | 3.768% | 3.702% | 3.74% |  | 2019 | 1 | 1 | 1 | 1 | 0 | 0 | 0 | 0 | 0 | 1 | 1 | 1 | 0 | 0 | 0
| 2020 | 2676.8074 |  | 352.2844 | 14.7 | 1.1718 | 232.9558 | 84.8 | 0.49236 | 1046.0924 | 74.7 | 25.0112 | 250 | 52.5 | 290.7391 | 244.9 | 6.4605 |  |  | 2020 | 7.272% |  | 4.174% | 0% | -49.91% | 6.749% | 12.02% | -67.72% | 5.045% | 1.22% | -51.71% | 66.67% | 7.143% | 1.449% | 5.333% | 25.47% |  | 2020 | 1 | 1 | 1 | 1 | 1 | 0 | 1 | 0 | 0 | 1 | 1 | 1 | 0 | 1 | 1
| 2021 | 2768.3179 |  | 366.5814 | 15.6 | 1.2203 | 245.9589 | 86.8 | 0.51586 | 1083.8804 | 75 | 25.7287 | 250 | 56 | 297.8492 | 256.5 | 6.6831 |  |  | 2021 | 3.419% |  | 4.058% | 6.122% | 4.135% | 5.582% | 2.358% | 4.773% | 3.612% | 0.4016% | 2.869% | 0% | 6.667% | 2.446% | 4.737% | 3.446% |  | 2021 | 1 | 1 | 1 | 1 | 1 | 0 | 1 | 0 | 0 | 1 | 1 | 1 | 0 | 1 | 1
| 2022 | 3083.5624 |  | 394.2937 | 15.6 | 1.3091 | 266.6184 | 90.5 | 0.55396 | 1136.9134 | 75.1 | 26.7079 | 444 | 59.5 | 308.7419 | 256.9 | 6.8241 |  |  | 2022 | 11.39% |  | 7.56% | 0% | 7.275% | 8.4% | 4.263% | 7.386% | 4.893% | 0.1333% | 3.806% | 77.6% | 6.25% | 3.657% | 0.1559% | 2.109% |  | 2022 | 1 | 1 | 1 | 1 | 1 | 0 | 1 | 0 | 0 | 1 | 1 | 1 | 0 | 1 | 1
| 2023 | 3315.6893 |  | 418.1387 | 15.6 | 1.3855 | 288.3572 | 91.2 | 0.5894 | 1197.5274 | 75.3 | 27.8205 | 555 | 63 | 317.9314 | 256.9 | 6.9391 |  |  | 2023 | 7.528% |  | 6.048% | 0% | 5.835% | 8.154% | 0.7735% | 6.397% | 5.331% | 0.2663% | 4.166% | 25% | 5.882% | 2.976% | 0% | 1.686% |  | 2023 | 1 | 1 | 1 | 1 | 1 | 0 | 1 | 0 | 0 | 1 | 1 | 1 | 1 | 1 | 1
| 2024 | 3434.1521 |  | 437.5247 | 15.6 | 1.4476 | 310.204 | 91.2 | 0.62399 | 1262.8219 | 75.5015 | 29.0145 | 555 | 66.5 | 324.7891 | 256.9 | 7.025 |  |  | 2024 | 3.573% |  | 4.636% | 0% | 4.482% | 7.576% | 0% | 5.869% | 5.452% | 0.2676% | 4.292% | 0% | 5.556% | 2.157% | 0% | 1.237% |  | 2024 | 1 | 1 | 1 | 1 | 1 | 0 | 1 | 0 | 0 | 1 | 1 | 1 | 1 | 1 | 1
| 2025 | 3554.3975 |  | 450.0008 | 15.6 | 1.4875 | 332.8471 | 91.2 | 0.65984 | 1336.6152 | 75.7045 | 30.3562 | 555 | 70 | 330.9245 | 256.9 | 7.1018 |  |  | 2025 | 3.501% |  | 2.852% | 0% | 2.761% | 7.299% | 0% | 5.745% | 5.844% | 0.2688% | 4.624% | 0% | 5.263% | 1.889% | 0% | 1.093% |  | 2025 | 1 | 1 | 1 | 1 | 1 | 0 | 1 | 0 | 0 | 1 | 1 | 1 | 1 | 1 | 1
| 2026 | 3678.7853 |  | 466.6532 | 15.6 | 1.5409 | 357.5096 | 91.2 | 0.69889 | 1411.4611 | 75.909 | 31.6602 | 555 | 70 | 337.4688 | 256.9 | 7.1837 |  |  | 2026 | 3.5% |  | 3.701% | 0% | 3.586% | 7.41% | 0% | 5.918% | 5.6% | 0.2701% | 4.296% | 0% | 0% | 1.978% | 0% | 1.154% |  | 2026 | 1 | 1 | 1 | 1 | 1 | 0 | 1 | 0 | 0 | 1 | 1 | 1 | 1 | 1 | 1
| 2027 | 3815.978 |  | 484.8787 | 15.6 | 1.5992 | 385.3096 | 91.2 | 0.74291 | 1493.4455 | 76.115 | 33.0884 | 555 | 70 | 344.8229 | 256.9 | 7.2758 |  |  | 2027 | 3.729% |  | 3.906% | 0% | 3.789% | 7.776% | 0% | 6.298% | 5.808% | 0.2714% | 4.511% | 0% | 0% | 2.179% | 0% | 1.282% |  | 2027 | 1 | 1 | 1 | 1 | 1 | 0 | 1 | 0 | 0 | 1 | 1 | 1 | 1 | 1 | 1
| 2028 | 3958.3375 |  | 503.3592 | 15.6 | 1.6584 | 414.791 | 91.2 | 0.78959 | 1578.7587 | 76.3225 | 34.5744 | 555 | 70 | 352.0178 | 256.9 | 7.3658 |  |  | 2028 | 3.731% |  | 3.811% | 0% | 3.702% | 7.651% | 0% | 6.283% | 5.713% | 0.2727% | 4.491% | 0% | 0% | 2.087% | 0% | 1.238% |  | 2028 | 1 | 1 | 1 | 1 | 1 | 0 | 1 | 0 | 0 | 1 | 1 | 1 | 1 | 1 | 1
| 2029 | 4106.3839 |  | 522.1452 | 15.6 | 1.7186 | 446.1114 | 91.2 | 0.83918 | 1667.6719 | 76.5316 | 36.123 | 555 | 70 | 359.0885 | 256.9 | 7.4544 |  |  | 2029 | 3.74% |  | 3.732% | 0% | 3.629% | 7.551% | 0% | 6.28% | 5.632% | 0.274% | 4.479% | 0% | 0% | 2.009% | 0% | 1.202% |  | 2029 | 1 | 1 | 1 | 1 | 1 | 0 | 1 | 0 | 0 | 1 | 1 | 1 | 1 | 1 | 1
| 2030 | 4262.1748 |  | 541.5234 | 15.6 | 1.7807 | 479.7738 | 91.2 | 0.89247 | 1761.2383 | 76.7423 | 37.7525 | 555 | 70 | 366.2276 | 256.9 | 7.5437 |  |  | 2030 | 3.794% |  | 3.711% | 0% | 3.612% | 7.546% | 0% | 6.351% | 5.611% | 0.2752% | 4.511% | 0% | 0% | 1.988% | 0% | 1.199% |  | 2030 | 1 | 1 | 1 | 1 | 1 | 0 | 1 | 0 | 0 | 1 | 1 | 1 | 1 | 1 | 1
| 2031 | 4434.4923 |  | 563.1414 | 15.6 | 1.844 | 516.2122 | 91.2 | 0.94915 | 1865.0905 | 76.9545 | 39.4484 | 555 | 70 | 374.52 | 256.9 | 7.6322 |  |  | 2031 | 4.043% |  | 3.992% | 0% | 3.555% | 7.595% | 0% | 6.35% | 5.897% | 0.2765% | 4.492% | 0% | 0% | 2.264% | 0% | 1.173% |  | 2031 | 1 | 1 | 1 | 1 | 1 | 0 | 1 | 0 | 0 | 1 | 1 | 1 | 1 | 1 | 1
| 2032 | 4617.1408 |  | 585.647 | 15.6 | 1.9085 | 555.6092 | 91.2 | 1.0094 | 1975.1494 | 77.1683 | 41.2131 | 555 | 70 | 383.0162 | 256.9 | 7.7198 |  |  | 2032 | 4.119% |  | 3.996% | 0% | 3.499% | 7.632% | 0% | 6.35% | 5.901% | 0.2778% | 4.473% | 0% | 0% | 2.269% | 0% | 1.147% |  | 2032 | 1 | 1 | 1 | 1 | 1 | 0 | 1 | 0 | 0 | 1 | 1 | 1 | 1 | 1 | 1
| 2033 | 4809.2397 |  | 608.8434 | 15.6 | 1.9742 | 597.8523 | 91.2 | 1.0735 | 2090.9863 | 77.3836 | 43.049 | 555 | 70 | 391.571 | 256.9 | 7.8064 |  |  | 2033 | 4.161% |  | 3.961% | 0% | 3.444% | 7.603% | 0% | 6.349% | 5.865% | 0.2791% | 4.455% | 0% | 0% | 2.234% | 0% | 1.122% |  | 2033 | 1 | 1 | 1 | 1 | 1 | 0 | 1 | 0 | 0 | 1 | 1 | 1 | 1 | 1 | 1
| 2034 | 5011.7361 |  | 632.8145 | 15.6 | 2.0412 | 643.2489 | 91.2 | 1.1416 | 2213.1129 | 77.6006 | 44.9587 | 555 | 70 | 400.2257 | 256.9 | 7.892 |  |  | 2034 | 4.211% |  | 3.937% | 0% | 3.389% | 7.593% | 0% | 6.348% | 5.841% | 0.2804% | 4.436% | 0% | 0% | 2.21% | 0% | 1.097% |  | 2034 | 1 | 1 | 1 | 1 | 1 | 0 | 1 | 0 | 0 | 1 | 1 | 1 | 1 | 1 | 1
| 2035 | 5225.6801 |  | 657.6514 | 15.6 | 2.1092 | 692.1467 | 91.2 | 1.2141 | 2342.0947 | 77.8192 | 46.9447 | 555 | 70 | 409.0232 | 256.9 | 7.9768 |  |  | 2035 | 4.269% |  | 3.925% | 0% | 3.336% | 7.602% | 0% | 6.347% | 5.828% | 0.2817% | 4.418% | 0% | 0% | 2.198% | 0% | 1.073% |  | 2035 | 1 | 1 | 1 | 1 | 1 | 0 | 1 | 0 | 0 | 1 | 1 | 1 | 1 | 1 | 1
| 2036 | 5451.8304 |  | 683.3947 | 15.6 | 2.1785 | 744.8384 | 91.2 | 1.2912 | 2478.3456 | 78.0394 | 49.0098 | 555 | 70 | 417.9722 | 256.9 | 8.0605 |  |  | 2036 | 4.328% |  | 3.914% | 0% | 3.283% | 7.613% | 0% | 6.346% | 5.817% | 0.283% | 4.399% | 0% | 0% | 2.188% | 0% | 1.05%
| 2037 | 5690.7011 |  | 717.6698 | 15.6 | 2.2489 | 801.5676 | 91.2 | 1.3731 | 2602.645 | 78.2613 | 51.1568 | 555 | 70 | 438.9353 | 256.9 | 8.1433 |  |  | 2037 | 4.381% |  | 5.015% | 0% | 3.231% | 7.616% | 0% | 6.345% | 5.015% | 0.2843% | 4.381% | 0% | 0% | 5.015% | -2.22e-14% | 1.027%
| 2038 | 5942.8313 |  | 753.6389 | 15.6 | 2.3204 | 862.5918 | 91.2 | 1.4602 | 2733.0874 | 78.4848 | 53.3884 | 555 | 70 | 460.9343 | 256.9 | 8.2251 |  |  | 2038 | 4.431% |  | 5.012% | 0% | 3.18% | 7.613% | 0% | 6.345% | 5.012% | 0.2856% | 4.362% | 0% | 0% | 5.012% | 0% | 1.005%
| 2039 | 6209.1495 |  | 791.4082 | 15.6 | 2.393 | 928.2785 | 91.2 | 1.5528 | 2870.0588 | 78.7099 | 55.7077 | 555 | 70 | 484.0345 | 256.9 | 8.3059 |  |  | 2039 | 4.481% |  | 5.012% | 0% | 3.13% | 7.615% | 0% | 6.344% | 5.012% | 0.2869% | 4.344% | 0% | 0% | 5.012% | 0% | 0.9826%
| 2040 | 6415.4075 |  | 831.0795 | 15.6 | 2.4667 | 923.8445 | 91.2 | 1.6513 | 3013.9274 | 78.9368 | 58.1176 | 555 | 70 | 508.2979 | 256.9 | 8.3857 |  |  | 2040 | 3.322% |  | 5.013% | 0% | 3.08% | -0.4777% | 0% | 6.343% | 5.013% | 0.2882% | 4.326% | 0% | 0% | 5.013% | 0% | 0.9611%
| 2018-2027 Growth Rate | 4.996% |  | 4.188% | 0.596% | -3.27% | 6.762% | 6.651% | -5.403% | 4.772% | 0.4739% | -2.874% | 13.98% | 4.243% | 2.245% | 1.371% | 3.899% |  |  | 2018-2027 Avg Growth Rate | 6.064% |  | 4.768% | 2.965% | -0.6885% | 7.896% | 9.26% | 0.4246% | 5.567% | 0.5306% | 0.6968% | 26.93% | 4.464% | 2.772% | 1.782% | 4.587%
| 2018-2037 Growth Rate | 4.536% |  | 4.094% | 0.2976% | 0.04217% | 7.18% | 3.272% | 0.2943% | 5.241% | 0.3761% | 0.7232% | 6.76% | 2.099% | 2.344% | 0.6831% | 2.506% |  |  | 2018-2037 Avg Growth Rate | 5.071% |  | 4.384% | 1.483% | 1.39% | 7.748% | 4.63% | 3.38% | 5.639% | 0.4045% | 2.575% | 13.46% | 2.232% | 2.609% | 0.891% | 2.86%
| Annual Wholesale Generation Requirement [GWh] | [18 empty] | Annual Wholesale Generation Requirement Growth [%]
| Year | Total | Zone Number | 1 | 1 | 1 | 2 | 2 | 2 | 3 | 3 | 3 | 3 | 3 | 4 | 4 | 4 |  |  | Year | Ghana Total | Zone Number | 1 | 1 | 1 | 2 | 2 | 2 | 3 | 3 | 3 | 3 | 3 | 4 | 4 | 4
|  |  | Model Region No. | 1 | 2 | 3 | 4 | 5 | 6 | 7 | 8 | 9 | 10 | 11 | 12 | 13 | 14 |  |  |  |  | Zone | 1 | 2 | 3 | 4 | 5 | 6 | 7 | 8 | 9 | 10 | 11 | 12 | 13 | 14
|  |  | Model Regions | Ashanti GH | Bulk Customers_Ashanti | Trans-Loss_Ashanti Group | North GH | Bulk Customers_North GH | Trans-Loss_Northern Ghana Group | South-East GH | Bulk Customers_SouthEast GH | Trans-Loss_SouthEast GH | VALCO | Enclave Power Company | South-West GH | Bulk Customers_SouthWest GH | Trans-Loss_SouthWest GH | Total Trans Loss |  |  |  | Model Regions | Ashanti GH | Bulk Customers_Ashanti | Trans-Loss_Ashanti Group | North GH | Bulk Customers_North GH | Trans-Loss_Northern Ghana Group | South-East GH | Bulk Customers_SouthEast GH | Trans-Loss_SouthEast GH | VALCO | Enclave Power Company | South-West GH | Bulk Customers_SouthWest GH | Trans-Loss_SouthWest GH
| 2017 | 14297.4757 |  | 1608.4875 | 90.9395 | 12.6198 | 1196.1901 | 271.1796 | 6.9652 | 6229.9143 | 515.885 | 235.3086 | 624.15 | 131.185 | 1696.9949 | 1649.1383 | 28.5179 | 283.4115 |  | 2017
| 2018 | 15902.4844 |  | 1714.8173 | 112.5258 | 13.4086 | 1328.3857 | 312.5985 | 7.7848 | 6686.2463 | 519.0974 | 266.3139 | 1248.3 | 158.0211 | 1788.9318 | 1716.2094 | 29.8438 | 317.3511 |  | 2018 | 11.23% |  | 6.611% | 23.74% | 6.25% | 11.05% | 15.27% | 11.77% | 7.325% | 0.6227% | 13.18% | 100% | 20.46% | 5.418% | 4.067% | 4.649%
| 2019 | 16945.7435 |  | 1807.0539 | 113.6573 | 14.0675 | 1447.4462 | 516.09 | 9.1716 | 7084.1443 | 529.8594 | 311.4216 | 1248.3 | 167.5981 | 1868.3326 | 1797.641 | 30.9599 | 365.6206 |  | 2019 | 6.56% |  | 5.379% | 1.006% | 4.914% | 8.963% | 65.1% | 17.81% | 5.951% | 2.073% | 16.94% | 0% | 6.061% | 4.438% | 4.745% | 3.74%
| 2020 | 18353.1626 |  | 1867.4623 | 114.3623 | 7.0461 | 1545.1343 | 576.7636 | 2.9605 | 7427.1418 | 537.9805 | 150.3887 | 2080.5 | 179.5694 | 1919.7466 | 1905.2606 | 38.8459 | 199.2412 |  | 2020 | 8.305% |  | 3.343% | 0.6203% | -49.91% | 6.749% | 11.76% | -67.72% | 4.842% | 1.533% | -51.71% | 66.67% | 7.143% | 2.752% | 5.987% | 25.47%
| 2021 | 18973.2886 |  | 1975.2215 | 121.7355 | 7.3374 | 1631.3807 | 592.7824 | 3.1018 | 7658.0419 | 541.0505 | 154.7029 | 2080.5 | 191.5407 | 1974.0954 | 2001.6133 | 40.1845 | 205.3267 |  | 2021 | 3.379% |  | 5.77% | 6.447% | 4.135% | 5.582% | 2.777% | 4.773% | 3.109% | 0.5707% | 2.869% | 0% | 6.667% | 2.831% | 5.057% | 3.446%
| 2022 | 21382.1057 |  | 2114.5732 | 121.6238 | 7.8712 | 1768.4094 | 620.654 | 3.3309 | 8047.6101 | 541.4587 | 160.591 | 3694.968 | 203.512 | 2053.5771 | 2002.8943 | 41.0322 | 212.8253 |  | 2022 | 12.7% |  | 7.055% | -0.09181% | 7.275% | 8.4% | 4.702% | 7.386% | 5.087% | 0.07544% | 3.806% | 77.6% | 6.25% | 4.026% | 0.064% | 2.109%
| 2023 | 23092.5252 |  | 2235.6062 | 121.6238 | 8.3305 | 1912.5975 | 624.4293 | 3.544 | 8475.0409 | 538.3977 | 167.2809 | 4618.71 | 215.4833 | 2126.8629 | 2002.8943 | 41.7239 | 220.8793 |  | 2023 | 7.999% |  | 5.724% | 0% | 5.835% | 8.154% | 0.6083% | 6.397% | 5.311% | -0.5653% | 4.166% | 25% | 5.882% | 3.569% | 0% | 1.686%
| 2024 | 23870.4287 |  | 2334.5471 | 121.6238 | 8.7039 | 2057.5013 | 625.038 | 3.752 | 8921.4104 | 542.8023 | 174.4601 | 4618.71 | 227.4546 | 2189.2908 | 2002.8943 | 42.2401 | 229.1561 |  | 2024 | 3.369% |  | 4.426% | 0% | 4.482% | 7.576% | 0.09747% | 5.869% | 5.267% | 0.8181% | 4.292% | 0% | 5.556% | 2.935% | 0% | 1.237%
| 2025 | 24655.876 |  | 2406.7211 | 121.6238 | 8.9442 | 2207.6873 | 624.9695 | 3.9676 | 9410.0744 | 543.6822 | 182.5275 | 4618.71 | 239.4259 | 2241.9462 | 2002.8943 | 42.702 | 238.1413 |  | 2025 | 3.29% |  | 3.092% | 0% | 2.761% | 7.299% | -0.01095% | 5.745% | 5.477% | 0.1621% | 4.624% | 0% | 5.263% | 2.405% | 0% | 1.093%
| 2026 | 25480.1178 |  | 2494.1874 | 121.6238 | 9.265 | 2371.2666 | 624.9068 | 4.2023 | 9930.6557 | 544.5959 | 190.3687 | 4618.71 | 239.4259 | 2284.8209 | 2002.8943 | 43.1946 | 247.0306 |  | 2026 | 3.343% |  | 3.634% | 0% | 3.586% | 7.41% | -0.01005% | 5.918% | 5.532% | 0.1681% | 4.296% | 0% | 0% | 1.912% | 0% | 1.154%
| 2027 | 26389.0557 |  | 2589.94 | 121.6238 | 9.6161 | 2555.6572 | 624.8123 | 4.467 | 10500.7449 | 545.3437 | 198.9559 | 4618.71 | 239.4259 | 2333.1165 | 2002.8943 | 43.7482 | 256.7871 |  | 2027 | 3.567% |  | 3.839% | 0% | 3.789% | 7.776% | -0.01512% | 6.298% | 5.741% | 0.1373% | 4.511% | 0% | 0% | 2.114% | 0% | 1.282%
| 2028 | 27333.8652 |  | 2686.9265 | 121.6238 | 9.972 | 2751.1995 | 624.9714 | 4.7477 | 11093.4785 | 547.4651 | 207.8911 | 4618.71 | 239.4259 | 2380.2696 | 2002.8943 | 44.2898 | 266.9006 |  | 2028 | 3.58% |  | 3.745% | 0% | 3.702% | 7.651% | 0.02547% | 6.283% | 5.645% | 0.389% | 4.491% | 0% | 0% | 2.021% | 0% | 1.238%
| 2029 | 28314.8795 |  | 2785.4155 | 121.6238 | 10.3339 | 2958.9395 | 624.8962 | 5.0458 | 11710.7175 | 548.3316 | 217.2027 | 4618.71 | 239.4259 | 2426.5207 | 2002.8943 | 44.8221 | 277.4045 |  | 2029 | 3.589% |  | 3.665% | 0% | 3.629% | 7.551% | -0.01204% | 6.28% | 5.564% | 0.1583% | 4.479% | 0% | 0% | 1.943% | 0% | 1.202%
| 2030 | 29347.7268 |  | 2886.9324 | 121.6238 | 10.7071 | 3182.2129 | 624.8968 | 5.3663 | 12359.8073 | 549.6179 | 227.0007 | 4618.71 | 239.4259 | 2473.1718 | 2002.8943 | 45.3595 | 288.4336 |  | 2030 | 3.648% |  | 3.645% | 0% | 3.612% | 7.546% | 0.0001001% | 6.351% | 5.543% | 0.2346% | 4.511% | 0% | 0% | 1.923% | 0% | 1.199%
| 2031 | 30488.9379 |  | 3000.2501 | 121.6238 | 11.0878 | 3423.8994 | 624.8968 | 5.7071 | 13080.1912 | 549.6179 | 237.1979 | 4618.71 | 239.4259 | 2527.5443 | 2002.8943 | 45.8914 | 299.8842 |  | 2031 | 3.889% |  | 3.925% | 0% | 3.555% | 7.595% | 0% | 6.35% | 5.828% | 0% | 4.492% | 0% | 0% | 2.198% | 0% | 1.173%
| 2032 | 31698.6633 |  | 3118.1471 | 121.6238 | 11.4757 | 3685.209 | 624.8968 | 6.0695 | 13843.1458 | 549.6179 | 247.8087 | 4618.71 | 239.4259 | 2583.221 | 2002.8943 | 46.4178 | 311.7717 |  | 2032 | 3.968% |  | 3.93% | 0% | 3.499% | 7.632% | 0% | 6.35% | 5.833% | 0% | 4.473% | 0% | 0% | 2.203% | 0% | 1.147%
| 2033 | 32971.0556 |  | 3239.568 | 121.6238 | 11.8709 | 3965.3966 | 624.8968 | 6.4548 | 14645.5895 | 549.6179 | 258.8477 | 4618.71 | 239.4259 | 2639.2208 | 2002.8943 | 46.9386 | 324.112 |  | 2033 | 4.014% |  | 3.894% | 0% | 3.444% | 7.603% | 0% | 6.349% | 5.797% | 0% | 4.455% | 0% | 0% | 2.168% | 0% | 1.122%
| 2034 | 34312.3988 |  | 3364.9533 | 121.6238 | 12.2732 | 4266.5004 | 624.8968 | 6.8646 | 15491.0319 | 549.6179 | 270.3303 | 4618.71 | 239.4259 | 2695.8226 | 2002.8943 | 47.4538 | 336.9218 |  | 2034 | 4.068% |  | 3.87% | 0% | 3.389% | 7.593% | 0% | 6.348% | 5.773% | 0% | 4.436% | 0% | 0% | 2.145% | 0% | 1.097%
| 2035 | 35729.6604 |  | 3494.7805 | 121.6238 | 12.6826 | 4590.8264 | 624.8968 | 7.3003 | 16383.3521 | 549.6179 | 282.2722 | 4618.71 | 239.4259 | 2753.3144 | 2002.8943 | 47.9631 | 350.2182 |  | 2035 | 4.13% |  | 3.858% | 0% | 3.336% | 7.602% | 0% | 6.347% | 5.76% | 0% | 4.418% | 0% | 0% | 2.133% | 0% | 1.073%
| 2036 | 37227.8745 |  | 3629.2576 | 121.6238 | 13.099 | 4940.317 | 624.8968 | 7.7635 | 17325.3582 | 549.6179 | 294.6895 | 4618.71 | 239.4259 | 2811.7542 | 2002.8943 | 48.4667 | 364.0187 |  | 2036 | 4.193% |  | 3.848% | 0% | 3.283% | 7.613% | 0% | 6.346% | 5.75% | 0% | 4.399% | 0% | 0% | 2.123% | 0% | 1.05%
| 2037 | 38862.5211 |  | 3768.919 | 121.6238 | 13.5222 | 5316.5866 | 624.8968 | 8.2562 | 18327.333 | 549.6179 | 307.5988 | 4618.71 | 239.4259 | 2914.1721 | 2002.8943 | 48.9645 | 378.3417 |  | 2037 | 4.391% |  | 3.848% | -1.221e-13% | 3.231% | 7.616% | 0% | 6.345% | 5.783% | 0% | 4.381% | 0% | 0% | 3.642% | -1.998e-13% | 1.027%
| 2038 | 40627.4924 |  | 3913.101 | 121.6238 | 13.9522 | 5721.3438 | 624.8968 | 8.78 | 19382.445 | 549.6179 | 321.0174 | 4618.71 | 239.4259 | 3060.228 | 2002.8943 | 49.4564 | 393.2059 |  | 2038 | 4.542% |  | 3.826% | 0% | 3.18% | 7.613% | 0% | 6.345% | 5.757% | 0% | 4.362% | 0% | 0% | 5.012% | 0% | 1.005%
| 2039 | 42495.8996 |  | 4062.257 | 121.6238 | 14.3889 | 6157.0266 | 624.8968 | 9.337 | 20497.222 | 549.6179 | 334.9628 | 4618.71 | 239.4259 | 3213.5943 | 2002.8943 | 49.9423 | 408.6309 |  | 2039 | 4.599% |  | 3.812% | 0% | 3.13% | 7.615% | 0% | 6.344% | 5.751% | 0% | 4.344% | 0% | 0% | 5.012% | 0% | 0.9826%
| 2040 | 43975.9748 |  | 4216.58 | 121.6238 | 14.8321 | 6127.6169 | 624.8968 | 9.9292 | 21675.289 | 549.6179 | 349.4531 | 4618.71 | 239.4259 | 3374.6835 | 2002.8943 | 50.4223 | 424.6368 |  | 2040 | 3.483% |  | 3.799% | 0% | 3.08% | -0.4777% | 0% | 6.343% | 5.747% | 0% | 4.326% | 0% | 0% | 5.013% | 0% | 0.9611%
| 2018-2027 Growth Rate | 5.195% |  | 4.209% | 0.7805% | -3.27% | 6.762% | 7.171% | -5.403% | 4.617% | 0.4945% | -2.874% | 13.98% | 4.243% | 2.691% | 1.557% | 3.899% | -2.095% |  | 2018-2027 Avg Growth Rate | 6.373% |  | 4.887% | 3.172% | -0.6885% | 7.896% | 10.03% | 0.4246% | 5.364% | 0.5595% | 0.6968% | 26.93% | 6.328% | 3.24% | 1.992% | 4.587%
| 2018-2037 Growth Rate | 4.569% |  | 4.016% | 0.3895% | 0.04217% | 7.18% | 3.524% | 0.2943% | 5.171% | 0.2861% | 0.7232% | 6.76% | 2.099% | 2.47% | 0.7754% | 2.506% | 0.8828% |  | 2018-2037 Avg Growth Rate | 5.16% |  | 4.355% | 1.586% | 1.39% | 7.748% | 5.014% | 3.38% | 5.546% | 0.3188% | 2.575% | 13.46% | 3.164% | 2.745% | 0.996% | 2.86%

## DemandProjections_HighCase
Zonal Wholesale Peak Demand and Generation Requirement -- HIGH CASE | [23 empty] | GWh | [8 empty] | MW
1 | Back to Contents |  |  | Notes: | [19 empty] | 2017 | 2027 | 2037 | [6 empty] | 2017 | 2027 | 2037
2 | Summary Peak Demand |  |  | 1. Energy forecasts for ECG and NEDCo were developed using a linear regression of sales with only GDP. See Volume 3 IPSMP Report | [18 empty] | ECG | 9535.3967 | 19097.9025 | 39250.7746 | [5 empty] | ECG | 1436.2302 | 2876.5436 | 5899.6793
3 | Summary Generation Requirement |  |  | 2. Forecast for ECG was further broken into regional forecasts based on ratios computed from ECG's 2016 regional forecast | [18 empty] | NEDCo | 1196.1901 | 3583.3696 | 10845.4866 | [5 empty] | NEDCo | 180.3464 | 540.2551 | 1635.1452
4 | Summary Growth Rates |  |  | 3. Bulk Customer forecasts for each zone is based on the GRIDCo 2014 Supply Plan and additional updates from GRIDCo | [18 empty] | EPC | 131.185 | 359.1389 | 359.1389 | [5 empty] | EPC | 45.374 | 105 | 105
5 | Zonal Peak Demand Breakout |  |  | 4. Transmission Loss forecasts were derived from transmission flow analysis using PSSE | [18 empty] | Bulk Customers | 2527.1424 | 4942.0111 | 4962.4677 | [5 empty] | Bulk Customers | 341.5 | 659.7225 | 662.9419
6 | Zonal Energy Demand Breakout |  |  | 5. Peak forecasts were computed from energy forecasts using load factors | [18 empty] | VALCO | 624.15 | 4618.71 | 4618.71 | [5 empty] | VALCO | 75 | 555 | 555
7 | Zonal Peak Demand Growth Rates |  |  | 6. Transmission losses were theoretically calculated based on peak demand. They will need to be updated over time to ensure that it is more in line with recent actual conditions | [18 empty] | Exports | 436.4865 | 1681.2468 | 2464.4848 | [5 empty] | Exports | 107.8429 | 316.5037 | 450.4732
8 | Zonal Energy Demand Growth Rates |  |  | 7. Distribution losses were assumed to decline over time, and is included in the Generation requirement below. See Volume 3 IPSMP report for details. | [18 empty] | GRIDCO Trans Loss | 283.4115 | 256.7871 | 378.3417 | [5 empty] | GRIDCO Trans Loss | 47.1342 | 42.7063 | 62.922
| SUMMARY Net Annual Zonal-Coincident Peak Wholesale Demand Requirement [MW] | [6 empty] | SUMMARY Generation Requirement [GWh] | [6 empty] | SUMMARY Growth Rates (MW) | [5 empty] | SUMMARY Annual Wholesale Generation Requirement [GWh] | [9 empty] | SUMMARY Annual Zonal-Coincident Peak Wholesale Demand Requirement [MW]
| Year | 1 | 2 | 3 | 4 |  |  | Year | 1 | 2 | 3 | 4 |  |  | Year | 1 | 2 | 3 | 4 |  | Year | [9 empty] | Year
|  | Ashanti Group | Northern Ghana Group | SouthEast Ghana Group | SouthWest Ghana Group | TOTAL |  |  | Ashanti Group | Northern Ghana Group | SouthEast Ghana Group | SouthWest Ghana Group | TOTAL |  |  | Ashanti Group | Northern Ghana Group | SouthEast Ghana Group | SouthWest Ghana Group |  |  | ECG | NEDCo | EPC | Bulk Customers | VALCO | Net Exports | GRIDCO Trans Loss | Total Ghana |  |  | ECG | NEDCo | EPC | Bulk Customers | VALCO | Net Exports | GRIDCO Trans Loss | Total Ghana
| 2017 | 318.5511 | 223.1048 | 1100.9117 | 483.0173 | 2125.5848 |  | 2017 | 1712.0468 | 1474.3349 | 7736.4429 | 3374.6512 | 14297.4757 |  | 2017 | [5 empty] | 2017 | 9535.3967 | 1196.1901 | 131.185 | 2527.1424 | 624.15 | 436.4865 | 283.4115 | 14733.9622 |  | 2017 | 1436.2302 | 180.3464 | 45.374 | 341.5 | 75 | 107.8429 | 47.1342 | 2233.4277
| 2018 | 342.2478 | 256.3848 | 1368.187 | 529.6104 | 2496.43 |  | 2018 | 1863.4728 | 1694.1098 | 9822.6074 | 3718.5702 | 17098.7601 |  | 2018 | 16.16% | 16.89% | 55.53% | 8.285% |  | 2018 | 10258.1451 | 1342.4665 | 173.8232 | 2926.4742 | 2080.5 | 444.1665 | 317.3511 | 17542.9266 |  | 2018 | 1545.0912 | 202.4001 | 50.82 | 395.34 | 250 | 110 | 52.7787 | 2606.43
| 2019 | 370.9273 | 335.8621 | 1692.5443 | 625.5745 | 3024.9083 |  | 2019 | 2032.8212 | 2246.328 | 12273.101 | 4470.3525 | 21022.6028 |  | 2019 | 13.22% | 43.93% | 33.51% | 13.93% |  | 2019 | 11072.5994 | 1514.6304 | 234.6374 | 4140.1469 | 3694.968 | 452.0001 | 365.6206 | 21474.6028 |  | 2019 | 1667.7651 | 228.3568 | 68.6 | 555.38 | 444 | 112.04 | 60.8064 | 3136.9483
| 2020 | 393.6284 | 379.8866 | 1870.7164 | 679.5057 | 3323.7371 |  | 2020 | 2142.1176 | 2540.8434 | 13654.6313 | 4915.2387 | 23252.831 |  | 2020 | -12.11% | -12.42% | 0.7724% | 13.99% |  | 2020 | 11791.2377 | 1672.7376 | 269.3541 | 4701.5504 | 4618.71 | 459.9904 | 199.2412 | 23712.8214 |  | 2020 | 1776.0071 | 252.1942 | 78.75 | 628.65 | 555 | 114.1208 | 33.1358 | 3437.8579
| 2021 | 417.1521 | 404.7794 | 1937.8372 | 710.3672 | 3470.1359 |  | 2021 | 2304.9887 | 2710.0667 | 14072.4564 | 5156.4467 | 24243.9585 |  | 2021 | 5.41% | 5.268% | 3.091% | 4.171% |  | 2021 | 12429.0468 | 1817.7913 | 287.3111 | 4885.7727 | 4618.71 | 814.9586 | 205.3267 | 25058.917 |  | 2021 | 1872.0744 | 274.0636 | 84 | 650.85 | 555 | 181.2432 | 34.1479 | 3651.3791
| 2022 | 458.0019 | 445.8222 | 2032.972 | 731.4533 | 3668.2493 |  | 2022 | 2514.0298 | 2987.265 | 14740.346 | 5302.0674 | 25543.7082 |  | 2022 | 5.886% | 8.195% | 3.567% | 2.881% |  | 2022 | 13424.0057 | 2052.9531 | 305.268 | 4929.9461 | 4618.71 | 953.9479 | 212.8253 | 26497.6561 |  | 2022 | 2021.9361 | 309.5183 | 89.25 | 657.15 | 555 | 203.6755 | 35.395 | 3871.9248
| 2023 | 496.0353 | 485.7901 | 2139.9054 | 750.6035 | 3872.3344 |  | 2023 | 2710.3346 | 3251.0378 | 15468.3358 | 5443.0781 | 26872.7864 |  | 2023 | 4.865% | 6.578% | 3.668% | 2.432% |  | 2023 | 14468.1046 | 2310.8499 | 323.225 | 4931.0176 | 4618.71 | 1097.6645 | 220.8793 | 27970.4509 |  | 2023 | 2179.1992 | 348.4007 | 94.5 | 658.5 | 555 | 226.151 | 36.7345 | 4098.4854
| 2024 | 529.7717 | 526.5385 | 2254.3729 | 767.1969 | 4077.88 |  | 2024 | 2885.3174 | 3522.2029 | 16244.2849 | 5573.1267 | 28224.9318 |  | 2024 | 3.876% | 5.852% | 3.619% | 1.948% |  | 2024 | 15516.4524 | 2580.894 | 341.1819 | 4938.5374 | 4618.71 | 1246.1116 | 229.1561 | 29471.0434 |  | 2024 | 2337.1023 | 389.1145 | 99.75 | 658.8022 | 555 | 248.6707 | 38.111 | 4326.5507
| 2025 | 556.2622 | 570.4086 | 2382.2288 | 783.2175 | 4292.1171 |  | 2025 | 3033.3093 | 3813.057 | 17087.6014 | 5694.4017 | 29628.3695 |  | 2025 | 2.666% | 5.67% | 3.691% | 1.782% |  | 2025 | 16600.9894 | 2871.6352 | 359.1389 | 4939.7546 | 4618.71 | 1399.2928 | 238.1413 | 31027.6622 |  | 2025 | 2500.4563 | 432.9488 | 105 | 659.1067 | 555 | 271.2355 | 39.6053 | 4563.3526
| 2026 | 588.9316 | 619.9361 | 2511.3965 | 800.3939 | 4520.6582 |  | 2026 | 3206.1419 | 4141.4415 | 17987.1677 | 5808.9397 | 31143.6908 |  | 2026 | 3.241% | 5.783% | 2.53% | 1.843% |  | 2026 | 17777.9012 | 3199.879 | 359.1389 | 4941.0311 | 4618.71 | 1537.8993 | 247.0306 | 32681.5901 |  | 2026 | 2677.7238 | 482.4372 | 105 | 659.4134 | 555 | 293.8462 | 41.0837 | 4814.5043
| 2027 | 625.3809 | 677.798 | 2656.4597 | 819.5889 | 4779.2275 |  | 2027 | 3398.9409 | 4525.055 | 18996.9459 | 5936.9774 | 32857.9192 |  | 2027 | 3.414% | 6.094% | 2.637% | 1.988% |  | 2027 | 19097.9025 | 3583.3696 | 359.1389 | 4942.0111 | 4618.71 | 1681.2468 | 256.7871 | 34539.166 |  | 2027 | 2876.5436 | 540.2551 | 105 | 659.7225 | 555 | 316.5037 | 42.7063 | 5095.7312
| 2028 | 663.3802 | 741.5637 | 2811.1198 | 839.118 | 5055.1817 |  | 2028 | 3599.7633 | 4948.2059 | 20074.8424 | 6067.1079 | 34689.9195 |  | 2028 | 3.34% | 6.026% | 2.606% | 1.93% |  | 2028 | 20493.737 | 4006.0011 | 359.1389 | 4945.4319 | 4618.71 | 1829.3388 | 266.9006 | 36519.2583 |  | 2028 | 3086.7855 | 603.9741 | 105 | 660.0338 | 555 | 339.2091 | 44.3883 | 5394.3908
| 2029 | 703.0713 | 811.9202 | 2976.2237 | 859.0445 | 5350.2597 |  | 2029 | 3809.3497 | 5414.7184 | 21222.7309 | 6199.7551 | 36646.5541 |  | 2029 | 3.279% | 5.974% | 2.581% | 1.882% |  | 2029 | 21972.3536 | 4472.3282 | 359.1389 | 4946.6189 | 4618.71 | 1982.1791 | 277.4045 | 38628.7332 |  | 2029 | 3309.4961 | 674.281 | 105 | 660.3474 | 555 | 361.9632 | 46.1352 | 5712.2229
| 2030 | 745.0647 | 890.4031 | 3154.2001 | 879.7451 | 5669.413 |  | 2030 | 4030.939 | 5935.2424 | 22460.0114 | 6337.4569 | 38763.6498 |  | 2030 | 3.266% | 5.994% | 2.583% | 1.873% |  | 2030 | 23556.2872 | 4992.5308 | 359.1389 | 4948.5492 | 4618.71 | 2139.7714 | 288.4336 | 40903.4211 |  | 2030 | 3548.0696 | 752.7106 | 105 | 660.6634 | 555 | 384.7671 | 47.9694 | 6054.1801
| 2031 | 791.8186 | 978.5633 | 3353.7293 | 902.7965 | 6026.9076 |  | 2031 | 4277.6054 | 6519.9453 | 23846.7563 | 6490.8453 | 41135.1522 |  | 2031 | 3.347% | 6.018% | 2.641% | 1.963% |  | 2031 | 25330.0675 | 5576.8982 | 359.1389 | 4950.4534 | 4618.71 | 2275.1335 | 299.8842 | 43410.2857 |  | 2031 | 3815.238 | 840.8141 | 105 | 660.9817 | 555 | 407.6217 | 49.8738 | 6434.5293
| 2032 | 841.712 | 1077.5001 | 3570.3627 | 927.0019 | 6416.5767 |  | 2032 | 4540.6699 | 7176.1725 | 25351.8003 | 6651.8203 | 43720.4629 |  | 2032 | 3.333% | 6.036% | 2.64% | 1.959% |  | 2032 | 27245.4376 | 6232.7208 | 359.1389 | 4952.684 | 4618.71 | 2410.6944 | 311.7717 | 46131.1573 |  | 2032 | 4103.7328 | 939.6907 | 105 | 661.3024 | 555 | 430.528 | 51.8508 | 6847.1048
| 2033 | 894.4737 | 1187.645 | 3803.9232 | 952.1081 | 6838.1501 |  | 2033 | 4818.6595 | 7906.6555 | 26972.9604 | 6818.6614 | 46516.9369 |  | 2033 | 3.299% | 6.021% | 2.628% | 1.936% |  | 2033 | 29297.7236 | 6962.8576 | 359.1389 | 4954.3948 | 4618.71 | 2421.0307 | 324.112 | 48937.9675 |  | 2033 | 4412.85 | 1049.7715 | 105 | 661.6255 | 555 | 434.3962 | 53.9031 | 7272.5463
| 2034 | 950.3965 | 1310.5213 | 4056.1629 | 978.2331 | 7295.3138 |  | 2034 | 5113.1033 | 8721.6317 | 28723.0223 | 6992.1526 | 49549.91 |  | 2034 | 3.272% | 6.015% | 2.618% | 1.919% |  | 2034 | 31501.2668 | 7777.4114 | 359.1389 | 4956.461 | 4618.71 | 2431.5737 | 336.9218 | 51981.4836 |  | 2034 | 4744.7498 | 1172.5796 | 105 | 661.9509 | 555 | 438.3183 | 56.0335 | 7733.6321
| 2035 | 1009.8089 | 1447.9033 | 4329.0609 | 1005.5072 | 7792.2804 |  | 2035 | 5425.7177 | 9632.8051 | 30615.2252 | 7173.1599 | 52846.908 |  | 2035 | 3.251% | 6.019% | 2.613% | 1.907% |  | 2035 | 33872.2373 | 8688.1498 | 359.1389 | 4958.4538 | 4618.71 | 2442.3275 | 350.2182 | 55289.2355 |  | 2035 | 5101.8675 | 1309.8892 | 105 | 662.2788 | 555 | 442.2952 | 58.2448 | 8234.5756
| 2036 | 1072.9492 | 1601.5735 | 4624.3813 | 1033.9947 | 8332.8988 |  | 2036 | 5757.7348 | 10652.0166 | 32661.7462 | 7362.1027 | 56433.6003 |  | 2036 | 3.23% | 6.024% | 2.608% | 1.897% |  | 2036 | 36424.3384 | 9706.8927 | 359.1389 | 4960.5016 | 4618.71 | 2453.2964 | 364.0187 | 58886.8967 |  | 2036 | 5486.2673 | 1463.4824 | 105 | 662.6091 | 555 | 446.3282 | 60.54 | 8779.227
| 2037 | 1151.9432 | 1773.3182 | 4913.079 | 1082.3481 | 8920.6885 |  | 2037 | 6110.8109 | 11791.0941 | 34886.275 | 7626.7395 | 60414.9195 |  | 2037 | 3.589% | 6.025% | 2.44% | 2.854% |  | 2037 | 39250.7746 | 10845.4866 | 359.1389 | 4962.4677 | 4618.71 | 2464.4848 | 378.3417 | 62879.4043 |  | 2037 | 5899.6793 | 1635.1452 | 105 | 662.9419 | 555 | 450.4732 | 62.922 | 9371.1617
| 2038 | 1236.8263 | 1965.1047 | 5223.217 | 1134.3016 | 9559.4497 |  | 2038 | 6484.7839 | 13063.1151 | 37287.0831 | 7971.6176 | 64806.5997 |  | 2038 | 3.57% | 6.023% | 2.436% | 2.845% |  | 2038 | 42354.0179 | 12116.978 | 359.1389 | 4964.549 | 4618.71 | 2475.8968 | 393.2059 | 67282.4965 |  | 2038 | 6343.9339 | 1826.8445 | 105 | 663.2772 | 555 | 454.705 | 65.3941 | 10014.1547
| 2039 | 1328.0911 | 2179.4029 | 5556.5843 | 1190.1566 | 10254.2349 |  | 2039 | 6881.4516 | 14484.4392 | 39884.3823 | 8342.3987 | 69592.6717 |  | 2039 | 3.553% | 6.023% | 2.432% | 2.837% |  | 2039 | 45701.849 | 13537.7466 | 359.1389 | 4966.5964 | 4618.71 | 2487.5371 | 408.6309 | 72080.2089 |  | 2039 | 6821.6105 | 2041.05 | 105 | 663.6149 | 555 | 459.0255 | 67.9594 | 10713.2604
| 2040 | 1426.2454 | 2169.7521 | 5915.0259 | 1250.2237 | 10761.2471 |  | 2040 | 7302.2548 | 14420.3676 | 42694.9593 | 8741.145 | 73158.7268 |  | 2040 | 3.537% | 1.955% | 2.429% | 2.831% |  | 2040 | 49314.4854 | 13473.0821 | 359.1389 | 4968.6737 | 4618.71 | 2499.4103 | 424.6368 | 75658.137 |  | 2040 | 7335.3698 | 2031.3007 | 105 | 663.9552 | 555 | 463.4365 | 70.6214 | 11224.6836
| Net Annual Zonal-Coincident Peak Wholesale Demand Requirement [MW] | [18 empty] | Net Annual Zonal-Coincident Wholesale Peak Demand Requirement Growth [%]
| Year | Total Ghana Peak | Zone Number | 1 | 1 | 1 | 2 | 2 | 2 | 3 | 3 | 3 | 3 | 3 | 4 | 4 | 4 |  |  | Year | Ghana Total | Zone Number | 1 | 1 | 1 | 2 | 2 | 2 | 3 | 3 | 3 | 3 | 3 | 4 | 4 | 4
|  |  | Model Region No. | 1 | 2 | 3 | 4 | 5 | 6 | 7 | 8 | 9 | 10 | 11 | 12 | 13 | 14 |  |  |  |  | Zone | 1 | 2 | 3 | 4 | 5 | 6 | 7 | 8 | 9 | 10 | 11 | 12 | 13 | 14 |  |  | EE-GROUP | NW-GROUP | NE-GROUP | SW-GROUP | NW-KAGERA | WW-KIGOMA | SE-GROUP | WW-RUKWA | SW-RUVUMA | CN-GROUP | ZN-PEMBA | ZN-UNGUJA | EE-PWANI-2 | NE-ARUSHA-2 | SW-IRINGA-2
|  |  | Model Regions | Ashanti GH | Bulk Customers_Ashanti | Trans-Loss_Ashanti Group | North GH | Bulk Customers_North GH | Trans-Loss_Northern Ghana Group | South-East GH | Bulk Customers_SouthEast GH | Trans-Loss_SouthEast GH | VALCO | Enclave Power Company | South-West GH | Bulk Customers_SouthWest GH | Trans-Loss_SouthWest GH |  |  |  |  | Model Regions | Ashanti GH | Bulk Customers_Ashanti | Trans-Loss_Ashanti Group | North GH | Bulk Customers_North GH | Trans-Loss_Northern Ghana Group | South-East GH | Bulk Customers_SouthEast GH | Trans-Loss_SouthEast GH | VALCO | Enclave Power Company | South-West GH | Bulk Customers_SouthWest GH | Trans-Loss_SouthWest GH |  | connected vs. isolated | Dar es Salaam, Morogoro, Pwani_1 | Shinyanga, Mwana, Mara, Mwanza, Tabora | Arusha_1, Kilimanjaro, Manyara, Tanga | Iringa_1, Mbeya | Kagera | Kigoma | Lindi, Mtwara | Rukwa | Ruvuma | Dodoma, Singida | Pemba | Unguja | Pwani_2 | Arusha_2 | Iringa_2
| 2017 | 2125.5848 |  | 304.5522 | 11.9 | 2.0988 | 180.3464 | 41.6 | 1.1584 | 869.2035 | 72.2 | 39.1342 | 75 | 45.374 | 262.4745 | 215.8 | 4.7428 |  |  | 2017 | [17 empty] | 2017 | 1 | 1 | 1 | 1 | 0 | 0 | 0 | 0 | 0 | 1 | 1 | 1 | 0 | 0 | 0
| 2018 | 2496.43 |  | 323.8478 | 16.17 | 2.23 | 202.4001 | 52.69 | 1.2947 | 943.2163 | 79.86 | 44.2907 | 250 | 50.82 | 278.0271 | 246.62 | 4.9633 |  |  | 2018 | 17.45% |  | 6.336% | 35.88% | 6.25% | 12.23% | 26.66% | 11.77% | 8.515% | 10.61% | 13.18% | 233.3% | 12% | 5.925% | 14.28% | 4.649% |  | 2018 | 1 | 1 | 1 | 1 | 0 | 0 | 0 | 0 | 0 | 1 | 1 | 1 | 0 | 0 | 0
| 2019 | 3024.9083 |  | 348.0077 | 20.58 | 2.3396 | 228.3568 | 105.98 | 1.5253 | 1024.8318 | 103.32 | 51.7926 | 444 | 68.6 | 294.9256 | 325.5 | 5.1489 |  |  | 2019 | 21.17% |  | 7.46% | 27.27% | 4.914% | 12.82% | 101.1% | 17.81% | 8.653% | 29.38% | 16.94% | 77.6% | 34.99% | 6.078% | 31.98% | 3.74% |  | 2019 | 1 | 1 | 1 | 1 | 0 | 0 | 0 | 0 | 0 | 1 | 1 | 1 | 0 | 0 | 0
| 2020 | 3323.7371 |  | 370.4065 | 22.05 | 1.1718 | 252.1942 | 127.2 | 0.49236 | 1099.9053 | 112.05 | 25.0112 | 555 | 78.75 | 305.6952 | 367.35 | 6.4605 |  |  | 2020 | 9.879% |  | 6.436% | 7.143% | -49.91% | 10.44% | 20.02% | -67.72% | 7.325% | 8.449% | -51.71% | 25% | 14.8% | 3.652% | 12.86% | 25.47% |  | 2020 | 1 | 1 | 1 | 1 | 1 | 0 | 1 | 0 | 0 | 1 | 1 | 1 | 0 | 1 | 1
| 2021 | 3470.1359 |  | 392.5318 | 23.4 | 1.2203 | 274.0636 | 130.2 | 0.51586 | 1160.6086 | 112.5 | 25.7287 | 555 | 84 | 318.9341 | 384.75 | 6.6831 |  |  | 2021 | 4.405% |  | 5.973% | 6.122% | 4.135% | 8.672% | 2.358% | 4.773% | 5.519% | 0.4016% | 2.869% | 0% | 6.667% | 4.331% | 4.737% | 3.446% |  | 2021 | 1 | 1 | 1 | 1 | 1 | 0 | 1 | 0 | 0 | 1 | 1 | 1 | 0 | 1 | 1
| 2022 | 3668.2493 |  | 433.2928 | 23.4 | 1.3091 | 309.5183 | 135.75 | 0.55396 | 1249.3641 | 112.65 | 26.7079 | 555 | 89.25 | 339.2792 | 385.35 | 6.8241 |  |  | 2022 | 5.709% |  | 10.38% | 0% | 7.275% | 12.94% | 4.263% | 7.386% | 7.647% | 0.1333% | 3.806% | 0% | 6.25% | 6.379% | 0.1559% | 2.109% |  | 2022 | 1 | 1 | 1 | 1 | 1 | 0 | 1 | 0 | 0 | 1 | 1 | 1 | 0 | 1 | 1
| 2023 | 3872.3344 |  | 471.2499 | 23.4 | 1.3855 | 348.4007 | 136.8 | 0.5894 | 1349.6349 | 112.95 | 27.8205 | 555 | 94.5 | 358.3144 | 385.35 | 6.9391 |  |  | 2023 | 5.564% |  | 8.76% | 0% | 5.835% | 12.56% | 0.7735% | 6.397% | 8.026% | 0.2663% | 4.166% | 0% | 5.882% | 5.61% | 0% | 1.686% |  | 2023 | 1 | 1 | 1 | 1 | 1 | 0 | 1 | 0 | 0 | 1 | 1 | 1 | 1 | 1 | 1
| 2024 | 4077.88 |  | 504.9242 | 23.4 | 1.4476 | 389.1145 | 136.8 | 0.62399 | 1457.3562 | 113.2522 | 29.0145 | 555 | 99.75 | 374.822 | 385.35 | 7.025 |  |  | 2024 | 5.308% |  | 7.146% | 0% | 4.482% | 11.69% | 0% | 5.869% | 7.982% | 0.2676% | 4.292% | 0% | 5.556% | 4.607% | 0% | 1.237% |  | 2024 | 1 | 1 | 1 | 1 | 1 | 0 | 1 | 0 | 0 | 1 | 1 | 1 | 1 | 1 | 1
| 2025 | 4292.1171 |  | 531.3746 | 23.4 | 1.4875 | 432.9488 | 136.8 | 0.65984 | 1578.3159 | 113.5567 | 30.3562 | 555 | 105 | 390.7657 | 385.35 | 7.1018 |  |  | 2025 | 5.254% |  | 5.239% | 0% | 2.761% | 11.27% | 0% | 5.745% | 8.3% | 0.2688% | 4.624% | 0% | 5.263% | 4.254% | 0% | 1.093% |  | 2025 | 1 | 1 | 1 | 1 | 1 | 0 | 1 | 0 | 0 | 1 | 1 | 1 | 1 | 1 | 1
| 2026 | 4520.6582 |  | 563.9908 | 23.4 | 1.5409 | 482.4372 | 136.8 | 0.69889 | 1705.8729 | 113.8634 | 31.6602 | 555 | 105 | 407.8602 | 385.35 | 7.1837 |  |  | 2026 | 5.325% |  | 6.138% | -1.11e-14% | 3.586% | 11.43% | -2.22e-14% | 5.918% | 8.082% | 0.2701% | 4.296% | 0% | -1.11e-14% | 4.375% | -1.11e-14% | 1.154% |  | 2026 | 1 | 1 | 1 | 1 | 1 | 0 | 1 | 0 | 0 | 1 | 1 | 1 | 1 | 1 | 1
| 2027 | 4779.2275 |  | 600.3816 | 23.4 | 1.5992 | 540.2551 | 136.8 | 0.74291 | 1849.1989 | 114.1725 | 33.0884 | 555 | 105 | 426.9631 | 385.35 | 7.2758 |  |  | 2027 | 5.72% |  | 6.452% | 2.22e-14% | 3.789% | 11.98% | 2.22e-14% | 6.298% | 8.402% | 0.2714% | 4.511% | 0% | 2.22e-14% | 4.684% | 2.22e-14% | 1.282% |  | 2027 | 1 | 1 | 1 | 1 | 1 | 0 | 1 | 0 | 0 | 1 | 1 | 1 | 1 | 1 | 1
| 2028 | 5055.1817 |  | 638.3218 | 23.4 | 1.6584 | 603.9741 | 136.8 | 0.78959 | 2002.0616 | 114.4838 | 34.5744 | 555 | 105 | 446.4021 | 385.35 | 7.3658 |  |  | 2028 | 5.774% |  | 6.319% | 0% | 3.702% | 11.79% | 0% | 6.283% | 8.266% | 0.2727% | 4.491% | 0% | 0% | 4.553% | 0% | 1.238% |  | 2028 | 1 | 1 | 1 | 1 | 1 | 0 | 1 | 0 | 0 | 1 | 1 | 1 | 1 | 1 | 1
| 2029 | 5350.2597 |  | 677.9527 | 23.4 | 1.7186 | 674.281 | 136.8 | 0.83918 | 2165.3033 | 114.7974 | 36.123 | 555 | 105 | 466.2401 | 385.35 | 7.4544 |  |  | 2029 | 5.837% |  | 6.209% | 0% | 3.629% | 11.64% | 0% | 6.28% | 8.154% | 0.274% | 4.479% | 0% | 0% | 4.444% | 0% | 1.202% |  | 2029 | 1 | 1 | 1 | 1 | 1 | 0 | 1 | 0 | 0 | 1 | 1 | 1 | 1 | 1 | 1
| 2030 | 5669.413 |  | 719.884 | 23.4 | 1.7807 | 752.7106 | 136.8 | 0.89247 | 2341.3342 | 115.1134 | 37.7525 | 555 | 105 | 486.8514 | 385.35 | 7.5437 |  |  | 2030 | 5.965% |  | 6.185% | 2.22e-14% | 3.612% | 11.63% | 0% | 6.351% | 8.13% | 0.2752% | 4.511% | 0% | 2.22e-14% | 4.421% | 2.22e-14% | 1.199% |  | 2030 | 1 | 1 | 1 | 1 | 1 | 0 | 1 | 0 | 0 | 1 | 1 | 1 | 1 | 1 | 1
| 2031 | 6026.9076 |  | 766.5746 | 23.4 | 1.844 | 840.8141 | 136.8 | 0.94915 | 2538.8491 | 115.4317 | 39.4484 | 555 | 105 | 509.8143 | 385.35 | 7.6322 |  |  | 2031 | 6.306% |  | 6.486% | -1.11e-14% | 3.555% | 11.7% | 0% | 6.35% | 8.436% | 0.2765% | 4.492% | 0% | -1.11e-14% | 4.717% | -3.331e-14% | 1.173% |  | 2031 | 1 | 1 | 1 | 1 | 1 | 0 | 1 | 0 | 0 | 1 | 1 | 1 | 1 | 1 | 1
| 2032 | 6416.5767 |  | 816.4035 | 23.4 | 1.9085 | 939.6907 | 136.8 | 1.0094 | 2753.3972 | 115.7524 | 41.2131 | 555 | 105 | 533.9321 | 385.35 | 7.7198 |  |  | 2032 | 6.465% |  | 6.5% | 2.22e-14% | 3.499% | 11.76% | 0% | 6.35% | 8.451% | 0.2778% | 4.473% | 0% | 2.22e-14% | 4.731% | 2.22e-14% | 1.147% |  | 2032 | 1 | 1 | 1 | 1 | 1 | 0 | 1 | 0 | 0 | 1 | 1 | 1 | 1 | 1 | 1
| 2033 | 6838.1501 |  | 869.0995 | 23.4 | 1.9742 | 1049.7715 | 136.8 | 1.0735 | 2984.7988 | 116.0755 | 43.049 | 555 | 105 | 558.9518 | 385.35 | 7.8064 |  |  | 2033 | 6.57% |  | 6.455% | -1.11e-14% | 3.444% | 11.71% | 0% | 6.349% | 8.404% | 0.2791% | 4.455% | 0% | -1.11e-14% | 4.686% | -3.331e-14% | 1.122% |  | 2033 | 1 | 1 | 1 | 1 | 1 | 0 | 1 | 0 | 0 | 1 | 1 | 1 | 1 | 1 | 1
| 2034 | 7295.3138 |  | 924.9553 | 23.4 | 2.0412 | 1172.5796 | 136.8 | 1.1416 | 3234.8033 | 116.4009 | 44.9587 | 555 | 105 | 584.9911 | 385.35 | 7.892 |  |  | 2034 | 6.685% |  | 6.427% | -1.11e-14% | 3.389% | 11.7% | -2.22e-14% | 6.348% | 8.376% | 0.2804% | 4.436% | 0% | -1.11e-14% | 4.659% | -1.11e-14% | 1.097% |  | 2034 | 1 | 1 | 1 | 1 | 1 | 0 | 1 | 0 | 0 | 1 | 1 | 1 | 1 | 1 | 1
| 2035 | 7792.2804 |  | 984.2997 | 23.4 | 2.1092 | 1309.8892 | 136.8 | 1.2141 | 3505.3874 | 116.7288 | 46.9447 | 555 | 105 | 612.1805 | 385.35 | 7.9768 |  |  | 2035 | 6.812% |  | 6.416% | 2.22e-14% | 3.336% | 11.71% | 2.22e-14% | 6.347% | 8.365% | 0.2817% | 4.418% | 0% | 2.22e-14% | 4.648% | 2.22e-14% | 1.073% |  | 2035 | 1 | 1 | 1 | 1 | 1 | 0 | 1 | 0 | 0 | 1 | 1 | 1 | 1 | 1 | 1
| 2036 | 8332.8988 |  | 1047.3707 | 23.4 | 2.1785 | 1463.4824 | 136.8 | 1.2912 | 3798.3124 | 117.0591 | 49.0098 | 555 | 105 | 640.5842 | 385.35 | 8.0605 |  |  | 2036 | 6.938% |  | 6.408% | 2.22e-14% | 3.283% | 11.73% | 0% | 6.346% | 8.356% | 0.283% | 4.399% | 0% | 2.22e-14% | 4.64% | 2.22e-14% | 1.05%
| 2037 | 8920.6885 |  | 1126.2943 | 23.4 | 2.2489 | 1635.1452 | 136.8 | 1.3731 | 4084.5303 | 117.3919 | 51.1568 | 555 | 105 | 688.8548 | 385.35 | 8.1433 |  |  | 2037 | 7.054% |  | 7.535% | -1.11e-14% | 3.231% | 11.73% | 0% | 6.345% | 7.535% | 0.2843% | 4.381% | 0% | -1.11e-14% | 7.535% | -3.331e-14% | 1.027%
| 2038 | 9559.4497 |  | 1211.1059 | 23.4 | 2.3204 | 1826.8445 | 136.8 | 1.4602 | 4392.1014 | 117.7272 | 53.3884 | 555 | 105 | 740.7265 | 385.35 | 8.2251 |  |  | 2038 | 7.16% |  | 7.53% | 0% | 3.18% | 11.72% | 0% | 6.345% | 7.53% | 0.2856% | 4.362% | 0% | 0% | 7.53% | 0% | 1.005%
| 2039 | 10254.2349 |  | 1302.298 | 23.4 | 2.393 | 2041.05 | 136.8 | 1.5528 | 4722.8117 | 118.0649 | 55.7077 | 555 | 105 | 796.5007 | 385.35 | 8.3059 |  |  | 2039 | 7.268% |  | 7.53% | -1.11e-14% | 3.13% | 11.73% | -2.22e-14% | 6.344% | 7.53% | 0.2869% | 4.344% | 0% | -1.11e-14% | 7.53% | -1.11e-14% | 0.9826%
| 2040 | 10761.2471 |  | 1400.3787 | 23.4 | 2.4667 | 2031.3007 | 136.8 | 1.6513 | 5078.5032 | 118.4052 | 58.1176 | 555 | 105 | 856.488 | 385.35 | 8.3857 |  |  | 2040 | 4.944% |  | 7.531% | 2.22e-14% | 3.08% | -0.4777% | 2.22e-14% | 6.343% | 7.531% | 0.2882% | 4.326% | 0% | 2.22e-14% | 7.531% | 2.22e-14% | 0.9611%
| 2018-2027 Growth Rate | 6.71% |  | 6.367% | 3.765% | -3.27% | 10.32% | 10.01% | -5.403% | 6.964% | 3.639% | -2.874% | 8.302% | 7.526% | 4.383% | 4.564% | 3.899% |  |  | 2018-2027 Avg Growth Rate | 8.578% |  | 7.032% | 7.642% | -0.6885% | 11.6% | 15.52% | 0.4246% | 7.845% | 5.031% | 0.6968% | 33.59% | 9.14% | 4.989% | 6.402% | 4.587%
| 2018-2037 Growth Rate | 6.575% |  | 6.43% | 1.865% | 0.04217% | 11.01% | 4.886% | 0.2943% | 7.604% | 1.945% | 0.7232% | 4.068% | 3.695% | 4.641% | 2.257% | 2.506% |  |  | 2018-2037 Avg Growth Rate | 7.509% |  | 6.763% | 3.821% | 1.39% | 11.66% | 7.761% | 3.38% | 8.046% | 2.655% | 2.575% | 16.8% | 4.57% | 4.946% | 3.201% | 2.86%
| Net Annual Wholesale Generation Requirement [GWh] | [18 empty] | Net Annual Wholesale Generation Requirement Growth [%]
| Year | Total | Zone Number | 1 | 1 | 1 | 2 | 2 | 2 | 3 | 3 | 3 | 3 | 3 | 4 | 4 | 4 |  |  | Year | Ghana Total | Zone Number | 1 | 1 | 1 | 2 | 2 | 2 | 3 | 3 | 3 | 3 | 3 | 4 | 4 | 4
|  |  | Model Region No. | 1 | 2 | 3 | 4 | 5 | 6 | 7 | 8 | 9 | 10 | 11 | 12 | 13 | 14 |  |  |  |  | Zone | 1 | 2 | 3 | 4 | 5 | 6 | 7 | 8 | 9 | 10 | 11 | 12 | 13 | 14
|  |  | Model Regions | Ashanti GH | Bulk Customers_Ashanti | Trans-Loss_Ashanti Group | North GH | Bulk Customers_North GH | Trans-Loss_Northern Ghana Group | South-East GH | Bulk Customers_SouthEast GH | Trans-Loss_SouthEast GH | VALCO | Enclave Power Company | South-West GH | Bulk Customers_SouthWest GH | Trans-Loss_SouthWest GH |  |  |  |  | Model Regions | Ashanti GH | Bulk Customers_Ashanti | Trans-Loss_Ashanti Group | North GH | Bulk Customers_North GH | Trans-Loss_Northern Ghana Group | South-East GH | Bulk Customers_SouthEast GH | Trans-Loss_SouthEast GH | VALCO | Enclave Power Company | South-West GH | Bulk Customers_SouthWest GH | Trans-Loss_SouthWest GH
| 2017 | 14297.4757 |  | 1608.4875 | 90.9395 | 12.6198 | 1196.1901 | 271.1796 | 6.9652 | 6229.9143 | 515.885 | 235.3086 | 624.15 | 131.185 | 1696.9949 | 1649.1383 | 28.5179 |  |  | 2017
| 2018 | 17098.7601 |  | 1726.2858 | 123.7784 | 13.4086 | 1342.4665 | 343.8584 | 7.7848 | 6730.9632 | 571.0071 | 266.3139 | 2080.5 | 173.8232 | 1800.896 | 1887.8304 | 29.8438 |  |  | 2018 | 19.59% |  | 7.324% | 36.11% | 6.25% | 12.23% | 26.8% | 11.77% | 8.043% | 10.68% | 13.18% | 233.3% | 32.5% | 6.123% | 14.47% | 4.649%
| 2019 | 21022.6028 |  | 1859.6335 | 159.1202 | 14.0675 | 1514.6304 | 722.526 | 9.1716 | 7290.2707 | 741.8032 | 311.4216 | 3694.968 | 234.6374 | 1922.6952 | 2516.6974 | 30.9599 |  |  | 2019 | 22.95% |  | 7.725% | 28.55% | 4.914% | 12.82% | 110.1% | 17.81% | 8.309% | 29.91% | 16.94% | 77.6% | 34.99% | 6.763% | 33.31% | 3.74%
| 2020 | 23252.831 |  | 1963.528 | 171.5435 | 7.0461 | 1672.7376 | 865.1453 | 2.9605 | 7809.2078 | 806.9707 | 150.3887 | 4618.71 | 269.3541 | 2018.5019 | 2857.8909 | 38.8459 |  |  | 2020 | 10.61% |  | 5.587% | 7.807% | -49.91% | 10.44% | 19.74% | -67.72% | 7.118% | 8.785% | -51.71% | 25% | 14.8% | 4.983% | 13.56% | 25.47%
| 2021 | 24243.9585 |  | 2115.0479 | 182.6033 | 7.3374 | 1817.7913 | 889.1736 | 3.1018 | 8200.1567 | 811.5757 | 154.7029 | 4618.71 | 287.3111 | 2113.8422 | 3002.42 | 40.1845 |  |  | 2021 | 4.262% |  | 7.717% | 6.447% | 4.135% | 8.672% | 2.777% | 4.773% | 5.006% | 0.5707% | 2.869% | 0% | 6.667% | 4.723% | 5.057% | 3.446%
| 2022 | 25543.7082 |  | 2323.7229 | 182.4357 | 7.8712 | 2052.9531 | 930.981 | 3.3309 | 8843.589 | 812.188 | 160.591 | 4618.71 | 305.268 | 2256.6938 | 3004.3414 | 41.0322 |  |  | 2022 | 5.361% |  | 9.866% | -0.09181% | 7.275% | 12.94% | 4.702% | 7.386% | 7.847% | 0.07544% | 3.806% | 0% | 6.25% | 6.758% | 0.064% | 2.109%
| 2023 | 26872.7864 |  | 2519.5684 | 182.4357 | 8.3305 | 2310.8499 | 936.644 | 3.544 | 9551.5234 | 807.5965 | 167.2809 | 4618.71 | 323.225 | 2397.0128 | 3004.3414 | 41.7239 |  |  | 2023 | 5.203% |  | 8.428% | 0% | 5.835% | 12.56% | 0.6083% | 6.397% | 8.005% | -0.5653% | 4.166% | 0% | 5.882% | 6.218% | 0% | 1.686%
| 2024 | 28224.9318 |  | 2694.1777 | 182.4357 | 8.7039 | 2580.894 | 937.5569 | 3.752 | 10295.7295 | 814.2034 | 174.4601 | 4618.71 | 341.1819 | 2526.5451 | 3004.3414 | 42.2401 |  |  | 2024 | 5.032% |  | 6.93% | 0% | 4.482% | 11.69% | 0.09747% | 5.869% | 7.791% | 0.8181% | 4.292% | 0% | 5.556% | 5.404% | 0% | 1.237%
| 2025 | 29628.3695 |  | 2841.9294 | 182.4357 | 8.9442 | 2871.6352 | 937.4543 | 3.9676 | 11111.7018 | 815.5232 | 182.5275 | 4618.71 | 359.1389 | 2647.3582 | 3004.3414 | 42.702 |  |  | 2025 | 4.972% |  | 5.484% | 0% | 2.761% | 11.27% | -0.01095% | 5.745% | 7.925% | 0.1621% | 4.624% | 0% | 5.263% | 4.782% | 0% | 1.093%
| 2026 | 31143.6908 |  | 3014.4412 | 182.4357 | 9.265 | 3199.879 | 937.3601 | 4.2023 | 12002.0564 | 816.8938 | 190.3687 | 4618.71 | 359.1389 | 2761.4036 | 3004.3414 | 43.1946 |  |  | 2026 | 5.114% |  | 6.07% | 0% | 3.586% | 11.43% | -0.01005% | 5.918% | 8.013% | 0.1681% | 4.296% | 0% | 0% | 4.308% | 0% | 1.154%
| 2027 | 32857.9192 |  | 3206.8892 | 182.4357 | 9.6161 | 3583.3696 | 937.2184 | 4.467 | 13002.1255 | 818.0156 | 198.9559 | 4618.71 | 359.1389 | 2888.8878 | 3004.3414 | 43.7482 |  |  | 2027 | 5.504% |  | 6.384% | 0% | 3.789% | 11.98% | -0.01512% | 6.298% | 8.332% | 0.1373% | 4.511% | 0% | 0% | 4.617% | 0% | 1.282%
| 2028 | 34689.9195 |  | 3407.3556 | 182.4357 | 9.972 | 4006.0011 | 937.4571 | 4.7477 | 14067.9047 | 821.1977 | 207.8911 | 4618.71 | 359.1389 | 3018.4767 | 3004.3414 | 44.2898 |  |  | 2028 | 5.576% |  | 6.251% | 0% | 3.702% | 11.79% | 0.02547% | 6.283% | 8.197% | 0.389% | 4.491% | 0% | 0% | 4.486% | 0% | 1.238%
| 2029 | 36646.5541 |  | 3616.5802 | 182.4357 | 10.3339 | 4472.3282 | 937.3443 | 5.0458 | 15205.1818 | 822.4975 | 217.2027 | 4618.71 | 359.1389 | 3150.5917 | 3004.3414 | 44.8221 |  |  | 2029 | 5.64% |  | 6.14% | 0% | 3.629% | 11.64% | -0.01204% | 6.28% | 8.084% | 0.1583% | 4.479% | 0% | 0% | 4.377% | 0% | 1.202%
| 2030 | 38763.6498 |  | 3837.7962 | 182.4357 | 10.7071 | 4992.5308 | 937.3452 | 5.3663 | 16430.7349 | 824.4269 | 227.0007 | 4618.71 | 359.1389 | 3287.756 | 3004.3414 | 45.3595 |  |  | 2030 | 5.777% |  | 6.117% | 0% | 3.612% | 11.63% | 0.0001001% | 6.351% | 8.06% | 0.2346% | 4.511% | 0% | 0% | 4.354% | 0% | 1.199%
| 2031 | 41135.1522 |  | 4084.0819 | 182.4357 | 11.0878 | 5576.8982 | 937.3399 | 5.7071 | 17805.3731 | 826.3363 | 237.1979 | 4618.71 | 359.1389 | 3440.6125 | 3004.3414 | 45.8914 |  |  | 2031 | 6.118% |  | 6.417% | 0% | 3.555% | 11.7% | -0.0005637% | 6.35% | 8.366% | 0.2316% | 4.492% | 0% | 0% | 4.649% | 0% | 1.173%
| 2032 | 43720.4629 |  | 4346.7585 | 182.4357 | 11.4757 | 6232.7208 | 937.3822 | 6.0695 | 19297.6181 | 828.5247 | 247.8087 | 4618.71 | 359.1389 | 3601.061 | 3004.3414 | 46.4178 |  |  | 2032 | 6.285% |  | 6.432% | 0% | 3.499% | 11.76% | 0.00451% | 6.35% | 8.381% | 0.2648% | 4.473% | 0% | 0% | 4.663% | 0% | 1.147%
| 2033 | 46516.9369 |  | 4624.3529 | 182.4357 | 11.8709 | 6962.8576 | 937.3431 | 6.4548 | 20905.9893 | 830.2746 | 258.8477 | 4618.71 | 359.1389 | 3767.3814 | 3004.3414 | 46.9386 |  |  | 2033 | 6.396% |  | 6.386% | 0% | 3.444% | 11.71% | -0.004167% | 6.349% | 8.335% | 0.2112% | 4.455% | 0% | 0% | 4.619% | 0% | 1.122%
| 2034 | 49549.91 |  | 4918.3945 | 182.4357 | 12.2732 | 7777.4114 | 937.3558 | 6.8646 | 22642.515 | 832.3282 | 270.3303 | 4618.71 | 359.1389 | 3940.3574 | 3004.3414 | 47.4538 |  |  | 2034 | 6.52% |  | 6.359% | 0% | 3.389% | 11.7% | 0.001349% | 6.348% | 8.306% | 0.2473% | 4.436% | 0% | 0% | 4.591% | 0% | 1.097%
| 2035 | 52846.908 |  | 5230.5994 | 182.4357 | 12.6826 | 8688.1498 | 937.3551 | 7.3003 | 24520.7825 | 834.3216 | 282.2722 | 4618.71 | 359.1389 | 4120.8553 | 3004.3414 | 47.9631 |  |  | 2035 | 6.654% |  | 6.348% | 0% | 3.336% | 11.71% | -7.376e-05% | 6.347% | 8.295% | 0.2395% | 4.418% | 0% | 0% | 4.581% | 0% | 1.073%
| 2036 | 56433.6003 |  | 5562.2002 | 182.4357 | 13.099 | 9706.8927 | 937.3604 | 7.7635 | 26552.8437 | 836.3641 | 294.6895 | 4618.71 | 359.1389 | 4309.2945 | 3004.3414 | 48.4667 |  |  | 2036 | 6.787% |  | 6.34% | 0% | 3.283% | 11.73% | 0.0005637% | 6.346% | 8.287% | 0.2448% | 4.399% | 0% | 0% | 4.573% | 0% | 1.05%
| 2037 | 60414.9195 |  | 5914.853 | 182.4357 | 13.5222 | 10845.4866 | 937.3513 | 8.2562 | 28762.488 | 838.3393 | 307.5988 | 4618.71 | 359.1389 | 4573.4336 | 3004.3414 | 48.9645 |  |  | 2037 | 7.055% |  | 6.34% | 0% | 3.231% | 11.73% | -0.0009641% | 6.345% | 8.322% | 0.2362% | 4.381% | 0% | 0% | 6.13% | 0% | 1.027%
| 2038 | 64806.5997 |  | 6288.396 | 182.4357 | 13.9522 | 12116.978 | 937.3571 | 8.78 | 31147.802 | 840.4148 | 321.0174 | 4618.71 | 359.1389 | 4917.8199 | 3004.3414 | 49.4564 |  |  | 2038 | 7.269% |  | 6.315% | 0% | 3.18% | 11.72% | 0.0006129% | 6.345% | 8.293% | 0.2476% | 4.362% | 0% | 0% | 7.53% | 0% | 1.005%
| 2039 | 69592.6717 |  | 6684.627 | 182.4357 | 14.3889 | 13537.7466 | 937.3556 | 9.337 | 33729.107 | 842.4636 | 334.9628 | 4618.71 | 359.1389 | 5288.115 | 3004.3414 | 49.9423 |  |  | 2039 | 7.385% |  | 6.301% | 0% | 3.13% | 11.73% | -0.0001581% | 6.344% | 8.287% | 0.2438% | 4.344% | 0% | 0% | 7.53% | 0% | 0.9826%
| 2040 | 73158.7268 |  | 7104.987 | 182.4357 | 14.8321 | 13473.0821 | 937.3563 | 9.9292 | 36523.117 | 844.5403 | 349.4531 | 4618.71 | 359.1389 | 5686.3814 | 3004.3414 | 50.4223 |  |  | 2040 | 5.124% |  | 6.288% | 0% | 3.08% | -0.4777% | 7.083e-05% | 6.343% | 8.284% | 0.2465% | 4.326% | 0% | 0% | 7.531% | 0% | 0.9611%
| 2018-2027 Growth Rate | 6.75% |  | 6.389% | 3.955% | -3.27% | 10.32% | 10.55% | -5.403% | 6.806% | 3.66% | -2.874% | 8.302% | 7.526% | 4.839% | 4.756% | 3.899% |  |  | 2018-2027 Avg Growth Rate | 8.86% |  | 7.151% | 7.883% | -0.6885% | 11.6% | 16.48% | 0.4246% | 7.639% | 5.075% | 0.6968% | 33.59% | 11.19% | 5.468% | 6.646% | 4.587%
| 2018-2037 Growth Rate | 6.515% |  | 6.351% | 1.958% | 0.04217% | 11.01% | 5.142% | 0.2943% | 7.532% | 1.939% | 0.7232% | 4.068% | 3.695% | 4.77% | 2.35% | 2.506% |  |  | 2018-2037 Avg Growth Rate | 7.57% |  | 6.732% | 3.941% | 1.39% | 11.66% | 8.241% | 3.38% | 7.951% | 2.66% | 2.575% | 16.8% | 5.595% | 5.085% | 3.323% | 2.86%

## DemandProjections_LowCase
Zonal Wholesale Peak Demand and Generation Requirement
1 | Back to Contents |  |  | Notes: | [19 empty] | 2017 | 2027 | 2037 | [6 empty] | 2017 | 2027 | 2037
2 | Summary Peak Demand |  |  | 1. Energy forecasts for ECG and NEDCo were developed using a linear regression of sales with only GDP. See Volume 3 IPSMP Report | [18 empty] | ECG | 9535.3967 | 12384.9038 | 15739.2882 | [5 empty] | ECG | 1436.2302 | 1865.4256 | 2365.7305
3 | Summary Generation Requirement |  |  | 2. Forecast for ECG was further broken into regional forecasts based on ratios computed from ECG's 2016 regional forecast | [18 empty] | NEDCo | 1196.1901 | 1806.1413 | 2555.4109 | [5 empty] | NEDCo | 180.3464 | 272.3071 | 385.2725
4 | Summary Growth Rates |  |  | 3. Bulk Customer forecasts for each zone is based on the GRIDCo 2014 Supply Plan and additional updates from GRIDCo | [18 empty] | EPC | 131.185 | 119.713 | 119.713 | [5 empty] | EPC | 45.374 | 35 | 35
5 | Zonal Peak Demand Breakout |  |  | 4. Transmission Loss forecasts were derived from transmission flow analysis using PSSE | [18 empty] | Bulk Customers | 2527.1424 | 1647.337 | 1654.1559 | [5 empty] | Bulk Customers | 341.5 | 219.9075 | 220.9806
6 | Zonal Energy Demand Breakout |  |  | 5. Peak forecasts were computed from energy forecasts using load factors | [18 empty] | VALCO | 624.15 | 1248.3 | 1248.3 | [5 empty] | VALCO | 75 | 150 | 150
7 | Zonal Peak Demand Growth Rates |  |  | 6. Transmission losses were theoretically calculated based on peak demand. They will need to be updated over time to ensure that it is more in line with recent actual conditions | [18 empty] | Exports | 436.4865 | 1681.2468 | 2464.4848 | [5 empty] | Exports | 107.8429 | 316.5037 | 450.4732
8 | Zonal Energy Demand Growth Rates |  |  | 7. Distribution losses were assumed to decline over time, and is included in the Generation requirement below. See Volume 3 IPSMP report for details. | [18 empty] | GRIDCO Trans Loss | 283.4115 | 256.7871 | 378.3417 | [5 empty] | GRIDCO Trans Loss | 47.1342 | 42.7063 | 62.922
| SUMMARY Net Annual Zonal-Coincident Peak Wholesale Demand Requirement [MW] | [6 empty] | SUMMARY Generation Requirement [GWh] | [6 empty] | SUMMARY Growth Rates (MW) | [5 empty] | SUMMARY Annual Wholesale Generation Requirement [GWh] | [9 empty] | SUMMARY Annual Zonal-Coincident Peak Wholesale Demand Requirement [MW]
| Year | 1 | 2 | 3 | 4 |  |  | Year | 1 | 2 | 3 | 4 |  |  | Year | 1 | 2 | 3 | 4 |  | Year | [9 empty] | Year
|  | Ashanti Group | Northern Ghana Group | SouthEast Ghana Group | SouthWest Ghana Group | TOTAL |  |  | Ashanti Group | Northern Ghana Group | SouthEast Ghana Group | SouthWest Ghana Group | TOTAL |  |  | Ashanti Group | Northern Ghana Group | SouthEast Ghana Group | SouthWest Ghana Group |  |  | ECG | NEDCo | EPC | Bulk Customers | VALCO | Net Exports | GRIDCO Trans Loss | Total Ghana |  |  | ECG | NEDCo | EPC | Bulk Customers | VALCO | Net Exports | GRIDCO Trans Loss | Total Ghana
| 2017 | 318.5511 | 223.1048 | 1100.9117 | 483.0173 | 2125.5848 |  | 2017 | 1712.0468 | 1474.3349 | 7736.4429 | 3374.6512 | 14297.4757 |  | 2017 | [5 empty] | 2017 | 9535.3967 | 1196.1901 | 131.185 | 2527.1424 | 624.15 | 436.4865 | 283.4115 | 14733.9622 |  | 2017 | 1436.2302 | 180.3464 | 45.374 | 341.5 | 75 | 107.8429 | 47.1342 | 2233.4277
| 2018 | 335.0026 | 242.5649 | 1231.8879 | 481.0743 | 2290.5298 |  | 2018 | 1818.0185 | 1603.4682 | 8765.5026 | 3351.3873 | 15538.3766 |  | 2018 | 7.45% | 8.425% | 20.48% | 0.8899% |  | 2018 | 10121.7738 | 1314.3447 | 142.219 | 2394.388 | 1248.3 | 444.1665 | 317.3511 | 15982.5431 |  | 2018 | 1524.5509 | 198.1603 | 41.58 | 323.46 | 150 | 110 | 52.7787 | 2400.5298
| 2019 | 339.5601 | 255.2861 | 1242.5638 | 422.958 | 2260.368 |  | 2019 | 1837.121 | 1700.6949 | 8857.7227 | 2923.9123 | 15319.4508 |  | 2019 | -8.549% | 9.436% | -8.135% | -8.558% |  | 2019 | 10448.7534 | 1381.8692 | 100.5589 | 1774.3487 | 1248.3 | 452.0001 | 365.6206 | 15771.4509 |  | 2019 | 1573.8008 | 208.3407 | 29.4 | 238.02 | 150 | 112.04 | 60.8064 | 2372.408
| 2020 | 343.177 | 257.6776 | 1232.3545 | 405.1003 | 2238.3094 |  | 2020 | 1838.2372 | 1715.9558 | 8812.9334 | 2815.1541 | 15182.2806 |  | 2020 | -21.56% | -23.76% | -15.06% | 4.163% |  | 2020 | 10653.1577 | 1424.6135 | 89.7847 | 1567.1835 | 1248.3 | 459.9904 | 199.2412 | 15642.271 |  | 2020 | 1604.5884 | 214.7852 | 26.25 | 209.55 | 150 | 114.1208 | 33.1358 | 2352.4302
| 2021 | 350.8303 | 264.1051 | 1251.8667 | 412.6554 | 2279.4575 |  | 2021 | 1909.9527 | 1759.9504 | 8909.8544 | 2881.6887 | 15461.4461 |  | 2021 | 4.132% | 3.216% | 2.327% | 2.912% |  | 2021 | 10823.0009 | 1460.4574 | 95.7704 | 1628.5909 | 1248.3 | 814.9586 | 205.3267 | 16276.4047 |  | 2021 | 1630.1703 | 220.1893 | 28 | 216.95 | 150 | 181.2432 | 34.1479 | 2460.7007
| 2022 | 367.0642 | 274.6088 | 1276.1421 | 415.562 | 2333.3772 |  | 2022 | 1988.3749 | 1831.26 | 9087.3099 | 2906.7965 | 15813.7413 |  | 2022 | 3.999% | 5.187% | 2.463% | 1.063% |  | 2022 | 11089.9425 | 1517.6021 | 101.756 | 1643.3154 | 1248.3 | 953.9479 | 212.8253 | 16767.6892 |  | 2022 | 1670.3773 | 228.8048 | 29.75 | 219.05 | 150 | 203.6755 | 35.395 | 2537.0526
| 2023 | 379.0388 | 283.6717 | 1306.2111 | 416.6068 | 2385.5284 |  | 2023 | 2046.5876 | 1890.9164 | 9288.8902 | 2924.4303 | 16150.8245 |  | 2023 | 3.053% | 3.654% | 2.588% | 0.6725% |  | 2023 | 11355.0733 | 1575.1577 | 107.7417 | 1643.6725 | 1248.3 | 1097.6645 | 220.8793 | 17248.489 |  | 2023 | 1710.3116 | 237.4823 | 31.5 | 219.5 | 150 | 226.151 | 36.7345 | 2611.6794
| 2024 | 386.9315 | 292.038 | 1340.1196 | 415.8423 | 2434.9314 |  | 2024 | 2084.7645 | 1946.6905 | 9509.1082 | 2933.5465 | 16474.1096 |  | 2024 | 2.2% | 3.126% | 2.606% | 0.3116% |  | 2024 | 11606.3275 | 1630.4195 | 113.7273 | 1646.1791 | 1248.3 | 1246.1116 | 229.1561 | 17720.2213 |  | 2024 | 1748.1557 | 245.814 | 33.25 | 219.6007 | 150 | 248.6707 | 38.111 | 2683.6022
| 2025 | 388.6929 | 300.3643 | 1380.1375 | 414.5614 | 2483.7561 |  | 2025 | 2098.9146 | 2001.8602 | 9756.2181 | 2934.3823 | 16791.3753 |  | 2025 | 1.072% | 3.039% | 2.707% | 0.203% |  | 2025 | 11853.2282 | 1685.4079 | 119.713 | 1646.5849 | 1248.3 | 1399.2928 | 238.1413 | 18190.668 |  | 2025 | 1785.3441 | 254.1045 | 35 | 219.7022 | 150 | 271.2355 | 39.6053 | 2754.9916
| 2026 | 393.5037 | 309.1153 | 1416.5715 | 413.448 | 2532.6385 |  | 2026 | 2123.3662 | 2059.8475 | 10005.8909 | 2925.5743 | 17114.6789 |  | 2026 | 1.613% | 3.115% | 1.535% | 0.2417% |  | 2026 | 12109.4332 | 1743.1918 | 119.713 | 1647.0104 | 1248.3 | 1537.8993 | 247.0306 | 18652.5782 |  | 2026 | 1823.934 | 262.8164 | 35 | 219.8045 | 150 | 293.8462 | 41.0837 | 2826.4847
| 2027 | 398.744 | 318.65 | 1455.343 | 412.6094 | 2585.3465 |  | 2027 | 2150.0811 | 2123.0145 | 10271.4606 | 2918.6261 | 17463.1823 |  | 2027 | 1.713% | 3.303% | 1.597% | 0.3155% |  | 2027 | 12384.9038 | 1806.1413 | 119.713 | 1647.337 | 1248.3 | 1681.2468 | 256.7871 | 19144.4291 |  | 2027 | 1865.4256 | 272.3071 | 35 | 219.9075 | 150 | 316.5037 | 42.7063 | 2901.8502
| 2028 | 403.8405 | 328.3657 | 1494.6934 | 411.6218 | 2638.5214 |  | 2028 | 2175.9914 | 2187.5067 | 10541.3793 | 2910.6787 | 17815.556 |  | 2028 | 1.665% | 3.278% | 1.583% | 0.2829% |  | 2028 | 12661.8918 | 1870.2734 | 119.713 | 1648.4773 | 1248.3 | 1829.3388 | 266.9006 | 19644.8949 |  | 2028 | 1907.1458 | 281.9761 | 35 | 220.0113 | 150 | 339.2091 | 44.3883 | 2977.7305
| 2029 | 408.8158 | 338.2911 | 1534.6982 | 410.5081 | 2692.3132 |  | 2029 | 2201.2208 | 2253.2709 | 10814.8524 | 2901.8887 | 18171.2329 |  | 2029 | 1.625% | 3.261% | 1.571% | 0.2553% |  | 2029 | 12941.1655 | 1935.7769 | 119.713 | 1648.873 | 1248.3 | 1982.1791 | 277.4045 | 20153.412 |  | 2029 | 1949.2102 | 291.8519 | 35 | 220.1158 | 150 | 361.9632 | 46.1352 | 3054.2764
| 2030 | 413.7821 | 348.5624 | 1575.7389 | 409.3517 | 2747.435 |  | 2030 | 2226.3696 | 2321.3647 | 11095.372 | 2892.8199 | 18535.9261 |  | 2030 | 1.613% | 3.284% | 1.574% | 0.2484% |  | 2030 | 13226.4132 | 2003.5499 | 119.713 | 1649.5164 | 1248.3 | 2139.7714 | 288.4336 | 20675.6975 |  | 2030 | 1992.1745 | 302.0699 | 35 | 220.2211 | 150 | 384.7671 | 47.9694 | 3132.202
| 2031 | 419.8632 | 359.2721 | 1621.5469 | 408.9005 | 2809.5827 |  | 2031 | 2257.4256 | 2392.3626 | 11408.8944 | 2888.5229 | 18947.2055 |  | 2031 | 1.681% | 3.292% | 1.623% | 0.3251% |  | 2031 | 13554.9483 | 2074.2089 | 119.713 | 1650.1511 | 1248.3 | 2275.1335 | 299.8842 | 21222.339 |  | 2031 | 2041.6588 | 312.723 | 35 | 220.3272 | 150 | 407.6217 | 49.8738 | 3217.2044
| 2032 | 426.0119 | 370.4223 | 1668.8192 | 408.4343 | 2873.6876 |  | 2032 | 2288.8019 | 2466.2958 | 11732.3056 | 2884.1306 | 19371.5339 |  | 2032 | 1.661% | 3.299% | 1.619% | 0.3147% |  | 2032 | 13893.089 | 2147.7656 | 119.713 | 1650.8947 | 1248.3 | 2410.6944 | 311.7717 | 21782.2283 |  | 2032 | 2092.5898 | 323.8129 | 35 | 220.4341 | 150 | 430.528 | 51.8508 | 3304.2157
| 2033 | 432.1453 | 381.9273 | 1717.3141 | 407.8996 | 2939.2863 |  | 2033 | 2320.058 | 2542.5528 | 12063.657 | 2879.284 | 19805.5518 |  | 2033 | 1.634% | 3.294% | 1.61% | 0.2979% |  | 2033 | 14238.3116 | 2223.6503 | 119.713 | 1651.4649 | 1248.3 | 2421.0307 | 324.112 | 22226.5825 |  | 2033 | 2144.5876 | 335.2538 | 35 | 220.5418 | 150 | 434.3962 | 53.9031 | 3373.6825
| 2034 | 438.2859 | 393.8286 | 1767.1388 | 407.3133 | 3006.5666 |  | 2034 | 2351.3142 | 2621.4527 | 12403.9314 | 2874.0975 | 20250.7958 |  | 2034 | 1.609% | 3.292% | 1.602% | 0.2834% |  | 2034 | 14591.5711 | 2302.1362 | 119.713 | 1652.1537 | 1248.3 | 2431.5737 | 336.9218 | 22682.3694 |  | 2034 | 2197.7958 | 347.0869 | 35 | 220.6503 | 150 | 438.3183 | 56.0335 | 3444.8849
| 2035 | 444.4563 | 406.1705 | 1818.4072 | 406.6912 | 3075.7252 |  | 2035 | 2382.6912 | 2703.268 | 12753.7885 | 2868.679 | 20708.4266 |  | 2035 | 1.587% | 3.294% | 1.596% | 0.2709% |  | 2035 | 14953.8615 | 2383.5161 | 119.713 | 1652.8179 | 1248.3 | 2442.3275 | 350.2182 | 23150.7542 |  | 2035 | 2252.3644 | 359.3564 | 35 | 220.7596 | 150 | 442.2952 | 58.2448 | 3518.0204
| 2036 | 450.6599 | 418.9748 | 1871.1702 | 406.0364 | 3146.8413 |  | 2036 | 2414.2076 | 2788.1495 | 13113.6043 | 2863.0503 | 21179.0117 |  | 2036 | 1.565% | 3.296% | 1.59% | 0.2589% |  | 2036 | 15325.547 | 2467.9325 | 119.713 | 1653.5005 | 1248.3 | 2453.2964 | 364.0187 | 23632.3082 |  | 2036 | 2308.348 | 372.0836 | 35 | 220.8697 | 150 | 446.3282 | 60.54 | 3593.1695
| 2037 | 461.6851 | 432.2456 | 1913.1558 | 412.8193 | 3219.9057 |  | 2037 | 2446.1491 | 2876.1175 | 13488.6162 | 2884.3268 | 21695.2096 |  | 2037 | 1.906% | 3.297% | 1.43% | 1.171% |  | 2037 | 15739.2882 | 2555.4109 | 119.713 | 1654.1559 | 1248.3 | 2464.4848 | 378.3417 | 24159.6944 |  | 2037 | 2365.7305 | 385.2725 | 35 | 220.9806 | 150 | 450.4732 | 62.922 | 3670.3789
| 2038 | 472.9758 | 445.9875 | 1956.1859 | 419.7629 | 3294.9121 |  | 2038 | 2478.0371 | 2967.2121 | 13873.1066 | 2930.3755 | 22248.7313 |  | 2038 | 1.888% | 3.296% | 1.426% | 1.163% |  | 2038 | 16186.683 | 2645.9797 | 119.713 | 1654.8497 | 1248.3 | 2475.8968 | 393.2059 | 24724.6281 |  | 2038 | 2424.4983 | 398.9273 | 35 | 221.0924 | 150 | 454.705 | 65.3941 | 3749.6172
| 2039 | 484.5457 | 460.2274 | 2000.3128 | 426.8756 | 3371.9614 |  | 2039 | 2510.0278 | 3061.6037 | 14269.3809 | 2977.5471 | 22818.5596 |  | 2039 | 1.871% | 3.297% | 1.423% | 1.156% |  | 2039 | 16646.5687 | 2739.8149 | 119.713 | 1655.5321 | 1248.3 | 2487.5371 | 408.6309 | 25306.0968 |  | 2039 | 2484.7224 | 413.0746 | 35 | 221.205 | 150 | 459.0255 | 67.9594 | 3830.9869
| 2040 | 496.405 | 458.3528 | 2045.5769 | 434.1636 | 3434.4983 |  | 2040 | 2542.124 | 3049.1092 | 14677.8975 | 3025.8838 | 23295.0146 |  | 2040 | 1.855% | 1.955% | 1.42% | 1.149% |  | 2040 | 17119.4124 | 2726.7279 | 119.713 | 1656.2246 | 1248.3 | 2499.4103 | 424.6368 | 25794.4248 |  | 2040 | 2546.457 | 411.1015 | 35 | 221.3184 | 150 | 463.4365 | 70.6214 | 3897.9348
| Net Annual Zonal-Coincident Peak Wholesale Demand Requirement [MW] | [18 empty] | Net Annual Zonal-Coincident Wholesale Peak Demand Requirement Growth [%]
| Year | Total Ghana Peak | Zone Number | 1 | 1 | 1 | 2 | 2 | 2 | 3 | 3 | 3 | 3 | 3 | 4 | 4 | 4 |  |  | Year | Ghana Total | Zone Number | 1 | 1 | 1 | 2 | 2 | 2 | 3 | 3 | 3 | 3 | 3 | 4 | 4 | 4
|  |  | Model Region No. | 1 | 2 | 3 | 4 | 5 | 6 | 7 | 8 | 9 | 10 | 11 | 12 | 13 | 14 |  |  |  |  | Zone | 1 | 2 | 3 | 4 | 5 | 6 | 7 | 8 | 9 | 10 | 11 | 12 | 13 | 14 |  |  | EE-GROUP | NW-GROUP | NE-GROUP | SW-GROUP | NW-KAGERA | WW-KIGOMA | SE-GROUP | WW-RUKWA | SW-RUVUMA | CN-GROUP | ZN-PEMBA | ZN-UNGUJA | EE-PWANI-2 | NE-ARUSHA-2 | SW-IRINGA-2
|  |  | Model Regions | Ashanti GH | Bulk Customers_Ashanti | Trans-Loss_Ashanti Group | North GH | Bulk Customers_North GH | Trans-Loss_Northern Ghana Group | South-East GH | Bulk Customers_SouthEast GH | Trans-Loss_SouthEast GH | VALCO | Enclave Power Company | South-West GH | Bulk Customers_SouthWest GH | Trans-Loss_SouthWest GH |  |  |  |  | Model Regions | Ashanti GH | Bulk Customers_Ashanti | Trans-Loss_Ashanti Group | North GH | Bulk Customers_North GH | Trans-Loss_Northern Ghana Group | South-East GH | Bulk Customers_SouthEast GH | Trans-Loss_SouthEast GH | VALCO | Enclave Power Company | South-West GH | Bulk Customers_SouthWest GH | Trans-Loss_SouthWest GH |  | connected vs. isolated | Dar es Salaam, Morogoro, Pwani_1 | Shinyanga, Mwana, Mara, Mwanza, Tabora | Arusha_1, Kilimanjaro, Manyara, Tanga | Iringa_1, Mbeya | Kagera | Kigoma | Lindi, Mtwara | Rukwa | Ruvuma | Dodoma, Singida | Pemba | Unguja | Pwani_2 | Arusha_2 | Iringa_2
| 2017 | 2125.5848 |  | 304.5522 | 11.9 | 2.0988 | 180.3464 | 41.6 | 1.1584 | 869.2035 | 72.2 | 39.1342 | 75 | 45.374 | 262.4745 | 215.8 | 4.7428 |  |  | 2017 | [17 empty] | 2017 | 1 | 1 | 1 | 1 | 0 | 0 | 0 | 0 | 0 | 1 | 1 | 1 | 0 | 0 | 0
| 2018 | 2290.5298 |  | 319.5426 | 13.23 | 2.23 | 198.1603 | 43.11 | 1.2947 | 930.6772 | 65.34 | 44.2907 | 150 | 41.58 | 274.331 | 201.78 | 4.9633 |  |  | 2018 | 7.76% |  | 4.922% | 11.18% | 6.25% | 9.878% | 3.63% | 11.77% | 7.072% | -9.501% | 13.18% | 100% | -8.362% | 4.517% | -6.497% | 4.649% |  | 2018 | 1 | 1 | 1 | 1 | 0 | 0 | 0 | 0 | 0 | 1 | 1 | 1 | 0 | 0 | 0
| 2019 | 2260.368 |  | 328.4005 | 8.82 | 2.3396 | 208.3407 | 45.42 | 1.5253 | 967.0913 | 44.28 | 51.7926 | 150 | 29.4 | 278.3091 | 139.5 | 5.1489 |  |  | 2019 | -1.317% |  | 2.772% | -33.33% | 4.914% | 5.138% | 5.358% | 17.81% | 3.913% | -32.23% | 16.94% | 0% | -29.29% | 1.45% | -30.87% | 3.74% |  | 2019 | 1 | 1 | 1 | 1 | 0 | 0 | 0 | 0 | 0 | 1 | 1 | 1 | 0 | 0 | 0
| 2020 | 2238.3094 |  | 334.6552 | 7.35 | 1.1718 | 214.7852 | 42.4 | 0.49236 | 993.7434 | 37.35 | 25.0112 | 150 | 26.25 | 276.1898 | 122.45 | 6.4605 |  |  | 2020 | -0.9759% |  | 1.905% | -16.67% | -49.91% | 3.093% | -6.649% | -67.72% | 2.756% | -15.65% | -51.71% | 0% | -10.71% | -0.7615% | -12.22% | 25.47% |  | 2020 | 1 | 1 | 1 | 1 | 1 | 0 | 1 | 0 | 0 | 1 | 1 | 1 | 0 | 1 | 1
| 2021 | 2279.4575 |  | 341.81 | 7.8 | 1.2203 | 220.1893 | 43.4 | 0.51586 | 1010.638 | 37.5 | 25.7287 | 150 | 28 | 277.7223 | 128.25 | 6.6831 |  |  | 2021 | 1.838% |  | 2.138% | 6.122% | 4.135% | 2.516% | 2.358% | 4.773% | 1.7% | 0.4016% | 2.869% | 0% | 6.667% | 0.5549% | 4.737% | 3.446% |  | 2021 | 1 | 1 | 1 | 1 | 1 | 0 | 1 | 0 | 0 | 1 | 1 | 1 | 0 | 1 | 1
| 2022 | 2333.3772 |  | 357.9552 | 7.8 | 1.3091 | 228.8048 | 45.25 | 0.55396 | 1032.1342 | 37.55 | 26.7079 | 150 | 29.75 | 280.2879 | 128.45 | 6.8241 |  |  | 2022 | 2.365% |  | 4.723% | 0% | 7.275% | 3.913% | 4.263% | 7.386% | 2.127% | 0.1333% | 3.806% | 0% | 6.25% | 0.9238% | 0.1559% | 2.109% |  | 2022 | 1 | 1 | 1 | 1 | 1 | 0 | 1 | 0 | 0 | 1 | 1 | 1 | 0 | 1 | 1
| 2023 | 2385.5284 |  | 369.8533 | 7.8 | 1.3855 | 237.4823 | 45.6 | 0.5894 | 1059.2406 | 37.65 | 27.8205 | 150 | 31.5 | 281.2177 | 128.45 | 6.9391 |  |  | 2023 | 2.235% |  | 3.324% | 0% | 5.835% | 3.793% | 0.7735% | 6.397% | 2.626% | 0.2663% | 4.166% | 0% | 5.882% | 0.3317% | 0% | 1.686% |  | 2023 | 1 | 1 | 1 | 1 | 1 | 0 | 1 | 0 | 0 | 1 | 1 | 1 | 1 | 1 | 1
| 2024 | 2434.9314 |  | 377.684 | 7.8 | 1.4476 | 245.814 | 45.6 | 0.62399 | 1090.1044 | 37.7507 | 29.0145 | 150 | 33.25 | 280.3674 | 128.45 | 7.025 |  |  | 2024 | 2.071% |  | 2.117% | 0% | 4.482% | 3.508% | 0% | 5.869% | 2.914% | 0.2676% | 4.292% | 0% | 5.556% | -0.3024% | 0% | 1.237% |  | 2024 | 1 | 1 | 1 | 1 | 1 | 0 | 1 | 0 | 0 | 1 | 1 | 1 | 1 | 1 | 1
| 2025 | 2483.7561 |  | 379.4054 | 7.8 | 1.4875 | 254.1045 | 45.6 | 0.65984 | 1126.9291 | 37.8522 | 30.3562 | 150 | 35 | 279.0096 | 128.45 | 7.1018 |  |  | 2025 | 2.005% |  | 0.4558% | 0% | 2.761% | 3.373% | 0% | 5.745% | 3.378% | 0.2688% | 4.624% | 0% | 5.263% | -0.4843% | 0% | 1.093% |  | 2025 | 1 | 1 | 1 | 1 | 1 | 0 | 1 | 0 | 0 | 1 | 1 | 1 | 1 | 1 | 1
| 2026 | 2532.6385 |  | 384.1628 | 7.8 | 1.5409 | 262.8164 | 45.6 | 0.69889 | 1161.9568 | 37.9545 | 31.6602 | 150 | 35 | 277.8143 | 128.45 | 7.1837 |  |  | 2026 | 1.968% |  | 1.254% | 0% | 3.586% | 3.428% | 0% | 5.918% | 3.108% | 0.2701% | 4.296% | 0% | 0% | -0.4284% | 0% | 1.154% |  | 2026 | 1 | 1 | 1 | 1 | 1 | 0 | 1 | 0 | 0 | 1 | 1 | 1 | 1 | 1 | 1
| 2027 | 2585.3465 |  | 389.3448 | 7.8 | 1.5992 | 272.3071 | 45.6 | 0.74291 | 1199.1972 | 38.0575 | 33.0884 | 150 | 35 | 276.8837 | 128.45 | 7.2758 |  |  | 2027 | 2.081% |  | 1.349% | 0% | 3.789% | 3.611% | 0% | 6.298% | 3.205% | 0.2714% | 4.511% | 0% | 0% | -0.335% | 0% | 1.282% |  | 2027 | 1 | 1 | 1 | 1 | 1 | 0 | 1 | 0 | 0 | 1 | 1 | 1 | 1 | 1 | 1
| 2028 | 2638.5214 |  | 394.382 | 7.8 | 1.6584 | 281.9761 | 45.6 | 0.78959 | 1236.9578 | 38.1613 | 34.5744 | 150 | 35 | 275.806 | 128.45 | 7.3658 |  |  | 2028 | 2.057% |  | 1.294% | 0% | 3.702% | 3.551% | 0% | 6.283% | 3.149% | 0.2727% | 4.491% | 0% | 0% | -0.3892% | 0% | 1.238% |  | 2028 | 1 | 1 | 1 | 1 | 1 | 0 | 1 | 0 | 0 | 1 | 1 | 1 | 1 | 1 | 1
| 2029 | 2692.3132 |  | 399.2971 | 7.8 | 1.7186 | 291.8519 | 45.6 | 0.83918 | 1275.3094 | 38.2658 | 36.123 | 150 | 35 | 274.6037 | 128.45 | 7.4544 |  |  | 2029 | 2.039% |  | 1.246% | 0% | 3.629% | 3.502% | 0% | 6.28% | 3.1% | 0.274% | 4.479% | 0% | 0% | -0.4359% | 0% | 1.202% |  | 2029 | 1 | 1 | 1 | 1 | 1 | 0 | 1 | 0 | 0 | 1 | 1 | 1 | 1 | 1 | 1
| 2030 | 2747.435 |  | 404.2014 | 7.8 | 1.7807 | 302.0699 | 45.6 | 0.89247 | 1314.6152 | 38.3711 | 37.7525 | 150 | 35 | 273.3579 | 128.45 | 7.5437 |  |  | 2030 | 2.047% |  | 1.228% | 0% | 3.612% | 3.501% | 0% | 6.351% | 3.082% | 0.2752% | 4.511% | 0% | 0% | -0.4537% | 0% | 1.199% |  | 2030 | 1 | 1 | 1 | 1 | 1 | 0 | 1 | 0 | 0 | 1 | 1 | 1 | 1 | 1 | 1
| 2031 | 2809.5827 |  | 410.2192 | 7.8 | 1.844 | 312.723 | 45.6 | 0.94915 | 1358.6213 | 38.4772 | 39.4484 | 150 | 35 | 272.8183 | 128.45 | 7.6322 |  |  | 2031 | 2.262% |  | 1.489% | 0% | 3.555% | 3.527% | 0% | 6.35% | 3.347% | 0.2765% | 4.492% | 0% | 0% | -0.1974% | 0% | 1.173% |  | 2031 | 1 | 1 | 1 | 1 | 1 | 0 | 1 | 0 | 0 | 1 | 1 | 1 | 1 | 1 | 1
| 2032 | 2873.6876 |  | 416.3033 | 7.8 | 1.9085 | 323.8129 | 45.6 | 1.0094 | 1404.022 | 38.5841 | 41.2131 | 150 | 35 | 272.2645 | 128.45 | 7.7198 |  |  | 2032 | 2.282% |  | 1.483% | 0% | 3.499% | 3.546% | 0% | 6.35% | 3.342% | 0.2778% | 4.473% | 0% | 0% | -0.203% | 0% | 1.147% |  | 2032 | 1 | 1 | 1 | 1 | 1 | 0 | 1 | 0 | 0 | 1 | 1 | 1 | 1 | 1 | 1
| 2033 | 2939.2863 |  | 422.371 | 7.8 | 1.9742 | 335.2538 | 45.6 | 1.0735 | 1450.5733 | 38.6918 | 43.049 | 150 | 35 | 271.6433 | 128.45 | 7.8064 |  |  | 2033 | 2.283% |  | 1.458% | 0% | 3.444% | 3.533% | 0% | 6.349% | 3.316% | 0.2791% | 4.455% | 0% | 0% | -0.2282% | 0% | 1.122% |  | 2033 | 1 | 1 | 1 | 1 | 1 | 0 | 1 | 0 | 0 | 1 | 1 | 1 | 1 | 1 | 1
| 2034 | 3006.5666 |  | 428.4447 | 7.8 | 2.0412 | 347.0869 | 45.6 | 1.1416 | 1498.3798 | 38.8003 | 44.9587 | 150 | 35 | 270.9713 | 128.45 | 7.892 |  |  | 2034 | 2.289% |  | 1.438% | 0% | 3.389% | 3.53% | 0% | 6.348% | 3.296% | 0.2804% | 4.436% | 0% | 0% | -0.2474% | 0% | 1.097% |  | 2034 | 1 | 1 | 1 | 1 | 1 | 0 | 1 | 0 | 0 | 1 | 1 | 1 | 1 | 1 | 1
| 2035 | 3075.7252 |  | 434.547 | 7.8 | 2.1092 | 359.3564 | 45.6 | 1.2141 | 1547.5528 | 38.9096 | 46.9447 | 150 | 35 | 270.2645 | 128.45 | 7.9768 |  |  | 2035 | 2.3% |  | 1.424% | 0% | 3.336% | 3.535% | 0% | 6.347% | 3.282% | 0.2817% | 4.418% | 0% | 0% | -0.2609% | 0% | 1.073% |  | 2035 | 1 | 1 | 1 | 1 | 1 | 0 | 1 | 0 | 0 | 1 | 1 | 1 | 1 | 1 | 1
| 2036 | 3146.8413 |  | 440.6814 | 7.8 | 2.1785 | 372.0836 | 45.6 | 1.2912 | 1598.1406 | 39.0197 | 49.0098 | 150 | 35 | 269.5259 | 128.45 | 8.0605 |  |  | 2036 | 2.312% |  | 1.412% | 0% | 3.283% | 3.542% | 0% | 6.346% | 3.269% | 0.283% | 4.399% | 0% | 0% | -0.2733% | 0% | 1.05%
| 2037 | 3219.9057 |  | 451.6362 | 7.8 | 2.2489 | 385.2725 | 45.6 | 1.3731 | 1637.8683 | 39.1306 | 51.1568 | 150 | 35 | 276.226 | 128.45 | 8.1433 |  |  | 2037 | 2.322% |  | 2.486% | 0% | 3.231% | 3.545% | 0% | 6.345% | 2.486% | 0.2843% | 4.381% | 0% | 0% | 2.486% | 0% | 1.027%
| 2038 | 3294.9121 |  | 462.8554 | 7.8 | 2.3204 | 398.9273 | 45.6 | 1.4602 | 1678.5551 | 39.2424 | 53.3884 | 150 | 35 | 283.0878 | 128.45 | 8.2251 |  |  | 2038 | 2.329% |  | 2.484% | 0% | 3.18% | 3.544% | 0% | 6.345% | 2.484% | 0.2856% | 4.362% | 0% | 0% | 2.484% | 0% | 1.005%
| 2039 | 3371.9614 |  | 474.3527 | 7.8 | 2.393 | 413.0746 | 45.6 | 1.5528 | 1720.2501 | 39.355 | 55.7077 | 150 | 35 | 290.1196 | 128.45 | 8.3059 |  |  | 2039 | 2.338% |  | 2.484% | 0% | 3.13% | 3.546% | 0% | 6.344% | 2.484% | 0.2869% | 4.344% | 0% | 0% | 2.484% | 0% | 0.9826%
| 2040 | 3434.4983 |  | 486.1383 | 7.8 | 2.4667 | 411.1015 | 45.6 | 1.6513 | 1762.9909 | 39.4684 | 58.1176 | 150 | 35 | 297.3279 | 128.45 | 8.3857 |  |  | 2040 | 1.855% |  | 2.485% | 0% | 3.08% | -0.4777% | 0% | 6.343% | 2.485% | 0.2882% | 4.326% | 0% | 0% | 2.485% | 0% | 0.9611%
| 2018-2027 Growth Rate | 1.218% |  | 1.995% | -5.146% | -3.27% | 3.23% | 0.5631% | -5.403% | 2.567% | -5.262% | -2.874% | 0% | -1.708% | 0.09266% | -4.416% | 3.899% |  |  | 2018-2027 Avg Growth Rate | 2.003% |  | 2.496% | -3.27% | -0.6885% | 4.225% | 0.9734% | 0.4246% | 3.28% | -5.55% | 0.6968% | 10% | -1.875% | 0.5466% | -4.469% | 4.587%
| 2018-2037 Growth Rate | 1.717% |  | 1.745% | -2.607% | 0.04217% | 3.38% | 0.2812% | 0.2943% | 2.867% | -2.531% | 0.7232% | 0% | -0.8577% | 0.03443% | -2.233% | 2.506% |  |  | 2018-2037 Avg Growth Rate | 2.111% |  | 1.996% | -1.635% | 1.39% | 3.878% | 0.4867% | 3.38% | 3.223% | -2.636% | 2.575% | 5% | -0.9376% | 0.2632% | -2.235% | 2.86%
| Net Annual Wholesale Generation Requirement [GWh] | [18 empty] | Net Annual Wholesale Generation Requirement Growth [%]
| Year | Total | Zone Number | 1 | 1 | 1 | 2 | 2 | 2 | 3 | 3 | 3 | 3 | 3 | 4 | 4 | 4 |  |  | Year | Ghana Total | Zone Number | 1 | 1 | 1 | 2 | 2 | 2 | 3 | 3 | 3 | 3 | 3 | 4 | 4 | 4
|  |  | Model Region No. | 1 | 2 | 3 | 4 | 5 | 6 | 7 | 8 | 9 | 10 | 11 | 12 | 13 | 14 |  |  |  |  | Zone | 1 | 2 | 3 | 4 | 5 | 6 | 7 | 8 | 9 | 10 | 11 | 12 | 13 | 14
|  |  | Model Regions | Ashanti GH | Bulk Customers_Ashanti | Trans-Loss_Ashanti Group | North GH | Bulk Customers_North GH | Trans-Loss_Northern Ghana Group | South-East GH | Bulk Customers_SouthEast GH | Trans-Loss_SouthEast GH | VALCO | Enclave Power Company | South-West GH | Bulk Customers_SouthWest GH | Trans-Loss_SouthWest GH |  |  |  |  | Model Regions | Ashanti GH | Bulk Customers_Ashanti | Trans-Loss_Ashanti Group | North GH | Bulk Customers_North GH | Trans-Loss_Northern Ghana Group | South-East GH | Bulk Customers_SouthEast GH | Trans-Loss_SouthEast GH | VALCO | Enclave Power Company | South-West GH | Bulk Customers_SouthWest GH | Trans-Loss_SouthWest GH
| 2017 | 14297.4757 |  | 1608.4875 | 90.9395 | 12.6198 | 1196.1901 | 271.1796 | 6.9652 | 6229.9143 | 515.885 | 235.3086 | 624.15 | 131.185 | 1696.9949 | 1649.1383 | 28.5179 |  |  | 2017
| 2018 | 15538.3766 |  | 1703.3367 | 101.2732 | 13.4086 | 1314.3447 | 281.3387 | 7.7848 | 6641.4821 | 467.1876 | 266.3139 | 1248.3 | 142.219 | 1776.955 | 1544.5885 | 29.8438 |  |  | 2018 | 8.679% |  | 5.897% | 11.36% | 6.25% | 9.878% | 3.746% | 11.77% | 6.606% | -9.44% | 13.18% | 100% | 8.411% | 4.712% | -6.34% | 4.649%
| 2019 | 15319.4508 |  | 1754.8591 | 68.1944 | 14.0675 | 1381.8692 | 309.654 | 9.1716 | 6879.5265 | 317.9157 | 311.4216 | 1248.3 | 100.5589 | 1814.3678 | 1078.5846 | 30.9599 |  |  | 2019 | -1.409% |  | 3.025% | -32.66% | 4.914% | 5.138% | 10.06% | 17.81% | 3.584% | -31.95% | 16.94% | 0% | -29.29% | 2.105% | -30.17% | 3.74%
| 2020 | 15182.2806 |  | 1774.01 | 57.1812 | 7.0461 | 1424.6135 | 288.3818 | 2.9605 | 7055.4698 | 268.9902 | 150.3887 | 1248.3 | 89.7847 | 1823.6779 | 952.6303 | 38.8459 |  |  | 2020 | -0.8954% |  | 1.091% | -16.15% | -49.91% | 3.093% | -6.87% | -67.72% | 2.557% | -15.39% | -51.71% | 0% | -10.71% | 0.5131% | -11.68% | 25.47%
| 2021 | 15461.4461 |  | 1841.7475 | 60.8678 | 7.3374 | 1460.4574 | 296.3912 | 3.1018 | 7140.5559 | 270.5252 | 154.7029 | 1248.3 | 95.7704 | 1840.6975 | 1000.8067 | 40.1845 |  |  | 2021 | 1.839% |  | 3.818% | 6.447% | 4.135% | 2.516% | 2.777% | 4.773% | 1.206% | 0.5707% | 2.869% | 0% | 6.667% | 0.9333% | 5.057% | 3.446%
| 2022 | 15813.7413 |  | 1919.6918 | 60.8119 | 7.8712 | 1517.6021 | 310.327 | 3.3309 | 7305.9335 | 270.7293 | 160.591 | 1248.3 | 101.756 | 1864.3172 | 1001.4471 | 41.0322 |  |  | 2022 | 2.279% |  | 4.232% | -0.09181% | 7.275% | 3.913% | 4.702% | 7.386% | 2.316% | 0.07544% | 3.806% | 0% | 6.25% | 1.283% | 0.064% | 2.109%
| 2023 | 16150.8245 |  | 1977.4452 | 60.8119 | 8.3305 | 1575.1577 | 312.2147 | 3.544 | 7496.3688 | 269.1988 | 167.2809 | 1248.3 | 107.7417 | 1881.2593 | 1001.4471 | 41.7239 |  |  | 2023 | 2.132% |  | 3.008% | 0% | 5.835% | 3.793% | 0.6083% | 6.397% | 2.607% | -0.5653% | 4.166% | 0% | 5.882% | 0.9088% | 0% | 1.686%
| 2024 | 16474.1096 |  | 2015.2486 | 60.8119 | 8.7039 | 1630.4195 | 312.519 | 3.752 | 7701.2197 | 271.4011 | 174.4601 | 1248.3 | 113.7273 | 1889.8592 | 1001.4471 | 42.2401 |  |  | 2024 | 2.002% |  | 1.912% | 0% | 4.482% | 3.508% | 0.09747% | 5.869% | 2.733% | 0.8181% | 4.292% | 0% | 5.556% | 0.4571% | 0% | 1.237%
| 2025 | 16791.3753 |  | 2029.1584 | 60.8119 | 8.9442 | 1685.4079 | 312.4848 | 3.9676 | 7933.8366 | 271.8411 | 182.5275 | 1248.3 | 119.713 | 1890.2332 | 1001.4471 | 42.702 |  |  | 2025 | 1.926% |  | 0.6902% | 0% | 2.761% | 3.373% | -0.01095% | 5.745% | 3.021% | 0.1621% | 4.624% | 0% | 5.263% | 0.01979% | 0% | 1.093%
| 2026 | 17114.6789 |  | 2053.2893 | 60.8119 | 9.265 | 1743.1918 | 312.4534 | 4.2023 | 8175.2114 | 272.2979 | 190.3687 | 1248.3 | 119.713 | 1880.9325 | 1001.4471 | 43.1946 |  |  | 2026 | 1.925% |  | 1.189% | 0% | 3.586% | 3.428% | -0.01005% | 5.918% | 3.042% | 0.1681% | 4.296% | 0% | 0% | -0.492% | 0% | 1.154%
| 2027 | 17463.1823 |  | 2079.6532 | 60.8119 | 9.6161 | 1806.1413 | 312.4061 | 4.467 | 8431.8199 | 272.6719 | 198.9559 | 1248.3 | 119.713 | 1873.4307 | 1001.4471 | 43.7482 |  |  | 2027 | 2.036% |  | 1.284% | 0% | 3.789% | 3.611% | -0.01512% | 6.298% | 3.139% | 0.1373% | 4.511% | 0% | 0% | -0.3988% | 0% | 1.282%
| 2028 | 17815.556 |  | 2105.2074 | 60.8119 | 9.972 | 1870.2734 | 312.4857 | 4.7477 | 8691.7426 | 273.7326 | 207.8911 | 1248.3 | 119.713 | 1864.9417 | 1001.4471 | 44.2898 |  |  | 2028 | 2.018% |  | 1.229% | 0% | 3.702% | 3.551% | 0.02547% | 6.283% | 3.083% | 0.389% | 4.491% | 0% | 0% | -0.4531% | 0% | 1.238%
| 2029 | 18171.2329 |  | 2130.0751 | 60.8119 | 10.3339 | 1935.7769 | 312.4481 | 5.0458 | 8955.4709 | 274.1658 | 217.2027 | 1248.3 | 119.713 | 1855.6195 | 1001.4471 | 44.8221 |  |  | 2029 | 1.996% |  | 1.181% | 0% | 3.629% | 3.502% | -0.01204% | 6.28% | 3.034% | 0.1583% | 4.479% | 0% | 0% | -0.4999% | 0% | 1.202%
| 2030 | 18535.9261 |  | 2154.8506 | 60.8119 | 10.7071 | 2003.5499 | 312.4484 | 5.3663 | 9225.5493 | 274.809 | 227.0007 | 1248.3 | 119.713 | 1846.0133 | 1001.4471 | 45.3595 |  |  | 2030 | 2.007% |  | 1.163% | 0% | 3.612% | 3.501% | 0.0001001% | 6.351% | 3.016% | 0.2346% | 4.511% | 0% | 0% | -0.5177% | 0% | 1.199%
| 2031 | 18947.2055 |  | 2185.5259 | 60.8119 | 11.0878 | 2074.2089 | 312.4466 | 5.7071 | 9528.238 | 275.4454 | 237.1979 | 1248.3 | 119.713 | 1841.1844 | 1001.4471 | 45.8914 |  |  | 2031 | 2.219% |  | 1.424% | 0% | 3.555% | 3.527% | -0.0005637% | 6.35% | 3.281% | 0.2316% | 4.492% | 0% | 0% | -0.2616% | 0% | 1.173%
| 2032 | 19371.5339 |  | 2216.5143 | 60.8119 | 11.4757 | 2147.7656 | 312.4607 | 6.0695 | 9840.3091 | 276.1749 | 247.8087 | 1248.3 | 119.713 | 1836.2657 | 1001.4471 | 46.4178 |  |  | 2032 | 2.24% |  | 1.418% | 0% | 3.499% | 3.546% | 0.00451% | 6.35% | 3.275% | 0.2648% | 4.473% | 0% | 0% | -0.2671% | 0% | 1.147%
| 2033 | 19805.5518 |  | 2247.3752 | 60.8119 | 11.8709 | 2223.6503 | 312.4477 | 6.4548 | 10160.0382 | 276.7582 | 258.8477 | 1248.3 | 119.713 | 1830.8982 | 1001.4471 | 46.9386 |  |  | 2033 | 2.24% |  | 1.392% | 0% | 3.444% | 3.533% | -0.004167% | 6.349% | 3.249% | 0.2112% | 4.455% | 0% | 0% | -0.2923% | 0% | 1.122%
| 2034 | 20250.7958 |  | 2278.2291 | 60.8119 | 12.2732 | 2302.1362 | 312.4519 | 6.8646 | 10488.1454 | 277.4427 | 270.3303 | 1248.3 | 119.713 | 1825.1966 | 1001.4471 | 47.4538 |  |  | 2034 | 2.248% |  | 1.373% | 0% | 3.389% | 3.53% | 0.001349% | 6.348% | 3.229% | 0.2473% | 4.436% | 0% | 0% | -0.3114% | 0% | 1.097%
| 2035 | 20708.4266 |  | 2309.1967 | 60.8119 | 12.6826 | 2383.5161 | 312.4517 | 7.3003 | 10825.3961 | 278.1072 | 282.2722 | 1248.3 | 119.713 | 1819.2687 | 1001.4471 | 47.9631 |  |  | 2035 | 2.26% |  | 1.359% | 0% | 3.336% | 3.535% | -7.376e-05% | 6.347% | 3.216% | 0.2395% | 4.418% | 0% | 0% | -0.3248% | 0% | 1.073%
| 2036 | 21179.0117 |  | 2340.2967 | 60.8119 | 13.099 | 2467.9325 | 312.4535 | 7.7635 | 11172.1138 | 278.788 | 294.6895 | 1248.3 | 119.713 | 1813.1364 | 1001.4471 | 48.4667 |  |  | 2036 | 2.272% |  | 1.347% | 0% | 3.283% | 3.542% | 0.0005637% | 6.346% | 3.203% | 0.2448% | 4.399% | 0% | 0% | -0.3371% | 0% | 1.05%
| 2037 | 21695.2096 |  | 2371.815 | 60.8119 | 13.5222 | 2555.4109 | 312.4504 | 8.2562 | 11533.558 | 279.4464 | 307.5988 | 1248.3 | 119.713 | 1833.9152 | 1001.4471 | 48.9645 |  |  | 2037 | 2.437% |  | 1.347% | 0% | 3.231% | 3.545% | -0.0009641% | 6.345% | 3.235% | 0.2362% | 4.381% | 0% | 0% | 1.146% | 0% | 1.027%
| 2038 | 22248.7313 |  | 2403.273 | 60.8119 | 13.9522 | 2645.9797 | 312.4524 | 8.78 | 11903.938 | 280.1383 | 321.0174 | 1248.3 | 119.713 | 1879.472 | 1001.4471 | 49.4564 |  |  | 2038 | 2.551% |  | 1.326% | 0% | 3.18% | 3.544% | 0.0006129% | 6.345% | 3.211% | 0.2476% | 4.362% | 0% | 0% | 2.484% | 0% | 1.005%
| 2039 | 22818.5596 |  | 2434.827 | 60.8119 | 14.3889 | 2739.8149 | 312.4519 | 9.337 | 12285.584 | 280.8212 | 334.9628 | 1248.3 | 119.713 | 1926.1577 | 1001.4471 | 49.9423 |  |  | 2039 | 2.561% |  | 1.313% | 0% | 3.13% | 3.546% | -0.0001581% | 6.344% | 3.206% | 0.2438% | 4.344% | 0% | 0% | 2.484% | 0% | 0.9826%
| 2040 | 23295.0146 |  | 2466.48 | 60.8119 | 14.8321 | 2726.7279 | 312.4521 | 9.9292 | 12678.918 | 281.5134 | 349.4531 | 1248.3 | 119.713 | 1974.0144 | 1001.4471 | 50.4223 |  |  | 2040 | 2.088% |  | 1.3% | 0% | 3.08% | -0.4777% | 7.083e-05% | 6.343% | 3.202% | 0.2465% | 4.326% | 0% | 0% | 2.485% | 0% | 0.9611%
| 2018-2027 Growth Rate | 1.175% |  | 2.016% | -4.972% | -3.27% | 3.23% | 1.053% | -5.403% | 2.415% | -5.242% | -2.874% | 0% | -1.708% | 0.5301% | -4.241% | 3.899% |  |  | 2018-2027 Avg Growth Rate | 2.051% |  | 2.615% | -3.109% | -0.6885% | 4.225% | 1.509% | 0.4246% | 3.081% | -5.541% | 0.6968% | 10% | -0.1978% | 1.004% | -4.307% | 4.587%
| 2018-2037 Growth Rate | 1.683% |  | 1.669% | -2.518% | 0.04217% | 3.38% | 0.5258% | 0.2943% | 2.798% | -2.537% | 0.7232% | 0% | -0.8577% | 0.1579% | -2.143% | 2.506% |  |  | 2018-2037 Avg Growth Rate | 2.123% |  | 1.969% | -1.555% | 1.39% | 3.878% | 0.7552% | 3.38% | 3.132% | -2.648% | 2.575% | 5% | -0.09892% | 0.3961% | -2.153% | 2.86%

## Exports_Imports
Back to Contents |  |  | Notes
1. Exports needs to updated on regular basis, subject to actual contractual agreements between Ghanaian utlitiies and its neighbors
2. IPM model allows for import of power from CIE, on a limited basis, consistent with 2016 exchange of power between Ghana and CIE.
| EXPORTS | [23 empty] | Existing Import Characteristics
| Energy (GWh) | [5 empty] | Capacity (MW) | [5 empty] | Energy (GWh) | [5 empty] | Capacity (MW) | [5 empty] | Year | Burkina Dummy |  | Cote D'Ivoire Dummy
| Year | CoteIvor: RefCase_Ivory Coast EF_2040_2017-08-04 | MaliBurk: RefCase_MaliBurk EF_2017-08-04 | BurkEast: RefCase_Burkina EF_2040_2017-08-04 | Togo: RefCase_Togo EF_2017.08.04 | Total | Year | CoteIvor: RefCase_GRIDCo 2016 Annual Forecast_Base Case | MaliBurk: RefCase_Peak Forecast_Aug30 | BurkEast: RefCase_Burkina Peak Forecast_Feb22 | Togo: RefCase_Togo Peak Forecast_2017-02-07 | Total | Year |  | MaliBurk: RefCase_MaliBurk EF_2017-08-04 | BurkEast: RefCase_Burkina EF_2040_2017-08-04 | Togo: RefCase_Togo EF_2017.08.04 | Total | Year | CoteIvor: RefCase_GRIDCo 2016 Annual Forecast_Base Case | MaliBurk: RefCase_Peak Forecast_Aug30 | BurkEast: RefCase_Burkina Peak Forecast_Feb22 | Togo: RefCase_Togo Peak Forecast_2017-02-07 | Total |  | Installed Capacity (MW) | RM Contribution (MW) | Installed Capacity | RM Contribution
|  | Cote D'Ivoire | Mali-Burkina | Burkina East | CEB | Total |  | Cote D'Ivoire | Mali-Burkina | Burkina East | CEB | Total |  | Cote D'Ivoire | Mali-Burkina | Burkina East | CEB | Avg |  | Cote D'Ivoire | Mali-Burkina | Burkina East | CEB | Avg |  | Installed Capacity (MW) | RM Contribution (MW) | Installed Capacity | RM Contribution
| 2016 | 10 | 0 | 42.4865 | 384 | 436.4865 | 2016 | 2.5 | 0 | 5.1857 | 100 | 107.6857 | 2016 |  |  |  |  | 0 | 2016 | [5 empty] | 2016 | 10 | 10 | 150 | 3
| 2017 | 10 | 0 | 42.4865 | 384 | 436.4865 | 2017 | 2.5 | 0 | 5.3429 | 100 | 107.8429 | 2017 | 0% |  | 0% | 0% | 0% | 2017 | 0% |  | 3.03% | 0% | 1.01% | 2017 | 10 | 10 | 150 | 3
| 2018 | 10 | 0 | 42.4865 | 391.68 | 444.1665 | 2018 | 2.5 | 0 | 5.5 | 102 | 110 | 2018 | 0% |  | 0% | 2% | 0.6667% | 2018 | 0% |  | 2.941% | 2% | 1.647% | 2018 | 10 | 10 | 150 | 3
| 2019 | 10 | 0 | 42.4865 | 399.5136 | 452.0001 | 2019 | 2.5 | 0 | 5.5 | 104.04 | 112.04 | 2019 | 0% |  | 0% | 2% | 0.6667% | 2019 | 0% |  | 0% | 2% | 0.6667% | 2019 | 10 | 10 | 150 | 3
| 2020 | 10 | 0 | 42.4865 | 407.5039 | 459.9904 | 2020 | 2.5 | 0 | 5.5 | 106.1208 | 114.1208 | 2020 | 0% |  | 0% | 2% | 0.6667% | 2020 | 0% |  | 0% | 2% | 0.6667% | 2020 | 10 | 10 | 150 | 3
| 2021 | 10 | 192.3218 | 196.9828 | 415.6539 | 814.9586 | 2021 | 2.5 | 35 | 35.5 | 108.2432 | 181.2432 | 2021 | 0% |  | 363.6% | 2% | 121.9% | 2021 | 0% |  | 545.5% | 2% | 182.5% | 2021 | 10 | 10 | 150 | 3
| 2022 | 10 | 303.686 | 216.2948 | 423.967 | 953.9479 | 2022 | 2.5 | 54.0909 | 36.6765 | 110.4081 | 203.6755 | 2022 | 0% | 57.91% | 9.804% | 2% | 17.43% | 2022 | 0% | 54.55% | 3.314% | 2% | 14.96% | 2022 | 10 | 10 | 150 | 3
| 2023 | 10 | 419.6112 | 235.6069 | 432.4464 | 1097.6645 | 2023 | 2.5 | 73.1818 | 37.8529 | 112.6162 | 226.151 | 2023 | 0% | 38.17% | 8.929% | 2% | 12.28% | 2023 | 0% | 35.29% | 3.208% | 2% | 10.13% | 2023 | 110 | 110 | 150 | 3
| 2024 | 10 | 540.0974 | 254.9189 | 441.0953 | 1246.1116 | 2024 | 2.5 | 92.2727 | 39.0294 | 114.8686 | 248.6707 | 2024 | 0% | 28.71% | 8.197% | 2% | 9.728% | 2024 | 0% | 26.09% | 3.108% | 2% | 7.799% | 2024 | 110 | 110 | 150 | 3
| 2025 | 10 | 665.1446 | 274.231 | 449.9172 | 1399.2928 | 2025 | 2.5 | 111.3636 | 40.2059 | 117.1659 | 271.2355 | 2025 | 0% | 23.15% | 7.576% | 2% | 8.182% | 2025 | 0% | 20.69% | 3.014% | 2% | 6.426% | 2025 | 110 | 110 | 150 | 3
| 2026 | 10 | 794.7528 | 274.231 | 458.9155 | 1537.8993 | 2026 | 2.5 | 130.4545 | 41.3824 | 119.5093 | 293.8462 | 2026 | 0% | 19.49% | 0% | 2% | 5.371% | 2026 | 0% | 17.14% | 2.926% | 2% | 5.517% | 2026 | 110 | 110 | 150 | 3
| 2027 | 10 | 928.922 | 274.231 | 468.0939 | 1681.2468 | 2027 | 2.5 | 149.5455 | 42.5588 | 121.8994 | 316.5037 | 2027 | 0% | 16.88% | 0% | 2% | 4.72% | 2027 | 0% | 14.63% | 2.843% | 2% | 4.869% | 2027 | 110 | 110 | 150 | 3
| 2028 | 10 | 1067.6521 | 274.231 | 477.4557 | 1829.3388 | 2028 | 2.5 | 168.6364 | 43.7353 | 124.3374 | 339.2091 | 2028 | 0% | 14.93% | 0% | 2% | 4.234% | 2028 | 0% | 12.77% | 2.764% | 2% | 4.383% | 2028 | 110 | 110 | 150 | 3
| 2029 | 10 | 1210.9433 | 274.231 | 487.0048 | 1982.1791 | 2029 | 2.5 | 187.7273 | 44.9118 | 126.8242 | 361.9632 | 2029 | 0% | 13.42% | 0% | 2% | 3.855% | 2029 | 0% | 11.32% | 2.69% | 2% | 4.003% | 2029 | 110 | 110 | 150 | 3
| 2030 | 10 | 1358.7955 | 274.231 | 496.7449 | 2139.7714 | 2030 | 2.5 | 206.8182 | 46.0882 | 129.3607 | 384.7671 | 2030 | 0% | 12.21% | 0% | 2% | 3.552% | 2030 | 0% | 10.17% | 2.62% | 2% | 3.697% | 2030 | 110 | 110 | 150 | 3
| 2031 | 10 | 1484.2227 | 274.231 | 506.6798 | 2275.1335 | 2031 | 2.5 | 225.9091 | 47.2647 | 131.9479 | 407.6217 | 2031 | 0% | 9.231% | 0% | 2% | 2.808% | 2031 | 0% | 9.231% | 2.553% | 2% | 3.446% | 2031 | 110 | 110 | 150 | 3
| 2032 | 10 | 1609.65 | 274.231 | 516.8134 | 2410.6944 | 2032 | 2.5 | 245 | 48.4412 | 134.5868 | 430.528 | 2032 | 0% | 8.451% | 0% | 2% | 2.613% | 2032 | 0% | 8.451% | 2.489% | 2% | 3.235% | 2032 | 110 | 110 | 150 | 3
| 2033 | 10 | 1609.65 | 274.231 | 527.1497 | 2421.0307 | 2033 | 2.5 | 245 | 49.6176 | 137.2786 | 434.3962 | 2033 | 0% | 0% | 0% | 2% | 0.5% | 2033 | 0% | 0% | 2.429% | 2% | 1.107% | 2033 | 110 | 110 | 150 | 3
| 2034 | 10 | 1609.65 | 274.231 | 537.6927 | 2431.5737 | 2034 | 2.5 | 245 | 50.7941 | 140.0241 | 438.3183 | 2034 | 0% | 0% | 0% | 2% | 0.5% | 2034 | 0% | 0% | 2.371% | 2% | 1.093% | 2034 | 110 | 110 | 150 | 3
| 2035 | 10 | 1609.65 | 274.231 | 548.4466 | 2442.3275 | 2035 | 2.5 | 245 | 51.9706 | 142.8246 | 442.2952 | 2035 | 0% | 0% | 0% | 2% | 0.5% | 2035 | 0% | 0% | 2.316% | 2% | 1.079% | 2035 | 110 | 110 | 150 | 3
| 2036 | 10 | 1609.65 | 274.231 | 559.4155 | 2453.2964 | 2036 | 2.5 | 245 | 53.1471 | 145.6811 | 446.3282 | 2036 | 0% | 0% | 0% | 2% | 0.5% | 2036 | 0% | 0% | 2.264% | 2% | 1.066% | 2036 | 110 | 110 | 150 | 3
| 2037 | 10 | 1609.65 | 274.231 | 570.6038 | 2464.4848 | 2037 | 2.5 | 245 | 54.3785 | 148.5947 | 450.4732 | 2037 | 0% | 0% | 0% | 2% | 0.5% | 2037 | 0% | 0% | 2.317% | 2% | 1.079% | 2037 | 110 | 110 | 150 | 3
| 2038 | 10 | 1609.65 | 274.231 | 582.0159 | 2475.8968 | 2038 | 2.5 | 245 | 55.6384 | 151.5666 | 454.705 | 2038 | 0% | 0% | 0% | 2% | 0.5% | 2038 | 0% | 0% | 2.317% | 2% | 1.079% | 2038 | 110 | 110 | 150 | 3
| 2039 | 10 | 1609.65 | 274.231 | 593.6562 | 2487.5371 | 2039 | 2.5 | 245 | 56.9275 | 154.598 | 459.0255 | 2039 | 0% | 0% | 0% | 2% | 0.5% | 2039 | 0% | 0% | 2.317% | 2% | 1.079% | 2039 | 110 | 110 | 150 | 3
| 2040 | 10 | 1609.65 | 274.231 | 605.5293 | 2499.4103 | 2040 | 2.5 | 245 | 58.2465 | 157.6899 | 463.4365 | 2040 | 0% | 0% | 0% | 2% | 0.5% | 2040 | 0% | 0% | 2.317% | 2% | 1.079% | 2040 | 110 | 110 | 150 | 3
HIGH CASE
| Energy (GWh) | [5 empty] | Capacity (MW) | [5 empty] | Energy (GWh) | [5 empty] | Capacity (MW)
| Year | CoteIvor: HighCase_Ivory Coast EF_2040_2017-08-30 | MaliBurk: HighCase_MaliBurk EF_2017-08-30 | BurkEast: HighCase_Burkina EF_2040_2017-08-30 | Togo: HighCase_Togo EF_2017.08.28 | Total | Year | CoteIvor: HighCase_Cote D'Ivoire_Aug30 | MaliBurk: HighCase_Peak Forecast_Aug30 | BurkEast: HighCase_Burkina Peak Forecast_Aug30 | Togo: HighCase_Togo Peak Forecast_2017-08-28 | Total | Year |  | MaliBurk: RefCase_MaliBurk EF_2017-08-04 | BurkEast: RefCase_Burkina EF_2040_2017-08-04 | Togo: RefCase_Togo EF_2017.08.04 | Total | Year | CoteIvor: RefCase_GRIDCo 2016 Annual Forecast_Base Case | MaliBurk: RefCase_Peak Forecast_Aug30 | BurkEast: RefCase_Burkina Peak Forecast_Feb22 | Togo: RefCase_Togo Peak Forecast_2017-02-07 | Total
|  | Cote D'Ivoire | Mali-Burkina | Burkina East | CEB | Total |  | Cote D'Ivoire | Mali-Burkina | Burkina East | CEB | Total |  | Cote D'Ivoire | Mali-Burkina | Burkina East | CEB | Avg |  | Cote D'Ivoire | Mali-Burkina | Burkina East | CEB | Total
| 2017 | 10 | 0 | 42.4865 | 384 | 436.4865 | 2017 | 2.5 | 0 | 5.3429 | 100 | 107.8429 | 2017 | [5 empty] | 2017
| 2018 | 11 | 0 | 46.7351 | 430.848 | 488.5831 | 2018 | 2.75 | 0 | 6.05 | 112.2 | 121 | 2018 | 10% |  | 10% | 12.2% | 10.73% | 2018 | 10% |  | 13.24% | 12.2% | 11.81%
| 2019 | 14 | 0 | 59.4811 | 559.319 | 632.8001 | 2019 | 3.5 | 0 | 7.7 | 145.656 | 156.856 | 2019 | 27.27% |  | 27.27% | 29.82% | 28.12% | 2019 | 27.27% |  | 27.27% | 29.82% | 28.12%
| 2020 | 15 | 0 | 63.7297 | 611.2558 | 689.9855 | 2020 | 3.75 | 0 | 8.25 | 159.1812 | 171.1812 | 2020 | 7.143% |  | 7.143% | 9.286% | 7.857% | 2020 | 7.143% |  | 7.143% | 9.286% | 7.857%
| 2021 | 15 | 288.4827 | 295.4742 | 623.4809 | 1222.4378 | 2021 | 3.75 | 52.5 | 53.25 | 162.3648 | 271.8648 | 2021 | 0% |  | 363.6% | 2% | 121.9% | 2021 | 0% |  | 545.5% | 2% | 182.5%
| 2022 | 15 | 455.529 | 324.4423 | 635.9505 | 1430.9218 | 2022 | 3.75 | 81.1364 | 55.0147 | 165.6121 | 305.5132 | 2022 | 0% | 57.91% | 9.804% | 2% | 17.43% | 2022 | 0% | 54.55% | 3.314% | 2% | 14.96%
| 2023 | 15 | 629.4169 | 353.4103 | 648.6696 | 1646.4967 | 2023 | 3.75 | 109.7727 | 56.7794 | 168.9244 | 339.2265 | 2023 | 0% | 38.17% | 8.929% | 2% | 12.28% | 2023 | 0% | 35.29% | 3.208% | 2% | 10.13%
| 2024 | 15 | 810.1462 | 382.3784 | 661.6429 | 1869.1675 | 2024 | 3.75 | 138.4091 | 58.5441 | 172.3029 | 373.0061 | 2024 | 0% | 28.71% | 8.197% | 2% | 9.728% | 2024 | 0% | 26.09% | 3.108% | 2% | 7.799%
| 2025 | 15 | 997.7169 | 411.3464 | 674.8758 | 2098.9392 | 2025 | 3.75 | 167.0455 | 60.3088 | 175.7489 | 406.8532 | 2025 | 0% | 23.15% | 7.576% | 2% | 8.182% | 2025 | 0% | 20.69% | 3.014% | 2% | 6.426%
| 2026 | 15 | 1192.1292 | 411.3464 | 688.3733 | 2306.849 | 2026 | 3.75 | 195.6818 | 62.0735 | 179.2639 | 440.7692 | 2026 | 0% | 19.49% | 0% | 2% | 5.371% | 2026 | 0% | 17.14% | 2.926% | 2% | 5.517%
| 2027 | 15 | 1393.383 | 411.3464 | 702.1408 | 2521.8702 | 2027 | 3.75 | 224.3182 | 63.8382 | 182.8492 | 474.7556 | 2027 | 0% | 16.88% | 0% | 2% | 4.72% | 2027 | 0% | 14.63% | 2.843% | 2% | 4.869%
| 2028 | 15 | 1601.4782 | 411.3464 | 716.1836 | 2744.0083 | 2028 | 3.75 | 252.9545 | 65.6029 | 186.5061 | 508.8136 | 2028 | 0% | 14.93% | 0% | 2% | 4.234% | 2028 | 0% | 12.77% | 2.764% | 2% | 4.383%
| 2029 | 15 | 1816.415 | 411.3464 | 730.5073 | 2973.2687 | 2029 | 3.75 | 281.5909 | 67.3676 | 190.2363 | 542.9448 | 2029 | 0% | 13.42% | 0% | 2% | 3.855% | 2029 | 0% | 11.32% | 2.69% | 2% | 4.003%
| 2030 | 15 | 2038.1932 | 411.3464 | 745.1174 | 3209.657 | 2030 | 3.75 | 310.2273 | 69.1324 | 194.041 | 577.1506 | 2030 | 0% | 12.21% | 0% | 2% | 3.552% | 2030 | 0% | 10.17% | 2.62% | 2% | 3.697%
| 2031 | 15 | 2226.3341 | 411.3464 | 760.0198 | 3412.7003 | 2031 | 3.75 | 338.8636 | 70.8971 | 197.9218 | 611.4325 | 2031 | 0% | 9.231% | 0% | 2% | 2.808% | 2031 | 0% | 9.231% | 2.553% | 2% | 3.446%
| 2032 | 15 | 2414.475 | 411.3464 | 775.2202 | 3616.0416 | 2032 | 3.75 | 367.5 | 72.6618 | 201.8803 | 645.792 | 2032 | 0% | 8.451% | 0% | 2% | 2.613% | 2032 | 0% | 8.451% | 2.489% | 2% | 3.235%
| 2033 | 15 | 2414.475 | 411.3464 | 790.7246 | 3631.546 | 2033 | 3.75 | 367.5 | 74.4265 | 205.9179 | 651.5943 | 2033 | 0% | 0% | 0% | 2% | 0.5% | 2033 | 0% | 0% | 2.429% | 2% | 1.107%
| 2034 | 15 | 2414.475 | 411.3464 | 806.5391 | 3647.3605 | 2034 | 3.75 | 367.5 | 76.1912 | 210.0362 | 657.4774 | 2034 | 0% | 0% | 0% | 2% | 0.5% | 2034 | 0% | 0% | 2.371% | 2% | 1.093%
| 2035 | 15 | 2414.475 | 411.3464 | 822.6698 | 3663.4913 | 2035 | 3.75 | 367.5 | 77.9559 | 214.2369 | 663.4428 | 2035 | 0% | 0% | 0% | 2% | 0.5% | 2035 | 0% | 0% | 2.316% | 2% | 1.079%
| 2036 | 15 | 2414.475 | 411.3464 | 839.1232 | 3679.9447 | 2036 | 3.75 | 367.5 | 79.7206 | 218.5217 | 669.4923 | 2036 | 0% | 0% | 0% | 2% | 0.5% | 2036 | 0% | 0% | 2.264% | 2% | 1.066%
| 2037 | 15 | 2414.475 | 411.3464 | 855.9057 | 3696.7271 | 2037 | 3.75 | 367.5 | 81.5677 | 222.8921 | 675.7098 | 2037 | 0% | 0% | 0% | 2% | 0.5% | 2037 | 0% | 0% | 2.317% | 2% | 1.079%
| 2038 | 15 | 2414.475 | 411.3464 | 873.0238 | 3713.8452 | 2038 | 3.75 | 367.5 | 83.4576 | 227.35 | 682.0576 | 2038 | 0% | 0% | 0% | 2% | 0.5% | 2038 | 0% | 0% | 2.317% | 2% | 1.079%
| 2039 | 15 | 2414.475 | 411.3464 | 890.4843 | 3731.3057 | 2039 | 3.75 | 367.5 | 85.3913 | 231.897 | 688.5383 | 2039 | 0% | 0% | 0% | 2% | 0.5% | 2039 | 0% | 0% | 2.317% | 2% | 1.079%
| 2040 | 15 | 2414.475 | 411.3464 | 908.294 | 3749.1154 | 2040 | 3.75 | 367.5 | 87.3698 | 236.5349 | 695.1547 | 2040 | 0% | 0% | 0% | 2% | 0.5% | 2040 | 0% | 0% | 2.317% | 2% | 1.079%
LOW CASE
| Energy (GWh) | [5 empty] | Capacity (MW) | [5 empty] | Energy (GWh) | [5 empty] | Capacity (MW)
| Year | CoteIvor: LowCase_Ivory Coast EF_2040_2017-08-31 | MaliBurk: LowCase_MaliBurk EF_2017-08-31 | BurkEast: LowCase_Burkina EF_2040_2017-08-31 | Togo: LowCase_Togo EF_2017.08.31 | Total | Year | CoteIvor: LowCase_Cote D'Ivoire_Aug31 | MaliBurk: LowCase_Peak Forecast_Aug31 | BurkEast: LowCase_Burkina Peak Forecast_Aug31 | Togo: LowCase_Togo Peak Forecast_2017-08-31 | Total | Year |  |  |  |  | Total | Year |  |  |  |  | Total
|  | Cote D'Ivoire | Mali-Burkina | Burkina East | CEB | Total |  | Cote D'Ivoire | Mali-Burkina | Burkina East | CEB | Total |  | Cote D'Ivoire | Mali-Burkina | Burkina East | CEB | Avg |  | Cote D'Ivoire | Mali-Burkina | Burkina East | CEB | Total
| 2017 | 10 | 0 | 42.4865 | 384 | 436.4865 | 2017 | 2.5 | 0 | 6.1857 | 100 | 108.6857 | 2017 | [5 empty] | 2017
| 2018 | 9 | 0 | 38.2378 | 352.512 | 399.7498 | 2018 | 2.25 | 0 | 7.1857 | 91.8 | 101.2357 | 2018 | -10% |  | -10% | -8.2% | -9.4% | 2018 | -10% |  | 16.17% | -8.2% | -0.6779%
| 2019 | 6 | 0 | 34.4141 | 239.7082 | 280.1222 | 2019 | 1.5 | 0 | 6.4671 | 62.424 | 70.3911 | 2019 | -33.33% |  | -10% | -32% | -25.11% | 2019 | -33.33% |  | -10% | -32% | -25.11%
| 2020 | 5 | 0 | 39.5762 | 203.7519 | 248.3281 | 2020 | 1.25 | 0 | 7.4372 | 53.0604 | 61.7476 | 2020 | -16.67% |  | 15% | -15% | -5.556% | 2020 | -16.67% |  | 15% | -15% | -5.556%
| 2021 | 5 | 96.1609 | 98.4914 | 207.827 | 407.4793 | 2021 | 1.25 | 17.5 | 10.1857 | 54.1216 | 83.0573 | 2021 | 0% |  | 148.9% | 2% | 50.29% | 2021 | 0% |  | 36.96% | 2% | 12.99%
| 2022 | 5 | 151.843 | 108.1474 | 211.9835 | 476.9739 | 2022 | 1.25 | 27.0455 | 11.1857 | 55.204 | 94.6852 | 2022 | 0% | 57.91% | 9.804% | 2% | 17.43% | 2022 | 0% | 54.55% | 9.818% | 2% | 16.59%
| 2023 | 5 | 209.8056 | 117.8034 | 216.2232 | 548.8322 | 2023 | 1.25 | 36.5909 | 13.6024 | 56.3081 | 107.7514 | 2023 | 0% | 38.17% | 8.929% | 2% | 12.28% | 2023 | 0% | 35.29% | 21.6% | 2% | 14.72%
| 2024 | 5 | 270.0487 | 127.4595 | 220.5476 | 623.0558 | 2024 | 1.25 | 46.1364 | 13.1857 | 57.4343 | 118.0064 | 2024 | 0% | 28.71% | 8.197% | 2% | 9.728% | 2024 | 0% | 26.09% | -3.063% | 2% | 6.256%
| 2025 | 5 | 332.5723 | 137.1155 | 224.9586 | 699.6464 | 2025 | 1.25 | 55.6818 | 14.1857 | 58.583 | 129.7005 | 2025 | 0% | 23.15% | 7.576% | 2% | 8.182% | 2025 | 0% | 20.69% | 7.584% | 2% | 7.568%
| 2026 | 5 | 397.3764 | 137.1155 | 229.4578 | 768.9497 | 2026 | 1.25 | 65.2273 | 15.8524 | 59.7546 | 142.0843 | 2026 | 0% | 19.49% | 0% | 2% | 5.371% | 2026 | 0% | 17.14% | 11.75% | 2% | 7.723%
| 2027 | 5 | 464.461 | 137.1155 | 234.0469 | 840.6234 | 2027 | 1.25 | 74.7727 | 16.1857 | 60.9497 | 153.1582 | 2027 | 0% | 16.88% | 0% | 2% | 4.72% | 2027 | 0% | 14.63% | 2.103% | 2% | 4.684%
| 2028 | 5 | 533.8261 | 137.1155 | 238.7279 | 914.6694 | 2028 | 1.25 | 84.3182 | 17.1857 | 62.1687 | 164.9226 | 2028 | 0% | 14.93% | 0% | 2% | 4.234% | 2028 | 0% | 12.77% | 6.178% | 2% | 5.236%
| 2029 | 5 | 605.4717 | 137.1155 | 243.5024 | 991.0896 | 2029 | 1.25 | 93.8636 | 18.1857 | 63.4121 | 176.7114 | 2029 | 0% | 13.42% | 0% | 2% | 3.855% | 2029 | 0% | 11.32% | 5.819% | 2% | 4.785%
| 2030 | 5 | 679.3977 | 137.1155 | 248.3725 | 1069.8857 | 2030 | 1.25 | 103.4091 | 19.1857 | 64.6803 | 188.5251 | 2030 | 0% | 12.21% | 0% | 2% | 3.552% | 2030 | 0% | 10.17% | 5.499% | 2% | 4.417%
| 2031 | 5 | 742.1114 | 137.1155 | 253.3399 | 1137.5668 | 2031 | 1.25 | 112.9545 | 20.1857 | 65.9739 | 200.3642 | 2031 | 0% | 9.231% | 0% | 2% | 2.808% | 2031 | 0% | 9.231% | 5.212% | 2% | 4.111%
| 2032 | 5 | 804.825 | 137.1155 | 258.4067 | 1205.3472 | 2032 | 1.25 | 122.5 | 21.1857 | 67.2934 | 212.2291 | 2032 | 0% | 8.451% | 0% | 2% | 2.613% | 2032 | 0% | 8.451% | 4.954% | 2% | 3.851%
| 2033 | 5 | 804.825 | 137.1155 | 263.5749 | 1210.5153 | 2033 | 1.25 | 122.5 | 22.1857 | 68.6393 | 214.575 | 2033 | 0% | 0% | 0% | 2% | 0.5% | 2033 | 0% | 0% | 4.72% | 2% | 1.68%
| 2034 | 5 | 804.825 | 137.1155 | 268.8464 | 1215.7868 | 2034 | 1.25 | 122.5 | 23.1857 | 70.0121 | 216.9478 | 2034 | 0% | 0% | 0% | 2% | 0.5% | 2034 | 0% | 0% | 4.507% | 2% | 1.627%
| 2035 | 5 | 804.825 | 137.1155 | 274.2233 | 1221.1638 | 2035 | 1.25 | 122.5 | 24.1857 | 71.4123 | 219.348 | 2035 | 0% | 0% | 0% | 2% | 0.5% | 2035 | 0% | 0% | 4.313% | 2% | 1.578%
| 2036 | 5 | 804.825 | 137.1155 | 279.7077 | 1226.6482 | 2036 | 1.25 | 122.5 | 25.1857 | 72.8406 | 221.7763 | 2036 | 0% | 0% | 0% | 2% | 0.5% | 2036 | 0% | 0% | 4.135% | 2% | 1.534%
| 2037 | 5 | 804.825 | 137.1155 | 285.3019 | 1232.2424 | 2037 | 1.25 | 122.5 | 26.1857 | 74.2974 | 224.2331 | 2037 | 0% | 0% | 0% | 2% | 0.5% | 2037 | 0% | 0% | 3.971% | 2% | 1.493%
| 2038 | 5 | 804.825 | 137.1155 | 291.0079 | 1237.9484 | 2038 | 1.25 | 122.5 | 27.1857 | 75.7833 | 226.719 | 2038 | 0% | 0% | 0% | 2% | 0.5% | 2038 | 0% | 0% | 3.819% | 2% | 1.455%
| 2039 | 5 | 804.825 | 137.1155 | 296.8281 | 1243.7686 | 2039 | 1.25 | 122.5 | 28.1857 | 77.299 | 229.2347 | 2039 | 0% | 0% | 0% | 2% | 0.5% | 2039 | 0% | 0% | 3.678% | 2% | 1.42%
| 2040 | 5 | 804.825 | 137.1155 | 302.7647 | 1249.7051 | 2040 | 1.25 | 122.5 | 29.1857 | 78.845 | 231.7807 | 2040 | 0% | 0% | 0% | 2% | 0.5% | 2040 | 0% | 0% | 3.548% | 2% | 1.387%

## Hourly Shape
Back to Contents
Notes:
| Zonal Hourly Demand Shape | [8 empty] | 1. 2016 Ghana hourly shape was used for load shapes of Ashanti GH, North GH, SE GH, SW GH, and the transloss regions
| This tab presents an hourly load shape for each zone. | [8 empty] | 2. Load shape for bulk customers was obtained from GRIDCo
3. VALCO load shape was graphed using a 7-Day data
4.The 2016 Ghana and Bulk Customer load shape was "corrected" to remove major reduction in load due to outages
| [MW] | National Average | 1 | 2 | 3 | 4 | 5 | 6 | 7 | 8 | 9 | 10 | 11 | 12 | 13 | 14 | No. | UNIQUE NUMBERS |  |  |  | RANKING |  |  |  | POSITION |  |  |  | LDC
| Hour of Year |  | Ashanti GH | Bulk Customers_Ashanti | Trans-Loss_Ashanti Group | North GH | Bulk Customers_North GH | Trans-Loss_Northern Ghana Group | South-East GH | Bulk Customers_SouthEast GH | Trans-Loss_SouthEast GH | VALCO | Enclave Power Company | South-West GH | Bulk Customers_SouthWest GH | Trans-Loss_SouthWest GH |  | Ghana | BCs | VALCO | EPC | Ghana | BCs | VALCO | EPC | Ghana | BCs | VALCO | EPC | Ghana | BCs | VALCO | EPC
| 1 | 707.2621 | 637.9584 | 894.0475 | 637.9584 | 637.9584 | 894.0475 | 637.9584 | 637.9584 | 894.0475 | 637.9584 | 989.1156 | 232.6965 | 637.9584 | 894.0475 | 637.9584 | 1 | 637.9584 | 894.0475 | 989.1156 | 232.6965 | 8082 | 2532 | 1355 | 8002 | 8252 | 3471 | 8657 | 6465 | 1000 | 1000 | 1000 | 1000
| 2 | 709.1786 | 651.6076 | 879.4958 | 651.6076 | 651.6076 | 879.4958 | 651.6076 | 651.6076 | 879.4958 | 651.6076 | 972.7891 | 224.8669 | 651.6076 | 879.4958 | 651.6076 | 2 | 651.6076 | 879.4958 | 972.7891 | 224.8669 | 7809 | 3636 | 6522 | 8191 | 7989 | 1811 | 8489 | 5033 | 994.0405 | 991.785 | 1000 | 977.1375
| 3 | 705.0167 | 642.0916 | 877.949 | 642.0916 | 642.0916 | 877.949 | 642.0916 | 642.0916 | 877.949 | 642.0916 | 987.7551 | 233.9493 | 642.0916 | 877.949 | 642.0916 | 3 | 642.0916 | 877.949 | 987.7551 | 233.9493 | 8009 | 3754 | 1720 | 7966 | 8492 | 1214 | 8321 | 3112 | 989.6189 | 988.0733 | 1000 | 921.0774
| 4 | 698.9051 | 636.7569 | 865.3462 | 636.7569 | 636.7569 | 865.3462 | 636.7569 | 636.7569 | 865.3462 | 636.7569 | 991.8367 | 237.3943 | 636.7569 | 865.3462 | 636.7569 | 4 | 636.7569 | 865.3462 | 991.8367 | 237.3943 | 8123 | 4609 | 989 | 7870 | 8397 | 4575 | 8129 | 3091 | 988.2251 | 982.4249 | 1000 | 915.7532
| 5 | 690.0958 | 631.9508 | 846.6957 | 631.9508 | 631.9508 | 846.6957 | 631.9508 | 631.9508 | 846.6957 | 631.9508 | 972.7891 | 246.1635 | 631.9508 | 846.6957 | 631.9508 | 5 | 631.9508 | 846.6957 | 972.7891 | 246.1635 | 8194 | 5848 | 6521 | 7594 | 8396 | 7890 | 7985 | 6494 | 988.0809 | 979.5493 | 1000 | 905.7313
| 6 | 689.0635 | 622.7712 | 859.0851 | 622.7712 | 622.7712 | 859.0851 | 622.7712 | 622.7712 | 859.0851 | 622.7712 | 985.034 | 243.3448 | 622.7712 | 859.0851 | 622.7712 | 6 | 622.7712 | 859.0851 | 985.034 | 243.3448 | 8364 | 5057 | 2397 | 7697 | 3141 | 2742 | 7817 | 4812 | 987.312 | 976.9841 | 1000 | 897.2753
| 7 | 685.9574 | 619.7734 | 859.1678 | 619.7734 | 619.7734 | 857.0796 | 619.7734 | 619.7734 | 859.1678 | 619.7734 | 975.5102 | 235.1237 | 619.7734 | 859.1678 | 619.7734 | 7 | 619.7734 | 859.1678 | 975.5102 | 235.1237 | 8412 | 5044 | 5684 | 7931 | 2996 | 8702 | 7649 | 3586 | 986.7352 | 973.5648 | 1000 | 892.8907
| 8 | 677.7058 | 616.7756 | 829.3422 | 616.7756 | 616.7756 | 855.0741 | 616.7756 | 616.7756 | 829.3422 | 616.7756 | 983.6735 | 226.9026 | 616.7756 | 829.3422 | 616.7756 | 8 | 616.7756 | 829.3422 | 983.6735 | 226.9026 | 8446 | 6639 | 3079 | 8134 | 8517 | 4462 | 7481 | 6617 | 986.3988 | 972.3114 | 1000 | 886.9402
| 9 | 689.3966 | 620.7406 | 871.7408 | 620.7406 | 620.7406 | 850.0026 | 620.7406 | 620.7406 | 871.7408 | 620.7406 | 978.2313 | 242.1704 | 620.7406 | 871.7408 | 620.7406 | 9 | 620.7406 | 871.7408 | 978.2313 | 242.1704 | 8402 | 4162 | 4848 | 7727 | 2589 | 1661 | 7313 | 2585 | 985.6779 | 971.2782 | 1000 | 886.3138
| 10 | 666.2345 | 624.7056 | 752.5275 | 624.7056 | 624.7056 | 860.9716 | 624.7056 | 624.7056 | 752.5275 | 624.7056 | 978.2313 | 232.8531 | 624.7056 | 752.5275 | 624.7056 | 10 | 624.7056 | 752.5275 | 978.2313 | 232.8531 | 8333 | 7443 | 4847 | 7993 | 8516 | 1431 | 7145 | 3659 | 984.6686 | 971.2782 | 1000 | 883.182
| 11 | 635.027 | 582.2079 | 757.8766 | 582.2079 | 582.2079 | 757.8766 | 582.2079 | 582.2079 | 757.8766 | 582.2079 | 974.1497 | 227.0592 | 582.2079 | 757.8766 | 582.2079 | 11 | 582.2079 | 757.8766 | 974.1497 | 227.0592 | 8760 | 7377 | 6103 | 8133 | 2997 | 1932 | 6977 | 4833 | 983.6113 | 971.1539 | 1000 | 881.9292
| 12 | 641.6362 | 587.4585 | 765.7274 | 587.4585 | 587.4585 | 784.4755 | 587.4585 | 587.4585 | 765.7274 | 587.4585 | 976.8707 | 224.7103 | 587.4585 | 765.7274 | 587.4585 | 12 | 587.4585 | 765.7274 | 976.8707 | 224.7103 | 8736 | 7283 | 5266 | 8192 | 8493 | 4486 | 6809 | 4770 | 983.2749 | 970.8751 | 1000 | 878.7974
| 13 | 648.8677 | 592.7092 | 775.1215 | 592.7092 | 592.7092 | 811.0744 | 592.7092 | 592.7092 | 775.1215 | 592.7092 | 983.6735 | 222.3614 | 592.7092 | 775.1215 | 592.7092 | 13 | 592.7092 | 775.1215 | 983.6735 | 222.3614 | 8685 | 7210 | 3078 | 8236 | 7700 | 4487 | 6641 | 6335 | 982.554 | 970.7142 | 1000 | 868.4623
| 14 | 659.2213 | 602.9341 | 789.3891 | 602.9341 | 602.9341 | 796.4245 | 602.9341 | 602.9341 | 789.3891 | 602.9341 | 983.6735 | 257.3598 | 602.9341 | 789.3891 | 602.9341 | 14 | 602.9341 | 789.3891 | 983.6735 | 257.3598 | 8604 | 7139 | 3077 | 7198 | 8348 | 3472 | 6473 | 5274 | 979.7184 | 970.168 | 1000 | 860.6326
| 15 | 652.6716 | 605.0187 | 762.6788 | 605.0187 | 605.0187 | 803.5156 | 605.0187 | 605.0187 | 762.6788 | 605.0187 | 970.068 | 235.6326 | 605.0187 | 762.6788 | 605.0187 | 15 | 605.0187 | 762.6788 | 970.068 | 235.6326 | 8583 | 7319 | 7303 | 7914 | 7988 | 3111 | 6305 | 3689 | 979.2858 | 970.0456 | 1000 | 852.1766
| 16 | 665.4809 | 620.9569 | 765.6485 | 620.9569 | 620.9569 | 829.8415 | 620.9569 | 620.9569 | 765.6485 | 620.9569 | 976.8707 | 245.4197 | 620.9569 | 765.6485 | 620.9569 | 16 | 620.9569 | 765.6485 | 976.8707 | 245.4197 | 8398 | 7286 | 5265 | 7614 | 8349 | 3587 | 6137 | 4762 | 978.9975 | 969.747 | 1000 | 848.1052
| 17 | 660.9178 | 618.2354 | 770.0752 | 618.2354 | 618.2354 | 790.0984 | 618.2354 | 618.2354 | 770.0752 | 618.2354 | 978.2313 | 228.4098 | 618.2354 | 770.0752 | 618.2354 | 17 | 618.2354 | 770.0752 | 978.2313 | 228.4098 | 8428 | 7251 | 4846 | 8097 | 8515 | 1912 | 5969 | 4860 | 978.2285 | 968.2228 | 1000 | 846.2261
| 18 | 651.4719 | 615.514 | 750.3553 | 615.514 | 615.514 | 750.3553 | 615.514 | 615.514 | 750.3553 | 615.514 | 983.6735 | 211.3999 | 615.514 | 750.3553 | 615.514 | 18 | 615.514 | 750.3553 | 983.6735 | 211.3999 | 8459 | 7468 | 3076 | 8406 | 3117 | 4573 | 5801 | 3010 | 977.7959 | 967.3504 | 1000 | 845.9129
| 19 | 704.687 | 704.6667 | 773.266 | 704.6667 | 704.6667 | 773.266 | 704.6667 | 704.6667 | 773.266 | 704.6667 | 927.8912 | 207.3285 | 704.6667 | 773.266 | 704.6667 | 19 | 704.6667 | 773.266 | 927.8912 | 207.3285 | 5890 | 7230 | 8760 | 8474 | 8468 | 4425 | 5633 | 5171 | 977.6037 | 965.0065 | 1000 | 844.9734
| 20 | 724.6574 | 747.2485 | 747.56 | 747.2485 | 747.2485 | 747.56 | 747.2485 | 747.2485 | 747.56 | 747.2485 | 968.7075 | 208.2681 | 747.2485 | 747.56 | 747.2485 | 20 | 747.2485 | 747.56 | 968.7075 | 208.2681 | 4110 | 7511 | 7460 | 8454 | 8300 | 4317 | 5465 | 6490 | 977.027 | 962.9664 | 1000 | 844.347
| 21 | 718.8641 | 731.1001 | 764.6748 | 731.1001 | 731.1001 | 764.6748 | 731.1001 | 731.1001 | 764.6748 | 731.1001 | 960.5442 | 196.0539 | 731.1001 | 764.6748 | 731.1001 | 21 | 731.1001 | 764.6748 | 960.5442 | 196.0539 | 4779 | 7295 | 8292 | 8585 | 2588 | 4595 | 5297 | 4862 | 976.6905 | 962.7449 | 1000 | 843.0943
| 22 | 709.7579 | 713.9905 | 764.3256 | 713.9905 | 713.9905 | 764.3256 | 713.9905 | 713.9905 | 764.3256 | 713.9905 | 974.1497 | 193.2352 | 713.9905 | 764.3256 | 713.9905 | 22 | 713.9905 | 764.3256 | 974.1497 | 193.2352 | 5466 | 7301 | 6102 | 8609 | 2661 | 7371 | 5129 | 3962 | 974.6239 | 962.4131 | 1000 | 842.1547
| 23 | 683.1504 | 672.7063 | 760.288 | 672.7063 | 672.7063 | 760.288 | 672.7063 | 672.7063 | 760.288 | 672.7063 | 980.9524 | 160.3508 | 672.7063 | 760.288 | 672.7063 | 23 | 672.7063 | 760.288 | 980.9524 | 160.3508 | 7215 | 7343 | 4014 | 8744 | 7701 | 315 | 4961 | 3592 | 974.4798 | 962.4131 | 1000 | 841.8415
| 24 | 668.6558 | 649.7813 | 756.4569 | 649.7813 | 649.7813 | 756.4569 | 649.7813 | 649.7813 | 756.4569 | 649.7813 | 971.4286 | 165.6749 | 649.7813 | 756.4569 | 649.7813 | 24 | 649.7813 | 756.4569 | 971.4286 | 165.6749 | 7848 | 7394 | 6887 | 8741 | 7987 | 1529 | 4793 | 3588 | 973.8069 | 961.5586 | 1000 | 841.8415
| 25 | 634.6721 | 592.6371 | 753.7352 | 592.6371 | 592.6371 | 753.7352 | 592.6371 | 592.6371 | 753.7352 | 592.6371 | 968.7075 | 160.664 | 592.6371 | 753.7352 | 592.6371 | 25 | 592.6371 | 753.7352 | 968.7075 | 160.664 | 8686 | 7425 | 7459 | 8743 | 3142 | 3345 | 4625 | 3987 | 973.4224 | 961.317 | 1000 | 840.902
| 26 | 671.4483 | 616.1869 | 832.4825 | 616.1869 | 616.1869 | 832.4825 | 616.1869 | 616.1869 | 832.4825 | 616.1869 | 967.3469 | 173.5045 | 616.1869 | 832.4825 | 616.1869 | 26 | 616.1869 | 832.4825 | 967.3469 | 173.5045 | 8451 | 6522 | 7771 | 8725 | 8253 | 1269 | 4457 | 6495 | 971.8364 | 961.0427 | 1000 | 838.3965
| 27 | 663.6818 | 604.6042 | 822.7183 | 604.6042 | 604.6042 | 832.8154 | 604.6042 | 604.6042 | 822.7183 | 604.6042 | 965.9864 | 187.7545 | 604.6042 | 822.7183 | 604.6042 | 27 | 604.6042 | 822.7183 | 965.9864 | 187.7545 | 8591 | 6799 | 7979 | 8638 | 8518 | 4572 | 4289 | 4813 | 971.6922 | 960.7723 | 1000 | 837.1438
| 28 | 660.1454 | 593.0216 | 833.1482 | 593.0216 | 593.0216 | 833.1482 | 593.0216 | 593.0216 | 833.1482 | 593.0216 | 963.2653 | 202.0044 | 593.0216 | 833.1482 | 593.0216 | 28 | 593.0216 | 833.1482 | 963.2653 | 202.0044 | 8681 | 6507 | 8187 | 8529 | 8469 | 3593 | 4121 | 4666 | 971.5961 | 960.2925 | 1000 | 835.5778
| 29 | 668.3854 | 605.0848 | 837.2355 | 605.0848 | 605.0848 | 837.2355 | 605.0848 | 605.0848 | 837.2355 | 605.0848 | 963.2653 | 204.5099 | 605.0848 | 837.2355 | 605.0848 | 29 | 605.0848 | 837.2355 | 963.2653 | 204.5099 | 8582 | 6350 | 8186 | 8504 | 3188 | 4477 | 3953 | 5128 | 971.4039 | 959.6006 | 1000 | 834.9515
| 30 | 660.4002 | 587.9752 | 846.0363 | 587.9752 | 587.9752 | 846.0363 | 587.9752 | 587.9752 | 846.0363 | 587.9752 | 965.9864 | 191.6693 | 587.9752 | 846.0363 | 587.9752 | 30 | 587.9752 | 846.0363 | 965.9864 | 191.6693 | 8730 | 5894 | 7978 | 8618 | 2613 | 3588 | 3785 | 5028 | 970.9713 | 959.3236 | 1000 | 829.9405
| 31 | 671.8128 | 603.8713 | 844.2081 | 603.8713 | 603.8713 | 865.2797 | 603.8713 | 603.8713 | 844.2081 | 603.8713 | 957.8231 | 218.6815 | 603.8713 | 844.2081 | 603.8713 | 31 | 603.8713 | 844.2081 | 957.8231 | 218.6815 | 8597 | 5983 | 8396 | 8304 | 3140 | 1901 | 3617 | 4199 | 970.5868 | 958.031 | 1000 | 829.0009
| 32 | 671.9035 | 610.78 | 837.7688 | 610.78 | 610.78 | 851.0631 | 610.78 | 610.78 | 837.7688 | 610.78 | 945.5782 | 210.4604 | 610.78 | 837.7688 | 610.78 | 32 | 610.78 | 837.7688 | 945.5782 | 210.4604 | 8517 | 6325 | 8655 | 8421 | 3116 | 1455 | 3449 | 4786 | 969.962 | 958.031 | 1000 | 828.0614
| 33 | 680.7228 | 609.5304 | 865.014 | 609.5304 | 609.5304 | 853.3096 | 609.5304 | 609.5304 | 865.014 | 609.5304 | 967.3469 | 238.1773 | 609.5304 | 865.014 | 609.5304 | 33 | 609.5304 | 865.014 | 967.3469 | 238.1773 | 8532 | 4633 | 7770 | 7845 | 2756 | 4460 | 3281 | 5148 | 969.6833 | 958.0229 | 1000 | 827.435
| 34 | 680.1031 | 612.6544 | 856.8912 | 612.6544 | 612.6544 | 856.597 | 612.6544 | 612.6544 | 856.8912 | 612.6544 | 964.6259 | 228.3119 | 612.6544 | 856.8912 | 612.6544 | 34 | 612.6544 | 856.8912 | 964.6259 | 228.3119 | 8494 | 5196 | 8031 | 8106 | 8395 | 4574 | 3113 | 6401 | 969.1931 | 957.9192 | 1000 | 826.1823
| 35 | 692.0982 | 627.1808 | 855.9921 | 627.1808 | 627.1808 | 859.2796 | 627.1808 | 627.1808 | 855.9921 | 627.1808 | 967.3469 | 277.3254 | 627.1808 | 855.9921 | 627.1808 | 35 | 627.1808 | 855.9921 | 967.3469 | 277.3254 | 8268 | 5257 | 7769 | 6477 | 3189 | 3998 | 2945 | 4788 | 968.376 | 957.8806 | 1000 | 823.99
| 36 | 701.6254 | 638.2467 | 859.1026 | 638.2467 | 638.2467 | 877.5754 | 638.2467 | 638.2467 | 859.1026 | 638.2467 | 978.2313 | 283.6674 | 638.2467 | 859.1026 | 638.2467 | 36 | 638.2467 | 859.1026 | 978.2313 | 283.6674 | 8079 | 5054 | 4845 | 6231 | 8470 | 4051 | 2777 | 3370 | 968.1357 | 957.8527 | 1000 | 822.4241
| 37 | 676.4646 | 603.2105 | 864.2723 | 603.2105 | 603.2105 | 864.2723 | 603.2105 | 603.2105 | 864.2723 | 603.2105 | 970.068 | 217.6636 | 603.2105 | 864.2723 | 603.2105 | 37 | 603.2105 | 864.2723 | 970.068 | 217.6636 | 8601 | 4692 | 7302 | 8324 | 2612 | 4713 | 2609 | 5195 | 967.7993 | 957.6673 | 1000 | 817.7263
| 38 | 694.1552 | 618.4097 | 899.4541 | 618.4097 | 618.4097 | 808.3736 | 618.4097 | 618.4097 | 899.4541 | 618.4097 | 974.1497 | 290.0094 | 618.4097 | 899.4541 | 618.4097 | 38 | 618.4097 | 899.4541 | 974.1497 | 290.0094 | 8427 | 2148 | 6101 | 5971 | 2660 | 4142 | 2441 | 2871 | 967.3668 | 957.5135 | 1000 | 817.0999
| 39 | 685.3827 | 617.3283 | 879.694 | 617.3283 | 617.3283 | 795.9569 | 617.3283 | 617.3283 | 879.694 | 617.3283 | 972.7891 | 248.9039 | 617.3283 | 879.694 | 617.3283 | 39 | 617.3283 | 879.694 | 972.7891 | 248.9039 | 8442 | 3622 | 6520 | 7506 | 7677 | 4426 | 2273 | 4527 | 967.1745 | 957.2628 | 1000 | 816.7867
| 40 | 700.1777 | 638.9797 | 874.6147 | 638.9797 | 638.9797 | 863.2585 | 638.9797 | 638.9797 | 874.6147 | 638.9797 | 970.068 | 233.4795 | 638.9797 | 874.6147 | 638.9797 | 40 | 638.9797 | 874.6147 | 970.068 | 233.4795 | 8066 | 3997 | 7301 | 7974 | 1629 | 3586 | 2105 | 6970 | 966.1652 | 956.971 | 1000 | 813.3417
| 41 | 677.8318 | 591.5798 | 888.1129 | 591.5798 | 591.5798 | 888.1129 | 591.5798 | 591.5798 | 888.1129 | 591.5798 | 976.8707 | 227.6856 | 591.5798 | 888.1129 | 591.5798 | 41 | 591.5798 | 888.1129 | 976.8707 | 227.6856 | 8696 | 2985 | 5264 | 8123 | 3118 | 4488 | 1937 | 5003 | 965.8769 | 956.3546 | 1000 | 812.7153
| 42 | 694.0137 | 624.5494 | 891.3374 | 624.5494 | 624.5494 | 891.3374 | 624.5494 | 624.5494 | 891.3374 | 624.5494 | 976.8707 | 177.5759 | 624.5494 | 891.3374 | 624.5494 | 42 | 624.5494 | 891.3374 | 976.8707 | 177.5759 | 8336 | 2756 | 5263 | 8705 | 1652 | 4280 | 1769 | 4809 | 965.204 | 956.233 | 1000 | 812.4021
| 43 | 761.4004 | 745.278 | 884.0239 | 745.278 | 745.278 | 884.0239 | 745.278 | 745.278 | 884.0239 | 745.278 | 956.4626 | 204.8231 | 745.278 | 884.0239 | 745.278 | 43 | 745.278 | 884.0239 | 956.4626 | 204.8231 | 4172 | 3326 | 8500 | 8500 | 3139 | 4489 | 1601 | 2345 | 964.387 | 956.1921 | 1000 | 812.0889
| 44 | 768.8788 | 765.7038 | 874.6875 | 765.7038 | 765.7038 | 874.6875 | 765.7038 | 765.7038 | 874.6875 | 765.7038 | 971.4286 | 168.4936 | 765.7038 | 874.6875 | 765.7038 | 44 | 765.7038 | 874.6875 | 971.4286 | 168.4936 | 3443 | 3989 | 6886 | 8738 | 8347 | 4458 | 1433 | 3931 | 964.0025 | 956.1912 | 1000 | 811.7758
| 45 | 762.6385 | 764.1659 | 855.4502 | 764.1659 | 764.1659 | 855.4502 | 764.1659 | 764.1659 | 855.4502 | 764.1659 | 975.5102 | 166.3013 | 764.1659 | 855.4502 | 764.1659 | 45 | 764.1659 | 855.4502 | 975.5102 | 166.3013 | 3487 | 5281 | 5683 | 8740 | 2468 | 5072 | 1265 | 6448 | 964.0025 | 955.4253 | 1000 | 810.523
| 46 | 762.7037 | 761.6187 | 859.8282 | 761.6187 | 761.6187 | 859.8282 | 761.6187 | 761.6187 | 859.8282 | 761.6187 | 983.6735 | 161.9167 | 761.6187 | 859.8282 | 761.6187 | 46 | 761.6187 | 859.8282 | 983.6735 | 161.9167 | 3578 | 4996 | 3075 | 8742 | 7485 | 4410 | 1097 | 4769 | 963.3777 | 955.4253 | 1000 | 810.2098
| 47 | 733.6129 | 707.5023 | 863.1112 | 707.5023 | 707.5023 | 863.1112 | 707.5023 | 707.5023 | 863.1112 | 707.5023 | 983.6735 | 174.4441 | 707.5023 | 863.1112 | 707.5023 | 47 | 707.5023 | 863.1112 | 983.6735 | 174.4441 | 5749 | 4764 | 3074 | 8719 | 429 | 4432 | 929 | 5172 | 963.3777 | 955.3787 | 1000 | 809.5835
| 48 | 715.6643 | 668.6211 | 875.9444 | 668.6211 | 668.6211 | 875.9444 | 668.6211 | 668.6211 | 875.9444 | 668.6211 | 975.5102 | 191.0429 | 668.6211 | 875.9444 | 668.6211 | 48 | 668.6211 | 875.9444 | 975.5102 | 191.0429 | 7340 | 3887 | 5682 | 8622 | 8421 | 4433 | 761 | 3941 | 962.7049 | 955.0406 | 1000 | 808.9571
| 49 | 674.7072 | 598.1641 | 875.1824 | 598.1641 | 598.1641 | 875.1824 | 598.1641 | 598.1641 | 875.1824 | 598.1641 | 970.068 | 189.7902 | 598.1641 | 875.1824 | 598.1641 | 49 | 598.1641 | 875.1824 | 970.068 | 189.7902 | 8648 | 3960 | 7300 | 8628 | 8398 | 3357 | 593 | 5761 | 962.7049 | 954.9307 | 1000 | 805.8252
| 50 | 674.4616 | 605.5174 | 862.4081 | 605.5174 | 605.5174 | 862.4081 | 605.5174 | 605.5174 | 862.4081 | 605.5174 | 971.4286 | 177.2628 | 605.5174 | 862.4081 | 605.5174 | 50 | 605.5174 | 862.4081 | 971.4286 | 177.2628 | 8579 | 4814 | 6885 | 8707 | 1316 | 4555 | 425 | 7048 | 962.2243 | 954.6182 | 1000 | 805.1989
| 51 | 668.6259 | 598.7889 | 851.368 | 598.7889 | 598.7889 | 862.4987 | 598.7889 | 598.7889 | 851.368 | 598.7889 | 967.3469 | 186.5017 | 598.7889 | 851.368 | 598.7889 | 51 | 598.7889 | 851.368 | 967.3469 | 186.5017 | 8642 | 5540 | 7768 | 8648 | 7628 | 4493 | 257 | 4834 | 962.0344 | 954.2701 | 1000 | 803.9461
| 52 | 669.2042 | 592.0604 | 866.6321 | 592.0604 | 592.0604 | 862.5893 | 592.0604 | 592.0604 | 866.6321 | 592.0604 | 974.1497 | 195.7407 | 592.0604 | 866.6321 | 592.0604 | 52 | 592.0604 | 866.6321 | 974.1497 | 195.7407 | 8690 | 4492 | 6100 | 8588 | 1197 | 4266 | 89 | 4027 | 961.8878 | 954.2086 | 1000 | 802.3802
| 53 | 679.6371 | 621.7619 | 847.8739 | 621.7619 | 621.7619 | 847.8739 | 621.7619 | 621.7619 | 847.8739 | 621.7619 | 975.5102 | 173.8177 | 621.7619 | 847.8739 | 621.7619 | 53 | 621.7619 | 847.8739 | 975.5102 | 173.8177 | 8384 | 5783 | 5681 | 8723 | 2757 | 1527 | 8681 | 4863 | 961.6956 | 954.147 | 998.6395 | 802.067
| 54 | 663.4146 | 584.9474 | 861.509 | 584.9474 | 584.9474 | 861.509 | 584.9474 | 584.9474 | 861.509 | 584.9474 | 983.6735 | 178.5155 | 584.9474 | 861.509 | 584.9474 | 54 | 584.9474 | 861.509 | 983.6735 | 178.5155 | 8751 | 4886 | 3073 | 8703 | 8299 | 4277 | 8666 | 4667 | 961.1189 | 954.1213 | 998.6395 | 801.4407
| 55 | 662.6152 | 584.9714 | 849.6788 | 584.9714 | 584.9714 | 871.4744 | 584.9714 | 584.9714 | 849.6788 | 584.9714 | 982.3129 | 194.0182 | 584.9714 | 849.6788 | 584.9714 | 55 | 584.9714 | 849.6788 | 982.3129 | 194.0182 | 8750 | 5662 | 3598 | 8598 | 8491 | 4541 | 8513 | 6492 | 961.0708 | 953.7781 | 998.6395 | 799.5615
| 56 | 663.6846 | 589.6093 | 855.4306 | 589.6093 | 589.6093 | 855.4306 | 589.6093 | 589.6093 | 855.4306 | 589.6093 | 978.2313 | 174.7573 | 589.6093 | 855.4306 | 589.6093 | 56 | 589.6093 | 855.4306 | 978.2313 | 174.7573 | 8709 | 5282 | 4844 | 8717 | 7675 | 3255 | 8498 | 6517 | 960.9747 | 953.1535 | 998.6395 | 799.2484
| 57 | 667.7913 | 587.1101 | 859.9235 | 587.1101 | 587.1101 | 859.9235 | 587.1101 | 587.1101 | 859.9235 | 587.1101 | 982.3129 | 230.191 | 587.1101 | 859.9235 | 587.1101 | 57 | 587.1101 | 859.9235 | 982.3129 | 230.191 | 8739 | 4983 | 3597 | 8062 | 3093 | 4295 | 8345 | 6634 | 960.9266 | 952.9794 | 998.6395 | 798.9352
| 58 | 664.6736 | 588.5519 | 847.8477 | 588.5519 | 588.5519 | 847.8477 | 588.5519 | 588.5519 | 847.8477 | 588.5519 | 986.3946 | 219.2296 | 588.5519 | 847.8477 | 588.5519 | 58 | 588.5519 | 847.8477 | 986.3946 | 219.2296 | 8724 | 5784 | 2083 | 8294 | 7892 | 4490 | 8330 | 5029 | 960.6383 | 952.078 | 998.6395 | 798.9352
| 59 | 698.9918 | 622.4107 | 881.312 | 622.4107 | 622.4107 | 871.8634 | 622.4107 | 622.4107 | 881.312 | 622.4107 | 982.3129 | 308.4873 | 622.4107 | 881.312 | 622.4107 | 59 | 622.4107 | 881.312 | 982.3129 | 308.4873 | 8369 | 3521 | 3596 | 5350 | 2614 | 4475 | 8153 | 4644 | 960.3979 | 951.7243 | 998.6395 | 798.622
| 60 | 699.6344 | 624.8859 | 866.4803 | 624.8859 | 624.8859 | 875.655 | 624.8859 | 624.8859 | 866.4803 | 624.8859 | 978.2313 | 342.4679 | 624.8859 | 866.4803 | 624.8859 | 60 | 624.8859 | 866.4803 | 978.2313 | 342.4679 | 8328 | 4507 | 4843 | 4600 | 8565 | 1489 | 8138 | 5267 | 960.3499 | 951.5361 | 998.6395 | 798.3088
| 61 | 661.9932 | 583.1211 | 846.0691 | 583.1211 | 583.1211 | 846.0691 | 583.1211 | 583.1211 | 846.0691 | 583.1211 | 980.9524 | 237.7075 | 583.1211 | 846.0691 | 583.1211 | 61 | 583.1211 | 846.0691 | 980.9524 | 237.7075 | 8757 | 5888 | 4013 | 7861 | 7221 | 4485 | 8009 | 6689 | 959.677 | 951.5208 | 998.6395 | 795.4901
| 62 | 698.6599 | 621.3053 | 864.9441 | 621.3053 | 621.3053 | 866.3918 | 621.3053 | 621.3053 | 864.9441 | 621.3053 | 980.9524 | 368.6189 | 621.3053 | 864.9441 | 621.3053 | 62 | 621.3053 | 864.9441 | 980.9524 | 368.6189 | 8389 | 4642 | 4012 | 4109 | 7220 | 4431 | 7994 | 6663 | 959.3887 | 951.478 | 998.6395 | 795.4901
| 63 | 689.7007 | 619.1426 | 867.3045 | 619.1426 | 619.1426 | 841.5585 | 619.1426 | 619.1426 | 867.3045 | 619.1426 | 972.7891 | 286.4078 | 619.1426 | 867.3045 | 619.1426 | 63 | 619.1426 | 867.3045 | 972.7891 | 286.4078 | 8422 | 4455 | 6519 | 6111 | 8036 | 2968 | 7841 | 2581 | 959.1003 | 951.4242 | 998.6395 | 795.177
| 64 | 693.1339 | 626.3517 | 876.1456 | 626.3517 | 626.3517 | 847.0213 | 626.3517 | 626.3517 | 876.1456 | 626.3517 | 975.5102 | 242.0921 | 626.3517 | 876.1456 | 626.3517 | 64 | 626.3517 | 876.1456 | 975.5102 | 242.0921 | 8291 | 3874 | 5680 | 7738 | 500 | 4571 | 7826 | 5897 | 959.1003 | 951.3842 | 998.6395 | 792.6715
| 65 | 679.7287 | 598.3563 | 884.9005 | 598.3563 | 598.3563 | 884.9005 | 598.3563 | 598.3563 | 884.9005 | 598.3563 | 983.6735 | 206.0758 | 598.3563 | 884.9005 | 598.3563 | 65 | 598.3563 | 884.9005 | 983.6735 | 206.0758 | 8646 | 3265 | 3072 | 8484 | 1628 | 3204 | 7673 | 2770 | 958.86 | 951.1238 | 998.6395 | 792.6715
| 66 | 720.3145 | 669.4622 | 870.9988 | 669.4622 | 669.4622 | 888.4182 | 669.4622 | 669.4622 | 870.9988 | 669.4622 | 967.3469 | 259.9436 | 669.4622 | 870.9988 | 669.4622 | 66 | 669.4622 | 870.9988 | 967.3469 | 259.9436 | 7322 | 4208 | 7767 | 7115 | 7893 | 4557 | 7658 | 3371 | 958.5236 | 951.1044 | 998.6395 | 792.0451
| 67 | 760.1371 | 737.5403 | 881.9088 | 737.5403 | 737.5403 | 881.9088 | 737.5403 | 737.5403 | 881.9088 | 737.5403 | 980.9524 | 233.0097 | 737.5403 | 881.9088 | 737.5403 | 67 | 737.5403 | 881.9088 | 980.9524 | 233.0097 | 4480 | 3464 | 4011 | 7991 | 3070 | 1553 | 7505 | 2866 | 958.5236 | 950.8232 | 998.6395 | 791.7319
| 68 | 761.1268 | 744.9897 | 882.8154 | 744.9897 | 744.9897 | 882.8154 | 744.9897 | 744.9897 | 882.8154 | 744.9897 | 986.3946 | 178.2023 | 744.9897 | 882.8154 | 744.9897 | 68 | 744.9897 | 882.8154 | 986.3946 | 178.2023 | 4181 | 3405 | 2082 | 8704 | 1627 | 4302 | 7490 | 3862 | 957.8507 | 950.4325 | 998.6395 | 790.7924
| 69 | 765.4021 | 749.5074 | 891.956 | 749.5074 | 749.5074 | 891.956 | 749.5074 | 749.5074 | 891.956 | 749.5074 | 982.3129 | 169.4331 | 749.5074 | 891.956 | 749.5074 | 69 | 749.5074 | 891.956 | 982.3129 | 169.4331 | 4026 | 2712 | 3595 | 8737 | 8251 | 4265 | 7337 | 3589 | 957.5624 | 950.4287 | 998.6395 | 790.7924
| 70 | 746.0026 | 724.6119 | 868.8186 | 724.6119 | 724.6119 | 868.8186 | 724.6119 | 724.6119 | 868.8186 | 724.6119 | 971.4286 | 200.4385 | 724.6119 | 868.8186 | 724.6119 | 70 | 724.6119 | 868.8186 | 971.4286 | 200.4385 | 5028 | 4345 | 6884 | 8547 | 7797 | 4296 | 7322 | 2413 | 956.7934 | 950.1155 | 998.6395 | 790.7924
| 71 | 700.6701 | 650.6464 | 855.1541 | 650.6464 | 650.6464 | 855.1541 | 650.6464 | 650.6464 | 855.1541 | 650.6464 | 985.034 | 198.5593 | 650.6464 | 855.1541 | 650.6464 | 71 | 650.6464 | 855.1541 | 985.034 | 198.5593 | 7827 | 5303 | 2396 | 8562 | 7699 | 4424 | 7169 | 4761 | 956.0725 | 950.0442 | 998.6395 | 789.5396
| 72 | 698.9629 | 641.2265 | 868.9828 | 641.2265 | 641.2265 | 868.9828 | 641.2265 | 641.2265 | 868.9828 | 641.2265 | 987.7551 | 191.9825 | 641.2265 | 868.9828 | 641.2265 | 72 | 641.2265 | 868.9828 | 987.7551 | 191.9825 | 8027 | 4331 | 1719 | 8616 | 8037 | 4287 | 7154 | 6282 | 955.4958 | 950.0221 | 998.6395 | 784.5287
| 73 | 690.7171 | 618.0612 | 888.2537 | 618.0612 | 618.0612 | 888.2537 | 618.0612 | 618.0612 | 888.2537 | 618.0612 | 987.7551 | 184.7792 | 618.0612 | 888.2537 | 618.0612 | 73 | 618.0612 | 888.2537 | 987.7551 | 184.7792 | 8430 | 2976 | 1718 | 8662 | 501 | 4438 | 7001 | 4981 | 955.4957 | 949.9935 | 998.6395 | 784.2155
| 74 | 678.3619 | 600.3028 | 876.3832 | 600.3028 | 600.3028 | 879.786 | 600.3028 | 600.3028 | 876.3832 | 600.3028 | 995.9184 | 189.7902 | 600.3028 | 876.3832 | 600.3028 | 74 | 600.3028 | 876.3832 | 995.9184 | 189.7902 | 8627 | 3858 | 416 | 8627 | 2590 | 3838 | 6986 | 3983 | 955.3996 | 949.9791 | 998.6395 | 781.3968
| 75 | 666.7848 | 582.5443 | 871.3183 | 582.5443 | 582.5443 | 871.3183 | 582.5443 | 582.5443 | 871.3183 | 582.5443 | 994.5578 | 194.8011 | 582.5443 | 871.3183 | 582.5443 | 75 | 582.5443 | 871.3183 | 994.5578 | 194.8011 | 8758 | 4187 | 572 | 8595 | 7796 | 3352 | 6833 | 4811 | 955.2074 | 949.6049 | 998.6395 | 780.1441
| 76 | 677.0163 | 591.0991 | 892.0304 | 591.0991 | 591.0991 | 892.0304 | 591.0991 | 591.0991 | 892.0304 | 591.0991 | 991.8367 | 189.477 | 591.0991 | 892.0304 | 591.0991 | 76 | 591.0991 | 892.0304 | 991.8367 | 189.477 | 8699 | 2710 | 988 | 8631 | 8085 | 3438 | 6818 | 3771 | 955.1593 | 949.3677 | 998.6395 | 778.8913
| 77 | 678.9241 | 594.3673 | 891.0751 | 594.3673 | 594.3673 | 891.0751 | 594.3673 | 594.3673 | 891.0751 | 594.3673 | 991.8367 | 193.8616 | 594.3673 | 891.0751 | 594.3673 | 77 | 594.3673 | 891.0751 | 991.8367 | 193.8616 | 8674 | 2784 | 987 | 8602 | 549 | 4481 | 6665 | 4620 | 955.1593 | 949.3387 | 998.6395 | 778.7347
| 78 | 688.5283 | 608.9777 | 899.7292 | 608.9777 | 608.9777 | 899.7292 | 608.9777 | 608.9777 | 899.7292 | 608.9777 | 982.3129 | 186.3451 | 608.9777 | 899.7292 | 608.9777 | 78 | 608.9777 | 899.7292 | 982.3129 | 186.3451 | 8539 | 2131 | 3594 | 8650 | 1364 | 3200 | 6650 | 6350 | 955.0632 | 949.3313 | 998.6395 | 777.9518
| 79 | 670.5738 | 584.9954 | 881.4398 | 584.9954 | 584.9954 | 881.4398 | 584.9954 | 584.9954 | 881.4398 | 584.9954 | 972.7891 | 209.5208 | 584.9954 | 881.4398 | 584.9954 | 79 | 584.9954 | 881.4398 | 972.7891 | 209.5208 | 8749 | 3505 | 6518 | 8434 | 2998 | 1898 | 6497 | 2778 | 954.6787 | 949.2753 | 998.6395 | 777.6386
| 80 | 682.2917 | 609.8909 | 872.3138 | 609.8909 | 609.8909 | 872.3138 | 609.8909 | 609.8909 | 872.3138 | 609.8909 | 986.3946 | 197.3066 | 609.8909 | 872.3138 | 609.8909 | 80 | 609.8909 | 872.3138 | 986.3946 | 197.3066 | 8526 | 4119 | 2081 | 8573 | 7532 | 1452 | 6482 | 6467 | 954.0539 | 949.2753 | 998.6395 | 776.0727
| 81 | 703.9395 | 631.4221 | 889.8201 | 631.4221 | 631.4221 | 889.8201 | 631.4221 | 631.4221 | 889.8201 | 631.4221 | 959.1837 | 285.3116 | 631.4221 | 889.8201 | 631.4221 | 81 | 631.4221 | 889.8201 | 959.1837 | 285.3116 | 8203 | 2859 | 8344 | 6168 | 716 | 5071 | 6329 | 4696 | 953.9097 | 949.142 | 998.6395 | 775.7595
| 82 | 727.5126 | 666.6987 | 896.6466 | 666.6987 | 666.6987 | 896.6466 | 666.6987 | 666.6987 | 896.6466 | 666.6987 | 976.8707 | 288.1303 | 666.6987 | 896.6466 | 666.6987 | 82 | 666.6987 | 896.6466 | 976.8707 | 288.1303 | 7389 | 2347 | 5262 | 6046 | 7676 | 4409 | 6314 | 3593 | 953.8136 | 949.142 | 998.6395 | 775.4463
| 83 | 729.7466 | 656.2695 | 895.8792 | 656.2695 | 656.2695 | 895.8792 | 656.2695 | 656.2695 | 895.8792 | 656.2695 | 985.034 | 397.7451 | 656.2695 | 895.8792 | 656.2695 | 83 | 656.2695 | 895.8792 | 985.034 | 397.7451 | 7682 | 2398 | 2395 | 3534 | 7964 | 1899 | 6161 | 6228 | 953.7656 | 948.9888 | 998.6395 | 773.8804
| 84 | 736.4785 | 662.6616 | 891.3866 | 662.6616 | 662.6616 | 891.3866 | 662.6616 | 662.6616 | 891.3866 | 662.6616 | 989.1156 | 454.7448 | 662.6616 | 891.3866 | 662.6616 | 84 | 662.6616 | 891.3866 | 989.1156 | 454.7448 | 7511 | 2751 | 1354 | 2583 | 2662 | 1453 | 6146 | 6972 | 953.7656 | 948.9888 | 998.6395 | 771.6881
| 85 | 732.7462 | 654.7796 | 902.5971 | 654.7796 | 654.7796 | 902.5971 | 654.7796 | 654.7796 | 902.5971 | 654.7796 | 986.3946 | 423.4262 | 654.7796 | 902.5971 | 654.7796 | 85 | 654.7796 | 902.5971 | 986.3946 | 423.4262 | 7721 | 1926 | 2080 | 3109 | 3020 | 4491 | 5993 | 4117 | 952.9966 | 948.9259 | 998.6395 | 771.0617
| 86 | 736.1413 | 659.4896 | 886.7145 | 659.4896 | 659.4896 | 886.7145 | 659.4896 | 659.4896 | 886.7145 | 659.4896 | 983.6735 | 499.5302 | 659.4896 | 886.7145 | 659.4896 | 86 | 659.4896 | 886.7145 | 983.6735 | 499.5302 | 7597 | 3093 | 3071 | 1897 | 1341 | 4219 | 5978 | 5993 | 952.9485 | 948.8418 | 998.6395 | 770.7485
| 87 | 691.8961 | 646.7054 | 795.004 | 646.7054 | 646.7054 | 795.004 | 646.7054 | 646.7054 | 795.004 | 646.7054 | 987.7551 | 345.13 | 646.7054 | 795.004 | 646.7054 | 87 | 646.7054 | 795.004 | 987.7551 | 345.13 | 7916 | 7105 | 1717 | 4554 | 7845 | 4414 | 5825 | 5862 | 952.564 | 948.7902 | 998.6395 | 770.7485
| 88 | 696.9258 | 661.1237 | 805.9297 | 661.1237 | 661.1237 | 805.9297 | 661.1237 | 661.1237 | 805.9297 | 661.1237 | 987.7551 | 256.4986 | 661.1237 | 805.9297 | 661.1237 | 88 | 661.1237 | 805.9297 | 987.7551 | 256.4986 | 7556 | 7046 | 1716 | 7231 | 7533 | 4558 | 5810 | 5822 | 952.1796 | 948.7199 | 998.6395 | 770.7485
| 89 | 723.9241 | 660.8353 | 907.0997 | 660.8353 | 660.8353 | 907.0997 | 660.8353 | 660.8353 | 907.0997 | 660.8353 | 1000 | 219.8559 | 660.8353 | 907.0997 | 660.8353 | 89 | 660.8353 | 907.0997 | 1000 | 219.8559 | 7562 | 1667 | 52 | 8285 | 6692 | 4437 | 5657 | 4390 | 951.3625 | 948.713 | 998.6395 | 770.7485
| 90 | 755.7328 | 714.375 | 885.499 | 714.375 | 714.375 | 885.499 | 714.375 | 714.375 | 885.499 | 714.375 | 980.9524 | 342.3113 | 714.375 | 885.499 | 714.375 | 90 | 714.375 | 885.499 | 980.9524 | 342.3113 | 5451 | 3208 | 4010 | 4602 | 2973 | 1561 | 5642 | 4125 | 951.3625 | 948.5387 | 998.6395 | 770.4353
| 91 | 781.7795 | 777.5268 | 882.5553 | 777.5268 | 777.5268 | 882.5553 | 777.5268 | 777.5268 | 882.5553 | 777.5268 | 995.9184 | 198.5593 | 777.5268 | 882.5553 | 777.5268 | 91 | 777.5268 | 882.5553 | 995.9184 | 198.5593 | 2968 | 3427 | 415 | 8561 | 8373 | 3594 | 5489 | 3301 | 951.1222 | 948.5038 | 998.6395 | 770.4353
| 92 | 790.9476 | 802.6626 | 868.559 | 802.6626 | 802.6626 | 868.559 | 802.6626 | 802.6626 | 868.559 | 802.6626 | 978.2313 | 199.4989 | 802.6626 | 868.559 | 802.6626 | 92 | 802.6626 | 868.559 | 978.2313 | 199.4989 | 2138 | 4373 | 4842 | 8552 | 1317 | 3017 | 5474 | 5801 | 950.93 | 948.4931 | 998.6395 | 769.809
| 93 | 792.5024 | 786.5622 | 896.5094 | 786.5622 | 786.5622 | 896.5094 | 786.5622 | 786.5622 | 896.5094 | 786.5622 | 993.1973 | 223.301 | 786.5622 | 896.5094 | 786.5622 | 93 | 786.5622 | 896.5094 | 993.1973 | 223.301 | 2661 | 2362 | 727 | 8220 | 8420 | 3349 | 5321 | 4101 | 950.8339 | 948.4287 | 998.6395 | 769.4958
| 94 | 797.5909 | 805.9307 | 874.6157 | 805.9307 | 805.9307 | 874.6157 | 805.9307 | 805.9307 | 874.6157 | 805.9307 | 994.5578 | 225.8065 | 805.9307 | 874.6157 | 805.9307 | 94 | 805.9307 | 874.6157 | 994.5578 | 225.8065 | 2036 | 3994 | 571 | 8168 | 1508 | 4556 | 5306 | 3347 | 950.6416 | 948.2968 | 998.6395 | 769.3392
| 95 | 735.785 | 703.8497 | 870.5615 | 703.8497 | 703.8497 | 870.5615 | 703.8497 | 703.8497 | 870.5615 | 703.8497 | 972.7891 | 215.1582 | 703.8497 | 870.5615 | 703.8497 | 95 | 703.8497 | 870.5615 | 972.7891 | 215.1582 | 5922 | 4245 | 6517 | 8352 | 7965 | 4286 | 5153 | 3635 | 950.3052 | 948.2635 | 998.6395 | 769.1826
| 96 | 729.7689 | 686.7881 | 876.9603 | 686.7881 | 686.7881 | 876.9603 | 686.7881 | 686.7881 | 876.9603 | 686.7881 | 993.1973 | 221.4219 | 686.7881 | 876.9603 | 686.7881 | 96 | 686.7881 | 876.9603 | 993.1973 | 221.4219 | 6661 | 3832 | 726 | 8257 | 7292 | 4465 | 5138 | 6794 | 950.2571 | 948.2185 | 998.6395 | 768.8694
| 97 | 712.8566 | 659.4415 | 870.0087 | 659.4415 | 659.4415 | 870.0087 | 659.4415 | 659.4415 | 870.0087 | 659.4415 | 990.4762 | 233.9493 | 659.4415 | 870.0087 | 659.4415 | 97 | 659.4415 | 870.0087 | 990.4762 | 233.9493 | 7599 | 4280 | 1093 | 7965 | 7197 | 3689 | 4985 | 5152 | 949.4401 | 948.0795 | 998.6395 | 768.5562
| 98 | 708.1624 | 652.5208 | 872.035 | 652.5208 | 652.5208 | 872.035 | 652.5208 | 652.5208 | 872.035 | 652.5208 | 998.6395 | 207.3285 | 652.5208 | 872.035 | 652.5208 | 98 | 652.5208 | 872.035 | 998.6395 | 207.3285 | 7785 | 4145 | 156 | 8473 | 1149 | 4244 | 4970 | 3663 | 949.1998 | 948.0704 | 998.6395 | 768.243
| 99 | 702.8134 | 637.5258 | 882.6524 | 637.5258 | 637.5258 | 882.6524 | 637.5258 | 637.5258 | 882.6524 | 637.5258 | 995.9184 | 212.6527 | 637.5258 | 882.6524 | 637.5258 | 99 | 637.5258 | 882.6524 | 995.9184 | 212.6527 | 8096 | 3419 | 414 | 8390 | 476 | 4343 | 4817 | 3450 | 948.8153 | 948.0511 | 998.6395 | 768.243
| 100 | 695.2609 | 625.7029 | 883.4983 | 625.7029 | 625.7029 | 883.4983 | 625.7029 | 625.7029 | 883.4983 | 625.7029 | 986.3946 | 207.6417 | 625.7029 | 883.4983 | 625.7029 | 100 | 625.7029 | 883.4983 | 986.3946 | 207.6417 | 8313 | 3364 | 2079 | 8464 | 2444 | 4540 | 4802 | 6962 | 948.6231 | 947.7876 | 998.6395 | 767.6167
| 101 | 710.6746 | 649.3488 | 886.4206 | 649.3488 | 649.3488 | 886.4206 | 649.3488 | 649.3488 | 886.4206 | 649.3488 | 989.1156 | 219.8559 | 649.3488 | 886.4206 | 649.3488 | 101 | 649.3488 | 886.4206 | 989.1156 | 219.8559 | 7865 | 3123 | 1353 | 8284 | 8467 | 4559 | 4649 | 4738 | 948.575 | 947.5718 | 998.6395 | 767.1469
| 102 | 710.9481 | 651.079 | 881.4338 | 651.079 | 651.079 | 881.4338 | 651.079 | 651.079 | 881.4338 | 651.079 | 995.9184 | 222.9878 | 651.079 | 881.4338 | 651.079 | 102 | 651.079 | 881.4338 | 995.9184 | 222.9878 | 7819 | 3508 | 413 | 8225 | 8564 | 4231 | 4634 | 5006 | 947.9983 | 947.5448 | 998.6395 | 766.9903
| 103 | 697.9106 | 636.5646 | 872.1528 | 636.5646 | 636.5646 | 872.1528 | 636.5646 | 636.5646 | 872.1528 | 636.5646 | 974.1497 | 215.4713 | 636.5646 | 872.1528 | 636.5646 | 103 | 636.5646 | 872.1528 | 974.1497 | 215.4713 | 8128 | 4130 | 6099 | 8346 | 7702 | 1531 | 4481 | 6015 | 947.6619 | 947.5343 | 998.6395 | 766.6771
| 104 | 665.4997 | 605.5654 | 813.0322 | 605.5654 | 605.5654 | 813.0322 | 605.5654 | 605.5654 | 813.0322 | 605.5654 | 986.3946 | 233.9493 | 605.5654 | 813.0322 | 605.5654 | 104 | 605.5654 | 813.0322 | 986.3946 | 233.9493 | 8578 | 6960 | 2078 | 7964 | 1365 | 4261 | 4466 | 6985 | 947.3735 | 947.495 | 998.6395 | 766.3639
| 105 | 694.8025 | 640.0731 | 846.1093 | 640.0731 | 640.0731 | 846.1093 | 640.0731 | 640.0731 | 846.1093 | 640.0731 | 982.3129 | 239.8998 | 640.0731 | 846.1093 | 640.0731 | 105 | 640.0731 | 846.1093 | 982.3129 | 239.8998 | 8050 | 5883 | 3593 | 7799 | 7725 | 3567 | 4313 | 4201 | 947.1812 | 947.4496 | 998.6395 | 766.0507
| 106 | 705.0029 | 648.5317 | 850.0417 | 648.5317 | 648.5317 | 850.0417 | 648.5317 | 648.5317 | 850.0417 | 648.5317 | 985.034 | 296.5863 | 648.5317 | 850.0417 | 648.5317 | 106 | 648.5317 | 850.0417 | 985.034 | 296.5863 | 7886 | 5627 | 2394 | 5751 | 7990 | 3592 | 4298 | 6636 | 946.8448 | 947.4281 | 998.6395 | 765.7376
| 107 | 699.8954 | 641.5149 | 850.9314 | 641.5149 | 641.5149 | 850.9314 | 641.5149 | 641.5149 | 850.9314 | 641.5149 | 971.4286 | 291.2621 | 641.5149 | 850.9314 | 641.5149 | 107 | 641.5149 | 850.9314 | 971.4286 | 291.2621 | 8020 | 5567 | 6883 | 5921 | 6693 | 4603 | 4145 | 4885 | 946.5084 | 947.4249 | 998.6395 | 765.7376
| 108 | 683.2158 | 651.9921 | 791.5471 | 651.9921 | 651.9921 | 791.5471 | 651.9921 | 651.9921 | 791.5471 | 651.9921 | 956.4626 | 226.4328 | 651.9921 | 791.5471 | 651.9921 | 108 | 651.9921 | 791.5471 | 956.4626 | 226.4328 | 7799 | 7124 | 8499 | 8148 | 3094 | 4646 | 4130 | 6997 | 946.22 | 947.3935 | 998.6395 | 765.4244
| 109 | 690.458 | 662.3732 | 789.9692 | 662.3732 | 662.3732 | 789.9692 | 662.3732 | 662.3732 | 789.9692 | 662.3732 | 963.2653 | 244.2844 | 662.3732 | 789.9692 | 662.3732 | 109 | 662.3732 | 789.9692 | 963.2653 | 244.2844 | 7518 | 7134 | 8185 | 7656 | 1124 | 4536 | 3977 | 4671 | 945.6433 | 947.3073 | 998.6395 | 765.1112
| 110 | 702.6037 | 651.4154 | 843.3474 | 651.4154 | 651.4154 | 843.3474 | 651.4154 | 651.4154 | 843.3474 | 651.4154 | 975.5102 | 276.2293 | 651.4154 | 843.3474 | 651.4154 | 110 | 651.4154 | 843.3474 | 975.5102 | 276.2293 | 7812 | 6039 | 5679 | 6536 | 1843 | 1486 | 3962 | 2991 | 945.4991 | 947.2639 | 998.6395 | 764.798
| 111 | 715.4865 | 677.0798 | 836.912 | 677.0798 | 677.0798 | 836.912 | 677.0798 | 677.0798 | 836.912 | 677.0798 | 997.2789 | 255.2459 | 677.0798 | 836.912 | 677.0798 | 111 | 677.0798 | 836.912 | 997.2789 | 255.2459 | 7054 | 6358 | 208 | 7270 | 1507 | 1521 | 3809 | 5769 | 945.2588 | 947.2561 | 998.6395 | 764.1716
| 112 | 724.7603 | 690.0082 | 837.3356 | 690.0082 | 690.0082 | 837.3356 | 690.0082 | 690.0082 | 837.3356 | 690.0082 | 985.034 | 292.2017 | 690.0082 | 837.3356 | 690.0082 | 112 | 690.0082 | 837.3356 | 985.034 | 292.2017 | 6501 | 6345 | 2393 | 5889 | 7844 | 4519 | 3794 | 5296 | 945.2266 | 947.0788 | 998.6395 | 763.5453
| 113 | 732.7351 | 684.5292 | 878.2848 | 684.5292 | 684.5292 | 878.2848 | 684.5292 | 684.5292 | 878.2848 | 684.5292 | 998.6395 | 270.2787 | 684.5292 | 878.2848 | 684.5292 | 113 | 684.5292 | 878.2848 | 998.6395 | 270.2787 | 6759 | 3725 | 155 | 6760 | 7196 | 2143 | 3641 | 4665 | 945.1146 | 947.0241 | 998.6395 | 763.5453
| 114 | 740.3033 | 698.563 | 886.443 | 698.563 | 698.563 | 886.443 | 698.563 | 698.563 | 886.443 | 698.563 | 953.7415 | 276.2293 | 698.563 | 886.443 | 698.563 | 114 | 698.563 | 886.443 | 953.7415 | 276.2293 | 6146 | 3121 | 8552 | 6535 | 8323 | 1481 | 3626 | 5982 | 944.9705 | 947.0241 | 998.6395 | 763.2321
| 115 | 799.2179 | 798.5774 | 891.2444 | 798.5774 | 798.5774 | 891.2444 | 798.5774 | 798.5774 | 891.2444 | 798.5774 | 975.5102 | 259.9436 | 798.5774 | 891.2444 | 798.5774 | 115 | 798.5774 | 891.2444 | 975.5102 | 259.9436 | 2253 | 2768 | 5678 | 7114 | 2924 | 4545 | 3473 | 5315 | 944.8263 | 946.7995 | 998.6395 | 763.2321
| 116 | 805.3325 | 820.1086 | 867.2097 | 820.1086 | 820.1086 | 867.2097 | 820.1086 | 820.1086 | 867.2097 | 820.1086 | 972.7891 | 272.1578 | 820.1086 | 867.2097 | 820.1086 | 116 | 820.1086 | 867.2097 | 972.7891 | 272.1578 | 1629 | 4462 | 6516 | 6683 | 2972 | 4300 | 3458 | 5005 | 944.7782 | 946.6862 | 998.6395 | 763.2321
| 117 | 790.8095 | 795.7899 | 883.7271 | 795.7899 | 795.7899 | 883.7271 | 795.7899 | 795.7899 | 883.7271 | 795.7899 | 976.8707 | 193.2352 | 795.7899 | 883.7271 | 795.7899 | 117 | 795.7899 | 883.7271 | 976.8707 | 193.2352 | 2345 | 3342 | 5261 | 8608 | 7509 | 3773 | 3305 | 3276 | 944.3937 | 946.6115 | 998.6395 | 763.2321
| 118 | 772.8798 | 770.8944 | 859.795 | 770.8944 | 770.8944 | 859.795 | 770.8944 | 770.8944 | 859.795 | 770.8944 | 989.1156 | 224.8669 | 770.8944 | 859.795 | 770.8944 | 118 | 770.8944 | 859.795 | 989.1156 | 224.8669 | 3233 | 5001 | 1352 | 8190 | 453 | 3236 | 3290 | 6348 | 944.3937 | 946.4966 | 998.6395 | 761.353
| 119 | 741.1547 | 711.0107 | 869.2099 | 711.0107 | 711.0107 | 869.2099 | 711.0107 | 711.0107 | 869.2099 | 711.0107 | 978.2313 | 233.0097 | 711.0107 | 869.2099 | 711.0107 | 119 | 711.0107 | 869.2099 | 978.2313 | 233.0097 | 5590 | 4317 | 4841 | 7990 | 7724 | 4542 | 3137 | 2604 | 944.3457 | 946.407 | 998.6395 | 761.353
| 120 | 728.4972 | 685.6346 | 875.5092 | 685.6346 | 685.6346 | 875.5092 | 685.6346 | 685.6346 | 875.5092 | 685.6346 | 970.068 | 241.7789 | 685.6346 | 875.5092 | 685.6346 | 120 | 685.6346 | 875.5092 | 970.068 | 241.7789 | 6702 | 3931 | 7299 | 7746 | 2133 | 4518 | 3122 | 6360 | 943.9131 | 946.3535 | 998.6395 | 761.0398
| 121 | 723.1567 | 674.6287 | 874.9607 | 674.6287 | 674.6287 | 874.9607 | 674.6287 | 674.6287 | 874.9607 | 674.6287 | 979.5918 | 247.7294 | 674.6287 | 874.9607 | 674.6287 | 121 | 674.6287 | 874.9607 | 979.5918 | 247.7294 | 7155 | 3972 | 4219 | 7552 | 1461 | 4093 | 2969 | 4745 | 943.5767 | 946.1511 | 998.6395 | 760.57
| 122 | 711.451 | 661.364 | 861.9105 | 661.364 | 661.364 | 861.9105 | 661.364 | 661.364 | 861.9105 | 661.364 | 968.7075 | 253.0536 | 661.364 | 861.9105 | 661.364 | 122 | 661.364 | 861.9105 | 968.7075 | 253.0536 | 7551 | 4860 | 7458 | 7350 | 2755 | 4289 | 2954 | 3377 | 943.4806 | 946.0461 | 998.6395 | 759.787
| 123 | 704.218 | 638.1987 | 884.3051 | 638.1987 | 638.1987 | 884.3051 | 638.1987 | 638.1987 | 884.3051 | 638.1987 | 974.1497 | 242.0921 | 638.1987 | 884.3051 | 638.1987 | 123 | 638.1987 | 884.3051 | 974.1497 | 242.0921 | 8080 | 3299 | 6098 | 7737 | 1460 | 1560 | 2801 | 5308 | 943.4325 | 946.0187 | 998.6395 | 759.4739
| 124 | 696.9512 | 640.9862 | 853.553 | 640.9862 | 640.9862 | 853.553 | 640.9862 | 640.9862 | 853.553 | 640.9862 | 980.9524 | 234.2624 | 640.9862 | 853.553 | 640.9862 | 124 | 640.9862 | 853.553 | 980.9524 | 234.2624 | 8032 | 5400 | 4009 | 7956 | 8494 | 4063 | 2786 | 2752 | 943.3844 | 945.9528 | 998.6395 | 759.4739
| 125 | 690.8757 | 627.385 | 864.8937 | 627.385 | 627.385 | 864.8937 | 627.385 | 627.385 | 864.8937 | 627.385 | 980.9524 | 212.6527 | 627.385 | 864.8937 | 627.385 | 125 | 627.385 | 864.8937 | 980.9524 | 212.6527 | 8265 | 4644 | 4008 | 8389 | 1844 | 4350 | 2633 | 4596 | 943.1441 | 945.9305 | 998.6395 | 758.8475
| 126 | 696.5444 | 631.5182 | 873.0446 | 631.5182 | 631.5182 | 873.0446 | 631.5182 | 631.5182 | 873.0446 | 631.5182 | 987.7551 | 219.5427 | 631.5182 | 873.0446 | 631.5182 | 126 | 631.5182 | 873.0446 | 987.7551 | 219.5427 | 8201 | 4078 | 1715 | 8290 | 1198 | 3790 | 2618 | 2610 | 943.0961 | 945.9203 | 998.6395 | 758.5343
| 127 | 681.3296 | 608.1127 | 865.8014 | 608.1127 | 608.1127 | 865.8014 | 608.1127 | 608.1127 | 865.8014 | 608.1127 | 976.8707 | 233.6361 | 608.1127 | 865.8014 | 608.1127 | 127 | 608.1127 | 865.8014 | 976.8707 | 233.6361 | 8549 | 4569 | 5260 | 7973 | 8084 | 1660 | 2465 | 4528 | 943.048 | 945.8129 | 998.6395 | 757.9079
| 128 | 668.7383 | 587.783 | 859.8589 | 587.783 | 587.783 | 859.8589 | 587.783 | 587.783 | 859.8589 | 587.783 | 978.2313 | 242.4053 | 587.783 | 859.8589 | 587.783 | 128 | 587.783 | 859.8589 | 978.2313 | 242.4053 | 8732 | 4987 | 4840 | 7725 | 548 | 1430 | 2450 | 4888 | 943.048 | 945.8129 | 998.6395 | 757.5947
| 129 | 651.7032 | 591.5798 | 782.0507 | 591.5798 | 591.5798 | 782.0507 | 591.5798 | 591.5798 | 782.0507 | 591.5798 | 971.4286 | 291.5753 | 591.5798 | 782.0507 | 591.5798 | 129 | 591.5798 | 782.0507 | 971.4286 | 291.5753 | 8695 | 7170 | 6882 | 5911 | 7484 | 4164 | 2297 | 3277 | 942.9519 | 945.7344 | 998.6395 | 756.6552
| 130 | 688.0405 | 629.1633 | 830.2347 | 629.1633 | 629.1633 | 843.1261 | 629.1633 | 629.1633 | 830.2347 | 629.1633 | 960.5442 | 304.8857 | 629.1633 | 830.2347 | 629.1633 | 130 | 629.1633 | 830.2347 | 960.5442 | 304.8857 | 8241 | 6619 | 8291 | 5480 | 428 | 4256 | 2282 | 5177 | 942.9519 | 945.6788 | 998.6395 | 756.342
| 131 | 693.2677 | 624.7417 | 875.1904 | 624.7417 | 624.7417 | 821.0004 | 624.7417 | 624.7417 | 875.1904 | 624.7417 | 976.8707 | 284.3721 | 624.7417 | 875.1904 | 624.7417 | 131 | 624.7417 | 875.1904 | 976.8707 | 284.3721 | 8332 | 3959 | 5259 | 6201 | 8035 | 4163 | 2129 | 6957 | 942.6155 | 945.6675 | 998.6395 | 755.7156
| 132 | 686.9465 | 620.3201 | 874.8699 | 620.3201 | 620.3201 | 798.8747 | 620.3201 | 620.3201 | 874.8699 | 620.3201 | 967.3469 | 263.8584 | 620.3201 | 874.8699 | 620.3201 | 132 | 620.3201 | 874.8699 | 967.3469 | 263.8584 | 8405 | 3976 | 7766 | 6974 | 499 | 1409 | 2114 | 5010 | 942.6155 | 945.6343 | 998.6395 | 755.4024
| 133 | 692.4823 | 630.4369 | 881.801 | 630.4369 | 630.4369 | 801.3901 | 630.4369 | 630.4369 | 881.801 | 630.4369 | 940.1361 | 264.3282 | 630.4369 | 881.801 | 630.4369 | 133 | 630.4369 | 881.801 | 940.1361 | 264.3282 | 8221 | 3474 | 8706 | 6965 | 3115 | 4439 | 1961 | 5002 | 942.279 | 945.3465 | 998.6395 | 755.4024
| 134 | 694.2716 | 637.5499 | 853.8095 | 637.5499 | 637.5499 | 825.725 | 637.5499 | 637.5499 | 853.8095 | 637.5499 | 946.9388 | 285.3116 | 637.5499 | 853.8095 | 637.5499 | 134 | 637.5499 | 853.8095 | 946.9388 | 285.3116 | 8095 | 5389 | 8603 | 6167 | 1221 | 4829 | 1946 | 5803 | 941.5101 | 945.3298 | 998.6395 | 754.7761
| 135 | 710.933 | 661.2678 | 852.2426 | 661.2678 | 661.2678 | 821.0882 | 661.2678 | 661.2678 | 852.2426 | 661.2678 | 979.5918 | 305.5121 | 661.2678 | 852.2426 | 661.2678 | 135 | 661.2678 | 852.2426 | 979.5918 | 305.5121 | 7554 | 5475 | 4218 | 5460 | 3092 | 4383 | 1793 | 5153 | 941.0295 | 945.3298 | 998.6395 | 754.4629
| 136 | 655.7847 | 596.2416 | 774.825 | 596.2416 | 596.2416 | 774.825 | 596.2416 | 596.2416 | 774.825 | 596.2416 | 970.068 | 341.6849 | 596.2416 | 774.825 | 596.2416 | 136 | 596.2416 | 774.825 | 970.068 | 341.6849 | 8665 | 7213 | 7298 | 4612 | 2758 | 4281 | 1778 | 6856 | 941.0295 | 945.2452 | 998.6395 | 754.1497
| 137 | 683.7909 | 601.6725 | 867.4899 | 601.6725 | 601.6725 | 867.4899 | 601.6725 | 601.6725 | 867.4899 | 601.6725 | 972.7891 | 316.9433 | 601.6725 | 867.4899 | 601.6725 | 137 | 601.6725 | 867.4899 | 972.7891 | 316.9433 | 8618 | 4443 | 6515 | 5124 | 7629 | 1446 | 1625 | 6632 | 940.9814 | 945.2094 | 998.6395 | 753.8365
| 138 | 693.6086 | 625.8951 | 858.618 | 625.8951 | 625.8951 | 858.618 | 625.8951 | 625.8951 | 858.618 | 625.8951 | 986.3946 | 282.493 | 625.8951 | 858.618 | 625.8951 | 138 | 625.8951 | 858.618 | 986.3946 | 282.493 | 8307 | 5085 | 2077 | 6278 | 1123 | 3015 | 1610 | 5104 | 940.8372 | 945.1628 | 998.6395 | 753.8365
| 139 | 759.1398 | 732.8303 | 869.3409 | 732.8303 | 732.8303 | 869.3409 | 732.8303 | 732.8303 | 869.3409 | 732.8303 | 970.068 | 317.8829 | 732.8303 | 869.3409 | 732.8303 | 139 | 732.8303 | 869.3409 | 970.068 | 317.8829 | 4705 | 4313 | 7297 | 5110 | 1196 | 4234 | 1457 | 2747 | 940.7892 | 945.1446 | 998.6395 | 753.5233
| 140 | 742.7965 | 761.9551 | 767.7921 | 761.9551 | 761.9551 | 767.7921 | 761.9551 | 761.9551 | 767.7921 | 761.9551 | 983.6735 | 248.669 | 761.9551 | 767.7921 | 761.9551 | 140 | 761.9551 | 767.7921 | 983.6735 | 248.669 | 3562 | 7270 | 3070 | 7518 | 1220 | 4543 | 1442 | 4618 | 940.5489 | 945.1305 | 998.6395 | 753.2102
| 141 | 768.4925 | 743.8843 | 895.9835 | 743.8843 | 743.8843 | 895.9835 | 743.8843 | 743.8843 | 895.9835 | 743.8843 | 983.6735 | 240.213 | 743.8843 | 895.9835 | 743.8843 | 141 | 743.8843 | 895.9835 | 983.6735 | 240.213 | 4238 | 2393 | 3069 | 7789 | 3021 | 2058 | 1289 | 3768 | 940.5008 | 944.9396 | 998.6395 | 752.5838
| 142 | 719.3328 | 669.9188 | 874.5984 | 669.9188 | 669.9188 | 874.5984 | 669.9188 | 669.9188 | 874.5984 | 669.9188 | 979.5918 | 233.3229 | 669.9188 | 874.5984 | 669.9188 | 142 | 669.9188 | 874.5984 | 979.5918 | 233.3229 | 7310 | 3999 | 4217 | 7982 | 1389 | 1562 | 1274 | 6390 | 940.4047 | 944.9333 | 998.6395 | 751.6442
| 143 | 713.4739 | 655.4525 | 877.7445 | 655.4525 | 655.4525 | 877.7445 | 655.4525 | 655.4525 | 877.7445 | 655.4525 | 993.1973 | 240.8393 | 655.4525 | 877.7445 | 655.4525 | 143 | 655.4525 | 877.7445 | 993.1973 | 240.8393 | 7709 | 3771 | 725 | 7776 | 8012 | 4492 | 1121 | 3470 | 940.0683 | 944.7014 | 998.6395 | 751.6442
| 144 | 687.7421 | 617.7729 | 865.8418 | 617.7729 | 617.7729 | 865.8418 | 617.7729 | 617.7729 | 865.8418 | 617.7729 | 982.3129 | 240.5262 | 617.7729 | 865.8418 | 617.7729 | 144 | 617.7729 | 865.8418 | 982.3129 | 240.5262 | 8438 | 4567 | 3592 | 7782 | 1366 | 4298 | 1106 | 2587 | 940.0202 | 944.6453 | 998.6395 | 751.0179
| 145 | 682.5248 | 596.0494 | 888.1234 | 596.0494 | 596.0494 | 888.1234 | 596.0494 | 596.0494 | 888.1234 | 596.0494 | 994.5578 | 239.8998 | 596.0494 | 888.1234 | 596.0494 | 145 | 596.0494 | 888.1234 | 994.5578 | 239.8998 | 8666 | 2982 | 570 | 7798 | 477 | 4516 | 953 | 6300 | 939.7799 | 944.5572 | 998.6395 | 750.7047
| 146 | 686.7574 | 611.3327 | 870.338 | 611.3327 | 611.3327 | 870.338 | 611.3327 | 611.3327 | 870.338 | 611.3327 | 990.4762 | 252.114 | 611.3327 | 870.338 | 611.3327 | 146 | 611.3327 | 870.338 | 990.4762 | 252.114 | 8510 | 4262 | 1092 | 7391 | 7795 | 3350 | 938 | 4323 | 939.2993 | 944.4843 | 998.6395 | 750.3915
| 147 | 668.8218 | 584.4668 | 865.898 | 584.4668 | 584.4668 | 865.898 | 584.4668 | 584.4668 | 865.898 | 584.4668 | 975.5102 | 248.669 | 584.4668 | 865.898 | 584.4668 | 147 | 584.4668 | 865.898 | 975.5102 | 248.669 | 8754 | 4565 | 5677 | 7517 | 1486 | 4413 | 785 | 3936 | 939.2032 | 944.4302 | 998.6395 | 749.7651
| 148 | 687.1451 | 619.1426 | 858.9921 | 619.1426 | 619.1426 | 860.7138 | 619.1426 | 619.1426 | 858.9921 | 619.1426 | 979.5918 | 249.6085 | 619.1426 | 858.9921 | 619.1426 | 148 | 619.1426 | 858.9921 | 979.5918 | 249.6085 | 8421 | 5060 | 4216 | 7484 | 8086 | 4463 | 770 | 3278 | 938.8667 | 944.4277 | 998.6395 | 749.4519
| 149 | 671.4302 | 585.5241 | 868.9657 | 585.5241 | 585.5241 | 868.9657 | 585.5241 | 585.5241 | 868.9657 | 585.5241 | 985.034 | 254.9327 | 585.5241 | 868.9657 | 585.5241 | 149 | 585.5241 | 868.9657 | 985.034 | 254.9327 | 8744 | 4333 | 2392 | 7280 | 550 | 4483 | 617 | 6969 | 938.8667 | 944.4029 | 998.6395 | 748.5124
| 150 | 675.0857 | 597.0587 | 867.9156 | 597.0587 | 597.0587 | 867.9156 | 597.0587 | 597.0587 | 867.9156 | 597.0587 | 965.9864 | 237.0811 | 597.0587 | 867.9156 | 597.0587 | 150 | 597.0587 | 867.9156 | 965.9864 | 237.0811 | 8659 | 4417 | 7977 | 7881 | 957 | 4070 | 602 | 4641 | 938.5784 | 944.3127 | 998.6395 | 748.5124
| 151 | 685.6738 | 613.0629 | 867.9854 | 613.0629 | 613.0629 | 863.6041 | 613.0629 | 613.0629 | 867.9854 | 613.0629 | 978.2313 | 249.1387 | 613.0629 | 867.9854 | 613.0629 | 151 | 613.0629 | 867.9854 | 978.2313 | 249.1387 | 8490 | 4411 | 4839 | 7498 | 8563 | 4469 | 449 | 5199 | 938.3381 | 944.2804 | 998.6395 | 748.1992
| 152 | 674.167 | 598.14 | 851.7617 | 598.14 | 598.14 | 864.2391 | 598.14 | 598.14 | 851.7617 | 598.14 | 980.9524 | 252.7404 | 598.14 | 851.7617 | 598.14 | 152 | 598.14 | 851.7617 | 980.9524 | 252.7404 | 8649 | 5511 | 4007 | 7368 | 7460 | 1493 | 434 | 6377 | 938.0978 | 944.0902 | 998.6395 | 747.5728
| 153 | 671.4873 | 603.4027 | 828.9997 | 603.4027 | 603.4027 | 828.9997 | 603.4027 | 603.4027 | 828.9997 | 603.4027 | 982.3129 | 275.2897 | 603.4027 | 828.9997 | 603.4027 | 153 | 603.4027 | 828.9997 | 982.3129 | 275.2897 | 8599 | 6649 | 3591 | 6576 | 404 | 4553 | 281 | 4436 | 938.0978 | 943.9184 | 998.6395 | 747.2596
| 154 | 679.6155 | 609.7948 | 836.2106 | 609.7948 | 609.7948 | 836.2106 | 609.7948 | 609.7948 | 836.2106 | 609.7948 | 978.2313 | 313.1851 | 609.7948 | 836.2106 | 609.7948 | 154 | 609.7948 | 836.2106 | 978.2313 | 313.1851 | 8527 | 6382 | 4838 | 5216 | 1484 | 4352 | 266 | 3323 | 937.9536 | 943.8982 | 998.6395 | 746.6333
| 155 | 673.6019 | 605.7577 | 816.2715 | 605.7577 | 605.7577 | 816.2715 | 605.7577 | 605.7577 | 816.2715 | 605.7577 | 974.1497 | 345.13 | 605.7577 | 816.2715 | 605.7577 | 155 | 605.7577 | 816.2715 | 974.1497 | 345.13 | 8575 | 6912 | 6097 | 4553 | 8588 | 1666 | 113 | 6442 | 937.7133 | 943.8491 | 998.6395 | 745.3805
| 156 | 658.4965 | 588.6481 | 806.2022 | 588.6481 | 588.6481 | 806.2022 | 588.6481 | 588.6481 | 806.2022 | 588.6481 | 983.6735 | 301.2841 | 588.6481 | 806.2022 | 588.6481 | 156 | 588.6481 | 806.2022 | 983.6735 | 301.2841 | 8723 | 7041 | 3068 | 5609 | 2445 | 1436 | 98 | 4768 | 937.6652 | 943.8491 | 998.6395 | 745.3805
| 157 | 663.5433 | 598.5005 | 812.811 | 598.5005 | 598.5005 | 812.811 | 598.5005 | 598.5005 | 812.811 | 598.5005 | 965.9864 | 284.3721 | 598.5005 | 812.811 | 598.5005 | 157 | 598.5005 | 812.811 | 965.9864 | 284.3721 | 8643 | 6965 | 7976 | 6200 | 7486 | 4299 | 8679 | 6638 | 937.4249 | 943.7757 | 997.2789 | 745.0673
| 158 | 679.1511 | 623.6843 | 808.1025 | 623.6843 | 623.6843 | 808.1025 | 623.6843 | 623.6843 | 808.1025 | 623.6843 | 991.8367 | 294.394 | 623.6843 | 808.1025 | 623.6843 | 158 | 623.6843 | 808.1025 | 991.8367 | 294.394 | 8349 | 7027 | 986 | 5820 | 1630 | 4484 | 8511 | 3089 | 937.4249 | 943.7737 | 997.2789 | 743.5014
| 159 | 693.6108 | 645.4559 | 805.2644 | 645.4559 | 645.4559 | 805.2644 | 645.4559 | 645.4559 | 805.2644 | 645.4559 | 970.068 | 355.7783 | 645.4559 | 805.2644 | 645.4559 | 159 | 645.4559 | 805.2644 | 970.068 | 355.7783 | 7937 | 7056 | 7296 | 4340 | 430 | 1923 | 8343 | 2606 | 937.4249 | 943.6361 | 997.2789 | 743.5014
| 160 | 694.1938 | 630.6531 | 834.9185 | 630.6531 | 630.6531 | 834.9185 | 630.6531 | 630.6531 | 834.9185 | 630.6531 | 983.6735 | 350.1409 | 630.6531 | 834.9185 | 630.6531 | 160 | 630.6531 | 834.9185 | 983.6735 | 350.1409 | 8218 | 6424 | 3067 | 4458 | 8589 | 1463 | 8151 | 4603 | 937.1846 | 943.6361 | 997.2789 | 743.1882
| 161 | 698.3081 | 644.6388 | 831.6528 | 644.6388 | 644.6388 | 831.6528 | 644.6388 | 644.6388 | 831.6528 | 644.6388 | 989.1156 | 303.4764 | 644.6388 | 831.6528 | 644.6388 | 161 | 644.6388 | 831.6528 | 989.1156 | 303.4764 | 7952 | 6565 | 1351 | 5535 | 7749 | 3475 | 8007 | 3110 | 936.8962 | 943.5426 | 997.2789 | 742.5619
| 162 | 727.9374 | 691.7384 | 832.7566 | 691.7384 | 691.7384 | 832.7566 | 691.7384 | 691.7384 | 832.7566 | 691.7384 | 982.3129 | 343.8772 | 691.7384 | 832.7566 | 691.7384 | 162 | 691.7384 | 832.7566 | 982.3129 | 343.8772 | 6431 | 6516 | 3590 | 4574 | 2995 | 3485 | 7839 | 5758 | 936.8962 | 943.5124 | 997.2789 | 742.2487
| 163 | 773.8038 | 769.789 | 837.8142 | 769.789 | 769.789 | 837.8142 | 769.789 | 769.789 | 837.8142 | 769.789 | 982.3129 | 341.3718 | 769.789 | 837.8142 | 769.789 | 163 | 769.789 | 837.8142 | 982.3129 | 341.3718 | 3283 | 6321 | 3589 | 4621 | 8301 | 4508 | 7671 | 4953 | 936.7521 | 943.4345 | 997.2789 | 742.2487
| 164 | 779.7657 | 792.7621 | 834.3123 | 792.7621 | 792.7621 | 834.3123 | 792.7621 | 792.7621 | 834.3123 | 792.7621 | 991.8367 | 245.5371 | 792.7621 | 834.3123 | 792.7621 | 164 | 792.7621 | 834.3123 | 991.8367 | 245.5371 | 2456 | 6452 | 985 | 7613 | 2611 | 1533 | 7503 | 2578 | 936.7521 | 943.3697 | 997.2789 | 741.9355
| 165 | 786.1893 | 799.058 | 852.5397 | 799.058 | 799.058 | 852.5397 | 799.058 | 799.058 | 852.5397 | 799.058 | 974.1497 | 229.8779 | 799.058 | 852.5397 | 799.058 | 165 | 799.058 | 852.5397 | 974.1497 | 229.8779 | 2240 | 5451 | 6096 | 8070 | 8205 | 1487 | 7335 | 6316 | 936.704 | 943.294 | 997.2789 | 740.9959
| 166 | 777.8437 | 773.3455 | 866.4311 | 773.3455 | 773.3455 | 866.4311 | 773.3455 | 773.3455 | 866.4311 | 773.3455 | 971.4286 | 265.8941 | 773.3455 | 866.4311 | 773.3455 | 166 | 773.3455 | 866.4311 | 971.4286 | 265.8941 | 3124 | 4509 | 6881 | 6908 | 669 | 4301 | 7167 | 6373 | 936.704 | 943.1903 | 997.2789 | 740.6827
| 167 | 734.3487 | 700.6777 | 860.1506 | 700.6777 | 700.6777 | 860.1506 | 700.6777 | 700.6777 | 860.1506 | 700.6777 | 987.7551 | 247.103 | 700.6777 | 860.1506 | 700.6777 | 167 | 700.6777 | 860.1506 | 987.7551 | 247.103 | 6058 | 4971 | 1714 | 7570 | 1148 | 4213 | 6999 | 5845 | 936.1753 | 943.1572 | 997.2789 | 740.6827
| 168 | 715.96 | 664.3437 | 867.394 | 664.3437 | 664.3437 | 867.394 | 664.3437 | 664.3437 | 867.394 | 664.3437 | 978.2313 | 260.8832 | 664.3437 | 867.394 | 664.3437 | 168 | 664.3437 | 867.394 | 978.2313 | 260.8832 | 7460 | 4445 | 4837 | 7069 | 7820 | 1558 | 6831 | 5126 | 935.887 | 943.0978 | 997.2789 | 740.3696
| 169 | 709.7929 | 651.8479 | 868.236 | 651.8479 | 651.8479 | 868.236 | 651.8479 | 651.8479 | 868.236 | 651.8479 | 989.1156 | 260.2568 | 651.8479 | 868.236 | 651.8479 | 169 | 651.8479 | 868.236 | 989.1156 | 260.2568 | 7804 | 4395 | 1350 | 7093 | 1509 | 3473 | 6663 | 2754 | 935.887 | 943.0881 | 997.2789 | 739.7432
| 170 | 691.2324 | 620.0317 | 872.3196 | 620.0317 | 620.0317 | 872.3196 | 620.0317 | 620.0317 | 872.3196 | 620.0317 | 972.7891 | 254.9327 | 620.0317 | 872.3196 | 620.0317 | 170 | 620.0317 | 872.3196 | 972.7891 | 254.9327 | 8407 | 4116 | 6514 | 7279 | 7723 | 4267 | 6495 | 1355 | 935.5505 | 943.0572 | 997.2789 | 738.1773
| 171 | 685.8361 | 601.9609 | 885.676 | 601.9609 | 601.9609 | 885.676 | 601.9609 | 601.9609 | 885.676 | 601.9609 | 987.7551 | 255.559 | 601.9609 | 885.676 | 601.9609 | 171 | 601.9609 | 885.676 | 987.7551 | 255.559 | 8614 | 3194 | 1713 | 7255 | 1292 | 4560 | 6327 | 4624 | 935.5025 | 943.0437 | 997.2789 | 737.8641
| 172 | 679.0487 | 597.299 | 867.8747 | 597.299 | 597.299 | 867.8747 | 597.299 | 597.299 | 867.8747 | 597.299 | 991.8367 | 264.9546 | 597.299 | 867.8747 | 597.299 | 172 | 597.299 | 867.8747 | 991.8367 | 264.9546 | 8656 | 4419 | 984 | 6939 | 1173 | 4294 | 6159 | 2268 | 934.6854 | 942.9891 | 997.2789 | 736.6113
| 173 | 678.6237 | 595.4727 | 875.5845 | 595.4727 | 595.4727 | 875.5845 | 595.4727 | 595.4727 | 875.5845 | 595.4727 | 972.7891 | 261.8227 | 595.4727 | 875.5845 | 595.4727 | 173 | 595.4727 | 875.5845 | 972.7891 | 261.8227 | 8669 | 3922 | 6513 | 7032 | 8709 | 1540 | 5991 | 5962 | 934.5893 | 942.9264 | 997.2789 | 735.0454
| 174 | 688.5292 | 618.0132 | 861.4069 | 618.0132 | 618.0132 | 861.4069 | 618.0132 | 618.0132 | 861.4069 | 618.0132 | 985.034 | 264.6414 | 618.0132 | 861.4069 | 618.0132 | 174 | 618.0132 | 861.4069 | 985.034 | 264.6414 | 8432 | 4896 | 2391 | 6952 | 3190 | 4596 | 5823 | 4737 | 934.5893 | 942.925 | 997.2789 | 734.8888
| 175 | 689.1683 | 613.2552 | 879.311 | 613.2552 | 613.2552 | 865.0131 | 613.2552 | 613.2552 | 879.311 | 613.2552 | 975.5102 | 263.8584 | 613.2552 | 879.311 | 613.2552 | 175 | 613.2552 | 879.311 | 975.5102 | 263.8584 | 8486 | 3652 | 5676 | 6973 | 1342 | 4075 | 5655 | 7404 | 934.5413 | 942.8677 | 997.2789 | 734.419
| 176 | 684.9431 | 608.4971 | 868.6193 | 608.4971 | 608.4971 | 868.6193 | 608.4971 | 608.4971 | 868.6193 | 608.4971 | 983.6735 | 263.0755 | 608.4971 | 868.6193 | 608.4971 | 176 | 608.4971 | 868.6193 | 983.6735 | 263.0755 | 8544 | 4364 | 3066 | 6996 | 7891 | 4517 | 5487 | 3640 | 934.4451 | 942.8457 | 997.2789 | 734.419
| 177 | 711.8571 | 649.1085 | 873.4824 | 649.1085 | 649.1085 | 873.4824 | 649.1085 | 649.1085 | 873.4824 | 649.1085 | 978.2313 | 300.9709 | 649.1085 | 873.4824 | 649.1085 | 177 | 649.1085 | 873.4824 | 978.2313 | 300.9709 | 7867 | 4060 | 4836 | 5615 | 1772 | 4246 | 5319 | 348 | 934.3971 | 942.8164 | 997.2789 | 734.419
| 178 | 682.3251 | 591.772 | 876.4938 | 591.772 | 591.772 | 876.4938 | 591.772 | 591.772 | 876.4938 | 591.772 | 978.2313 | 334.1685 | 591.772 | 876.4938 | 591.772 | 178 | 591.772 | 876.4938 | 978.2313 | 334.1685 | 8693 | 3853 | 4835 | 4758 | 7508 | 3599 | 5151 | 4278 | 933.8684 | 942.7887 | 997.2789 | 734.1059
| 179 | 694.0511 | 613.8559 | 881.3747 | 613.8559 | 613.8559 | 851.2336 | 613.8559 | 613.8559 | 881.3747 | 613.8559 | 974.1497 | 336.3608 | 613.8559 | 881.3747 | 613.8559 | 179 | 613.8559 | 881.3747 | 974.1497 | 336.3608 | 8477 | 3515 | 6095 | 4723 | 452 | 4566 | 4983 | 4766 | 933.8684 | 942.7823 | 997.2789 | 733.4795
| 180 | 685.9396 | 607.2716 | 874.9911 | 607.2716 | 607.2716 | 849.0565 | 607.2716 | 607.2716 | 874.9911 | 607.2716 | 976.8707 | 294.0808 | 607.2716 | 874.9911 | 607.2716 | 180 | 607.2716 | 874.9911 | 976.8707 | 294.0808 | 8559 | 3970 | 5258 | 5831 | 1459 | 4091 | 4815 | 3611 | 933.8204 | 942.7708 | 997.2789 | 733.1663
| 181 | 690.9757 | 612.0536 | 880.0374 | 612.0536 | 612.0536 | 840.416 | 612.0536 | 612.0536 | 880.0374 | 612.0536 | 983.6735 | 313.0285 | 612.0536 | 880.0374 | 612.0536 | 181 | 612.0536 | 880.0374 | 983.6735 | 313.0285 | 8503 | 3601 | 3065 | 5217 | 7531 | 4255 | 4647 | 4987 | 933.7723 | 942.7226 | 997.2789 | 732.5399
| 182 | 699.7966 | 632.9601 | 865.7303 | 632.9601 | 632.9601 | 865.7303 | 632.9601 | 632.9601 | 865.7303 | 632.9601 | 983.6735 | 286.8775 | 632.9601 | 865.7303 | 632.9601 | 182 | 632.9601 | 865.7303 | 983.6735 | 286.8775 | 8178 | 4575 | 3064 | 6102 | 1462 | 4535 | 4479 | 5968 | 933.7242 | 942.687 | 997.2789 | 731.9136
| 183 | 702.368 | 621.858 | 891.2533 | 621.858 | 621.858 | 891.2533 | 621.858 | 621.858 | 891.2533 | 621.858 | 970.068 | 323.207 | 621.858 | 891.2533 | 621.858 | 183 | 621.858 | 891.2533 | 970.068 | 323.207 | 8383 | 2764 | 7295 | 4989 | 1676 | 4214 | 4311 | 5176 | 933.6762 | 942.5731 | 997.2789 | 731.6004
| 184 | 726.2917 | 664.6802 | 889.3636 | 664.6802 | 664.6802 | 889.3636 | 664.6802 | 664.6802 | 889.3636 | 664.6802 | 976.8707 | 316.3169 | 664.6802 | 889.3636 | 664.6802 | 184 | 664.6802 | 889.3636 | 976.8707 | 316.3169 | 7450 | 2890 | 5257 | 5142 | 1195 | 3254 | 4143 | 2847 | 933.6495 | 942.3268 | 997.2789 | 730.974
| 185 | 711.8208 | 657.5672 | 839.7607 | 657.5672 | 657.5672 | 839.7607 | 657.5672 | 657.5672 | 839.7607 | 657.5672 | 978.2313 | 367.6793 | 657.5672 | 839.7607 | 657.5672 | 185 | 657.5672 | 839.7607 | 978.2313 | 367.6793 | 7644 | 6233 | 4834 | 4127 | 8372 | 4435 | 3975 | 4697 | 933.6281 | 942.3062 | 997.2789 | 730.6608
| 186 | 720.634 | 672.6582 | 849.2429 | 672.6582 | 672.6582 | 849.2429 | 672.6582 | 672.6582 | 849.2429 | 672.6582 | 983.6735 | 326.9652 | 672.6582 | 849.2429 | 672.6582 | 186 | 672.6582 | 849.2429 | 983.6735 | 326.9652 | 7217 | 5700 | 3063 | 4911 | 8254 | 3110 | 3807 | 6496 | 933.4359 | 942.2968 | 997.2789 | 730.0345
| 187 | 762.7097 | 750.757 | 857.6228 | 750.757 | 750.757 | 857.6228 | 750.757 | 750.757 | 857.6228 | 750.757 | 927.8912 | 313.4983 | 750.757 | 857.6228 | 750.757 | 187 | 750.757 | 857.6228 | 927.8912 | 313.4983 | 3985 | 5158 | 8759 | 5212 | 8325 | 1448 | 3639 | 3797 | 933.2917 | 942.2801 | 997.2789 | 729.7213
| 188 | 779.9056 | 788.4846 | 853.4453 | 788.4846 | 788.4846 | 853.4453 | 788.4846 | 788.4846 | 853.4453 | 788.4846 | 968.7075 | 228.3119 | 788.4846 | 853.4453 | 788.4846 | 188 | 788.4846 | 853.4453 | 968.7075 | 228.3119 | 2595 | 5404 | 7457 | 8105 | 7652 | 4471 | 3471 | 3661 | 933.2917 | 942.2282 | 997.2789 | 729.7213
| 189 | 777.4586 | 780.4585 | 862.0344 | 780.4585 | 780.4585 | 862.0344 | 780.4585 | 780.4585 | 862.0344 | 780.4585 | 960.5442 | 232.0702 | 780.4585 | 862.0344 | 780.4585 | 189 | 780.4585 | 862.0344 | 960.5442 | 232.0702 | 2857 | 4845 | 8290 | 8018 | 2132 | 3585 | 3303 | 2801 | 933.2917 | 942.1183 | 997.2789 | 729.7213
| 190 | 758.7704 | 743.3075 | 862.9068 | 743.3075 | 743.3075 | 862.9068 | 743.3075 | 743.3075 | 862.9068 | 743.3075 | 974.1497 | 250.5481 | 743.3075 | 862.9068 | 743.3075 | 190 | 743.3075 | 862.9068 | 974.1497 | 250.5481 | 4259 | 4782 | 6094 | 7450 | 8519 | 4602 | 3135 | 2823 | 933.0994 | 942.0856 | 997.2789 | 728.3119
| 191 | 744.5115 | 719.2291 | 858.987 | 719.2291 | 719.2291 | 858.987 | 719.2291 | 719.2291 | 858.987 | 719.2291 | 980.9524 | 252.4272 | 719.2291 | 858.987 | 719.2291 | 191 | 719.2291 | 858.987 | 980.9524 | 252.4272 | 5262 | 5061 | 4006 | 7377 | 2467 | 1488 | 2967 | 5124 | 932.9072 | 941.9786 | 997.2789 | 728.1553
| 192 | 714.1714 | 672.2738 | 850.028 | 672.2738 | 672.2738 | 850.028 | 672.2738 | 672.2738 | 850.028 | 672.2738 | 971.4286 | 248.669 | 672.2738 | 850.028 | 672.2738 | 192 | 672.2738 | 850.028 | 971.4286 | 248.669 | 7232 | 5629 | 6880 | 7516 | 885 | 1900 | 2799 | 6674 | 932.8591 | 941.861 | 997.2789 | 727.8422
| 193 | 702.1109 | 645.2636 | 859.3851 | 645.2636 | 645.2636 | 859.3851 | 645.2636 | 645.2636 | 859.3851 | 645.2636 | 968.7075 | 261.1964 | 645.2636 | 859.3851 | 645.2636 | 193 | 645.2636 | 859.3851 | 968.7075 | 261.1964 | 7941 | 5031 | 7456 | 7060 | 1174 | 1454 | 2631 | 2774 | 932.5708 | 941.861 | 997.2789 | 727.529
| 194 | 699.5174 | 630.6051 | 883.3317 | 630.6051 | 630.6051 | 883.3317 | 630.6051 | 630.6051 | 883.3317 | 630.6051 | 967.3469 | 247.7294 | 630.6051 | 883.3317 | 630.6051 | 194 | 630.6051 | 883.3317 | 967.3469 | 247.7294 | 8219 | 3375 | 7765 | 7551 | 1388 | 3466 | 2463 | 3934 | 932.4746 | 941.7889 | 997.2789 | 727.2158
| 195 | 691.6997 | 625.9913 | 867.7299 | 625.9913 | 625.9913 | 867.7299 | 625.9913 | 625.9913 | 867.7299 | 625.9913 | 965.9864 | 238.9602 | 625.9913 | 867.7299 | 625.9913 | 195 | 625.9913 | 867.7299 | 965.9864 | 238.9602 | 8304 | 4424 | 7975 | 7825 | 8422 | 4344 | 2295 | 1283 | 932.2824 | 941.7699 | 997.2789 | 727.2158
| 196 | 669.5336 | 587.2543 | 869.6336 | 587.2543 | 587.2543 | 869.6336 | 587.2543 | 587.2543 | 869.6336 | 587.2543 | 963.2653 | 233.6361 | 587.2543 | 869.6336 | 587.2543 | 196 | 587.2543 | 869.6336 | 963.2653 | 233.6361 | 8738 | 4290 | 8184 | 7972 | 8708 | 1502 | 2127 | 6379 | 931.994 | 941.7547 | 997.2789 | 726.2762
| 197 | 679.4878 | 606.4305 | 862.2061 | 606.4305 | 606.4305 | 862.2061 | 606.4305 | 606.4305 | 862.2061 | 606.4305 | 963.2653 | 249.2953 | 606.4305 | 862.2061 | 606.4305 | 197 | 606.4305 | 862.2061 | 963.2653 | 249.2953 | 8568 | 4838 | 8183 | 7497 | 7678 | 4447 | 1959 | 6371 | 931.994 | 941.7156 | 997.2789 | 726.2762
| 198 | 689.8691 | 626.4478 | 856.7229 | 626.4478 | 626.4478 | 865.989 | 626.4478 | 626.4478 | 856.7229 | 626.4478 | 965.9864 | 244.441 | 626.4478 | 856.7229 | 626.4478 | 198 | 626.4478 | 856.7229 | 965.9864 | 244.441 | 8289 | 5206 | 7974 | 7650 | 1318 | 1513 | 1791 | 2776 | 931.7537 | 941.5953 | 997.2789 | 725.963
| 199 | 679.9007 | 608.5933 | 862.9339 | 608.5933 | 608.5933 | 865.2962 | 608.5933 | 608.5933 | 862.9339 | 608.5933 | 957.8231 | 237.9424 | 608.5933 | 862.9339 | 608.5933 | 199 | 608.5933 | 862.9339 | 957.8231 | 237.9424 | 8542 | 4781 | 8395 | 7852 | 7483 | 4179 | 1623 | 2799 | 931.6576 | 941.5735 | 997.2789 | 725.6499
| 200 | 678.1629 | 609.4343 | 858.331 | 609.4343 | 609.4343 | 866.7909 | 609.4343 | 609.4343 | 858.331 | 609.4343 | 945.5782 | 231.4438 | 609.4343 | 858.331 | 609.4343 | 200 | 609.4343 | 858.331 | 945.5782 | 231.4438 | 8535 | 5097 | 8654 | 8032 | 427 | 3259 | 1455 | 4035 | 931.6576 | 941.5453 | 997.2789 | 725.0235
| 201 | 674.4939 | 601.4322 | 849.3975 | 601.4322 | 601.4322 | 849.3975 | 601.4322 | 601.4322 | 849.3975 | 601.4322 | 967.3469 | 266.5205 | 601.4322 | 849.3975 | 601.4322 | 201 | 601.4322 | 849.3975 | 967.3469 | 266.5205 | 8621 | 5685 | 7764 | 6889 | 8637 | 4551 | 1287 | 5770 | 931.6096 | 941.5254 | 997.2789 | 724.3971
| 202 | 690.2106 | 610.0351 | 869.5589 | 610.0351 | 610.0351 | 869.5589 | 610.0351 | 610.0351 | 869.5589 | 610.0351 | 964.6259 | 339.8058 | 610.0351 | 869.5589 | 610.0351 | 202 | 610.0351 | 869.5589 | 964.6259 | 339.8058 | 8524 | 4296 | 8030 | 4657 | 7219 | 4089 | 1119 | 6035 | 931.3212 | 941.502 | 997.2789 | 723.7708
| 203 | 701.0968 | 621.9542 | 886.1958 | 621.9542 | 621.9542 | 886.1958 | 621.9542 | 621.9542 | 886.1958 | 621.9542 | 967.3469 | 327.5916 | 621.9542 | 886.1958 | 621.9542 | 203 | 621.9542 | 886.1958 | 967.3469 | 327.5916 | 8382 | 3136 | 7763 | 4895 | 1028 | 4568 | 951 | 4670 | 931.3212 | 941.3716 | 997.2789 | 723.7708
| 204 | 702.8509 | 625.8951 | 891.9107 | 625.8951 | 625.8951 | 891.9107 | 625.8951 | 625.8951 | 891.9107 | 625.8951 | 978.2313 | 286.8775 | 625.8951 | 891.9107 | 625.8951 | 204 | 625.8951 | 891.9107 | 978.2313 | 286.8775 | 8306 | 2718 | 4833 | 6101 | 7917 | 4515 | 783 | 6278 | 931.177 | 941.342 | 997.2789 | 722.518
| 205 | 699.1922 | 625.6068 | 868.0209 | 625.6068 | 625.6068 | 868.0209 | 625.6068 | 625.6068 | 868.0209 | 625.6068 | 970.068 | 341.6849 | 625.6068 | 868.0209 | 625.6068 | 205 | 625.6068 | 868.0209 | 970.068 | 341.6849 | 8316 | 4406 | 7294 | 4611 | 1581 | 1663 | 615 | 5201 | 931.1289 | 941.2985 | 997.2789 | 722.518
| 206 | 708.7237 | 640.4095 | 880.6205 | 640.4095 | 640.4095 | 880.6205 | 640.4095 | 640.4095 | 880.6205 | 640.4095 | 974.1497 | 302.2236 | 640.4095 | 880.6205 | 640.4095 | 206 | 640.4095 | 880.6205 | 974.1497 | 302.2236 | 8043 | 3566 | 6093 | 5573 | 8636 | 1433 | 447 | 2098 | 931.0809 | 941.2985 | 997.2789 | 722.518
| 207 | 694.1772 | 615.6101 | 874.8708 | 615.6101 | 615.6101 | 874.8708 | 615.6101 | 615.6101 | 874.8708 | 615.6101 | 972.7891 | 321.3279 | 615.6101 | 874.8708 | 615.6101 | 207 | 615.6101 | 874.8708 | 972.7891 | 321.3279 | 8457 | 3975 | 6512 | 5029 | 2948 | 3187 | 279 | 6637 | 931.0809 | 941.2465 | 997.2789 | 722.2048
| 208 | 695.162 | 624.982 | 863.0727 | 624.982 | 624.982 | 863.0727 | 624.982 | 624.982 | 863.0727 | 624.982 | 970.068 | 310.0532 | 624.982 | 863.0727 | 624.982 | 208 | 624.982 | 863.0727 | 970.068 | 310.0532 | 8326 | 4766 | 7293 | 5305 | 8732 | 4423 | 111 | 4958 | 931.0328 | 941.2031 | 997.2789 | 722.2048
| 209 | 695.0976 | 627.4331 | 863.3694 | 627.4331 | 627.4331 | 863.3694 | 627.4331 | 627.4331 | 863.3694 | 627.4331 | 976.8707 | 281.5534 | 627.4331 | 863.3694 | 627.4331 | 209 | 627.4331 | 863.3694 | 976.8707 | 281.5534 | 8263 | 4744 | 5256 | 6314 | 2348 | 4271 | 8670 | 6509 | 931.0328 | 941.1434 | 995.9184 | 721.2653
| 210 | 703.081 | 673.7636 | 815.6406 | 673.7636 | 673.7636 | 815.6406 | 673.7636 | 673.7636 | 815.6406 | 673.7636 | 976.8707 | 213.5922 | 673.7636 | 815.6406 | 673.7636 | 210 | 673.7636 | 815.6406 | 976.8707 | 213.5922 | 7188 | 6924 | 5255 | 8377 | 2347 | 3514 | 8667 | 5620 | 930.7925 | 941.0815 | 995.9184 | 721.2653
| 211 | 780.9936 | 793.0985 | 851.635 | 793.0985 | 793.0985 | 851.635 | 793.0985 | 793.0985 | 851.635 | 793.0985 | 956.4626 | 226.1196 | 793.0985 | 851.635 | 793.0985 | 211 | 793.0985 | 851.635 | 956.4626 | 226.1196 | 2445 | 5520 | 8498 | 8156 | 1820 | 4303 | 8659 | 3444 | 930.7445 | 941.0737 | 995.9184 | 721.2653
| 212 | 790.7516 | 802.7106 | 857.1068 | 802.7106 | 802.7106 | 857.1068 | 802.7106 | 802.7106 | 857.1068 | 802.7106 | 971.4286 | 248.9821 | 802.7106 | 857.1068 | 802.7106 | 212 | 802.7106 | 857.1068 | 971.4286 | 248.9821 | 2136 | 5183 | 6879 | 7505 | 1603 | 7116 | 8642 | 5643 | 930.6003 | 941.0676 | 995.9184 | 720.9521
| 213 | 797.8647 | 813.284 | 863.3587 | 813.284 | 813.284 | 863.3587 | 813.284 | 813.284 | 863.3587 | 813.284 | 975.5102 | 234.8888 | 813.284 | 863.3587 | 813.284 | 213 | 813.284 | 863.3587 | 975.5102 | 234.8888 | 1818 | 4745 | 5675 | 7941 | 6524 | 4345 | 8502 | 3489 | 930.5522 | 941.0191 | 995.9184 | 720.3257
| 214 | 786.1458 | 792.0892 | 865.1967 | 792.0892 | 792.0892 | 865.1967 | 792.0892 | 792.0892 | 865.1967 | 792.0892 | 983.6735 | 224.8669 | 792.0892 | 865.1967 | 792.0892 | 214 | 792.0892 | 865.1967 | 983.6735 | 224.8669 | 2472 | 4622 | 3062 | 8189 | 1605 | 4537 | 8499 | 2122 | 930.5522 | 940.959 | 995.9184 | 720.0125
| 215 | 750.6179 | 729.9467 | 865.2126 | 729.9467 | 729.9467 | 865.2126 | 729.9467 | 729.9467 | 865.2126 | 729.9467 | 983.6735 | 224.5537 | 729.9467 | 865.2126 | 729.9467 | 215 | 729.9467 | 865.2126 | 983.6735 | 224.5537 | 4825 | 4620 | 3061 | 8199 | 8277 | 4073 | 8491 | 2777 | 930.4561 | 940.9099 | 995.9184 | 719.8559
| 216 | 733.3231 | 700.3893 | 864.7401 | 700.3893 | 700.3893 | 864.7401 | 700.3893 | 700.3893 | 864.7401 | 700.3893 | 975.5102 | 228.9383 | 700.3893 | 864.7401 | 700.3893 | 216 | 700.3893 | 864.7401 | 975.5102 | 228.9383 | 6067 | 4658 | 5674 | 8088 | 1291 | 1465 | 8474 | 6470 | 930.4561 | 940.903 | 995.9184 | 719.3862
| 217 | 709.5299 | 663.2864 | 857.8133 | 663.2864 | 663.2864 | 857.8133 | 663.2864 | 663.2864 | 857.8133 | 663.2864 | 970.068 | 225.8065 | 663.2864 | 857.8133 | 663.2864 | 217 | 663.2864 | 857.8133 | 970.068 | 225.8065 | 7492 | 5146 | 7292 | 8167 | 1799 | 4038 | 8334 | 4668 | 930.3119 | 940.7389 | 995.9184 | 719.073
| 218 | 726.4678 | 687.9896 | 864.6091 | 687.9896 | 687.9896 | 864.6091 | 687.9896 | 687.9896 | 864.6091 | 687.9896 | 971.4286 | 236.7679 | 687.9896 | 864.6091 | 687.9896 | 218 | 687.9896 | 864.6091 | 971.4286 | 236.7679 | 6603 | 4667 | 6878 | 7891 | 2974 | 3093 | 8331 | 3956 | 930.2639 | 940.6542 | 995.9184 | 719.073
| 219 | 698.4365 | 640.6498 | 861.1815 | 640.6498 | 640.6498 | 861.1815 | 640.6498 | 640.6498 | 861.1815 | 640.6498 | 967.3469 | 240.8393 | 640.6498 | 861.1815 | 640.6498 | 219 | 640.6498 | 861.1815 | 967.3469 | 240.8393 | 8038 | 4910 | 7762 | 7775 | 7222 | 4062 | 8323 | 3252 | 930.1677 | 940.6373 | 995.9184 | 719.073
| 220 | 670.262 | 592.9255 | 859.2158 | 592.9255 | 592.9255 | 859.2158 | 592.9255 | 592.9255 | 859.2158 | 592.9255 | 974.1497 | 229.2515 | 592.9255 | 859.2158 | 592.9255 | 220 | 592.9255 | 859.2158 | 974.1497 | 229.2515 | 8682 | 5042 | 6092 | 8082 | 7438 | 4393 | 8306 | 4764 | 930.1197 | 940.5408 | 995.9184 | 718.9164
| 221 | 686.7221 | 619.7434 | 864.1813 | 619.7434 | 619.7434 | 864.1813 | 619.7434 | 619.7434 | 864.1813 | 619.7434 | 975.5102 | 223.9273 | 619.7434 | 864.1813 | 619.7434 | 221 | 619.7434 | 864.1813 | 975.5102 | 223.9273 | 8414 | 4701 | 5673 | 8212 | 382 | 1520 | 8142 | 5290 | 930.1197 | 940.5026 | 995.9184 | 718.7598
| 222 | 697.8042 | 634.8825 | 870.5711 | 634.8825 | 634.8825 | 870.5711 | 634.8825 | 634.8825 | 870.5711 | 634.8825 | 983.6735 | 224.2405 | 634.8825 | 870.5711 | 634.8825 | 222 | 634.8825 | 870.5711 | 983.6735 | 224.2405 | 8153 | 4244 | 3060 | 8204 | 3524 | 1555 | 8139 | 4673 | 929.6871 | 940.4623 | 995.9184 | 718.4466
| 223 | 677.722 | 603.9314 | 865.5793 | 603.9314 | 603.9314 | 865.5793 | 603.9314 | 603.9314 | 865.5793 | 603.9314 | 982.3129 | 212.0263 | 603.9314 | 865.5793 | 603.9314 | 223 | 603.9314 | 865.5793 | 982.3129 | 212.0263 | 8595 | 4589 | 3588 | 8398 | 6525 | 1121 | 8131 | 4983 | 929.6391 | 940.4544 | 995.9184 | 718.1334
| 224 | 680.0618 | 610.3715 | 864.9626 | 610.3715 | 610.3715 | 864.9626 | 610.3715 | 610.3715 | 864.9626 | 610.3715 | 978.2313 | 199.8121 | 610.3715 | 864.9626 | 610.3715 | 224 | 610.3715 | 864.9626 | 978.2313 | 199.8121 | 8520 | 4640 | 4832 | 8549 | 6861 | 4247 | 8114 | 6825 | 929.591 | 940.4255 | 995.9184 | 717.8202
| 225 | 688.0289 | 626.8804 | 848.223 | 626.8804 | 626.8804 | 811.3317 | 626.8804 | 626.8804 | 848.223 | 626.8804 | 982.3129 | 279.0479 | 626.8804 | 848.223 | 626.8804 | 225 | 626.8804 | 848.223 | 982.3129 | 279.0479 | 8278 | 5766 | 3587 | 6411 | 1340 | 3595 | 7998 | 5829 | 929.4949 | 940.4002 | 995.9184 | 717.1939
| 226 | 690.8525 | 637.4537 | 816.7954 | 637.4537 | 637.4537 | 808.5594 | 637.4537 | 637.4537 | 816.7954 | 637.4537 | 986.3946 | 326.9652 | 637.4537 | 816.7954 | 637.4537 | 226 | 637.4537 | 816.7954 | 986.3946 | 326.9652 | 8098 | 6904 | 2076 | 4910 | 8371 | 4418 | 7995 | 6659 | 929.1585 | 940.3996 | 995.9184 | 716.8807
| 227 | 702.6324 | 648.1232 | 825.2837 | 648.1232 | 648.1232 | 868.148 | 648.1232 | 648.1232 | 825.2837 | 648.1232 | 982.3129 | 325.5559 | 648.1232 | 825.2837 | 648.1232 | 227 | 648.1232 | 825.2837 | 982.3129 | 325.5559 | 7895 | 6742 | 3586 | 4938 | 7748 | 1505 | 7987 | 2632 | 929.1585 | 940.3919 | 995.9184 | 716.5675
| 228 | 702.0227 | 650.2139 | 822.8773 | 650.2139 | 650.2139 | 861.8607 | 650.2139 | 650.2139 | 822.8773 | 650.2139 | 978.2313 | 317.8829 | 650.2139 | 822.8773 | 650.2139 | 228 | 650.2139 | 822.8773 | 978.2313 | 317.8829 | 7837 | 6796 | 4831 | 5109 | 8038 | 1541 | 7970 | 5726 | 929.0623 | 940.3329 | 995.9184 | 715.6279
| 229 | 704.2711 | 650.6945 | 823.3284 | 650.6945 | 650.6945 | 879.6258 | 650.6945 | 650.6945 | 823.3284 | 650.6945 | 980.9524 | 323.6768 | 650.6945 | 823.3284 | 650.6945 | 229 | 650.6945 | 823.3284 | 980.9524 | 323.6768 | 7826 | 6787 | 4005 | 4977 | 7293 | 4351 | 7830 | 5954 | 929.0623 | 940.2938 | 995.9184 | 715.3148
| 230 | 676.5835 | 605.1809 | 849.0221 | 605.1809 | 605.1809 | 849.0221 | 605.1809 | 605.1809 | 849.0221 | 605.1809 | 980.9524 | 253.6799 | 605.1809 | 849.0221 | 605.1809 | 230 | 605.1809 | 849.0221 | 980.9524 | 253.6799 | 8581 | 5718 | 4004 | 7332 | 1172 | 1424 | 7827 | 2634 | 929.0623 | 940.2733 | 995.9184 | 715.3148
| 231 | 685.615 | 625.9913 | 846.142 | 625.9913 | 625.9913 | 846.142 | 625.9913 | 625.9913 | 846.142 | 625.9913 | 972.7891 | 233.3229 | 625.9913 | 846.142 | 625.9913 | 231 | 625.9913 | 846.142 | 972.7891 | 233.3229 | 8303 | 5881 | 6511 | 7981 | 502 | 4579 | 7819 | 5101 | 929.0623 | 940.1736 | 995.9184 | 714.6884
| 232 | 681.2627 | 616.6194 | 849.6772 | 616.6194 | 616.6194 | 849.6772 | 616.6194 | 616.6194 | 849.6772 | 616.6194 | 975.5102 | 230.5042 | 616.6194 | 849.6772 | 616.6194 | 232 | 616.6194 | 849.6772 | 975.5102 | 230.5042 | 8448 | 5663 | 5672 | 8055 | 2971 | 3591 | 7802 | 5370 | 928.774 | 940.1622 | 995.9184 | 714.062
| 233 | 684.7003 | 612.6304 | 863.3396 | 612.6304 | 612.6304 | 863.3396 | 612.6304 | 612.6304 | 863.3396 | 612.6304 | 983.6735 | 247.7294 | 612.6304 | 863.3396 | 612.6304 | 233 | 612.6304 | 863.3396 | 983.6735 | 247.7294 | 8495 | 4748 | 3059 | 7550 | 7868 | 1491 | 7662 | 6331 | 928.3012 | 940.0867 | 995.9184 | 713.4356
| 234 | 697.4083 | 644.1582 | 850.9575 | 644.1582 | 644.1582 | 850.9575 | 644.1582 | 644.1582 | 850.9575 | 644.1582 | 967.3469 | 239.2734 | 644.1582 | 850.9575 | 644.1582 | 234 | 644.1582 | 850.9575 | 967.3469 | 239.2734 | 7967 | 5564 | 7761 | 7817 | 7726 | 1563 | 7659 | 4858 | 927.9569 | 940.0147 | 995.9184 | 712.8093
| 235 | 762.4909 | 744.1726 | 876.2561 | 744.1726 | 744.1726 | 876.2561 | 744.1726 | 744.1726 | 876.2561 | 744.1726 | 980.9524 | 235.5152 | 744.1726 | 876.2561 | 744.1726 | 235 | 744.1726 | 876.2561 | 980.9524 | 235.5152 | 4234 | 3868 | 4003 | 7922 | 7052 | 4441 | 7651 | 4034 | 927.9569 | 939.9584 | 995.9184 | 712.8093
| 236 | 776.6226 | 767.9146 | 870.6085 | 767.9146 | 767.9146 | 870.6085 | 767.9146 | 767.9146 | 870.6085 | 767.9146 | 986.3946 | 260.57 | 767.9146 | 870.6085 | 767.9146 | 236 | 767.9146 | 870.6085 | 986.3946 | 260.57 | 3360 | 4238 | 2075 | 7080 | 1773 | 4170 | 7634 | 6832 | 927.9569 | 939.9511 | 995.9184 | 712.4961
| 237 | 779.4829 | 779.4012 | 861.0944 | 779.4012 | 779.4012 | 861.0944 | 779.4012 | 779.4012 | 861.0944 | 779.4012 | 982.3129 | 250.8613 | 779.4012 | 861.0944 | 779.4012 | 237 | 779.4012 | 861.0944 | 982.3129 | 250.8613 | 2897 | 4912 | 3585 | 7437 | 3525 | 4217 | 7494 | 6460 | 927.9089 | 939.9133 | 995.9184 | 712.4961
| 238 | 732.5103 | 687.0765 | 886.5662 | 687.0765 | 687.0765 | 886.5662 | 687.0765 | 687.0765 | 886.5662 | 687.0765 | 971.4286 | 240.8393 | 687.0765 | 886.5662 | 687.0765 | 238 | 687.0765 | 886.5662 | 971.4286 | 240.8393 | 6647 | 3113 | 6877 | 7774 | 8350 | 4442 | 7491 | 6347 | 927.8608 | 939.8603 | 995.9184 | 711.5565
| 239 | 726.2087 | 679.9154 | 875.353 | 679.9154 | 679.9154 | 875.353 | 679.9154 | 679.9154 | 875.353 | 679.9154 | 985.034 | 241.1525 | 679.9154 | 875.353 | 679.9154 | 239 | 679.9154 | 875.353 | 985.034 | 241.1525 | 6954 | 3947 | 2390 | 7766 | 1797 | 4538 | 7483 | 3861 | 927.8608 | 939.847 | 995.9184 | 711.2433
| 240 | 698.0307 | 631.6144 | 867.8756 | 631.6144 | 631.6144 | 867.8756 | 631.6144 | 631.6144 | 867.8756 | 631.6144 | 987.7551 | 260.2568 | 631.6144 | 867.8756 | 631.6144 | 240 | 631.6144 | 867.8756 | 987.7551 | 260.2568 | 8198 | 4418 | 1712 | 7092 | 1604 | 4092 | 7466 | 3326 | 927.8608 | 939.8051 | 995.9184 | 711.0868
| 241 | 658.3354 | 619.8875 | 757.8766 | 619.8875 | 619.8875 | 757.8766 | 619.8875 | 619.8875 | 757.8766 | 619.8875 | 987.7551 | 238.3339 | 619.8875 | 757.8766 | 619.8875 | 241 | 619.8875 | 757.8766 | 987.7551 | 238.3339 | 8411 | 7376 | 1711 | 7843 | 1315 | 4097 | 7326 | 4721 | 927.7647 | 939.7732 | 995.9184 | 710.9302
| 242 | 655.4103 | 608.2568 | 765.7274 | 608.2568 | 608.2568 | 765.7274 | 608.2568 | 608.2568 | 765.7274 | 608.2568 | 995.9184 | 250.8613 | 608.2568 | 765.7274 | 608.2568 | 242 | 608.2568 | 765.7274 | 995.9184 | 250.8613 | 8546 | 7282 | 412 | 7436 | 1651 | 1289 | 7323 | 2296 | 927.4283 | 939.7483 | 995.9184 | 710.9302
| 243 | 662.141 | 615.2737 | 775.1215 | 615.2737 | 615.2737 | 775.1215 | 615.2737 | 615.2737 | 775.1215 | 615.2737 | 994.5578 | 252.7404 | 615.2737 | 775.1215 | 615.2737 | 243 | 615.2737 | 775.1215 | 994.5578 | 252.7404 | 8462 | 7209 | 569 | 7367 | 2878 | 2967 | 7315 | 4437 | 927.3802 | 939.7168 | 995.9184 | 710.617
| 244 | 664.4022 | 615.1776 | 789.3891 | 615.1776 | 615.1776 | 789.3891 | 615.1776 | 615.1776 | 789.3891 | 615.1776 | 991.8367 | 230.8174 | 615.1776 | 789.3891 | 615.1776 | 244 | 615.1776 | 789.3891 | 991.8367 | 230.8174 | 8465 | 7138 | 983 | 8048 | 1510 | 1897 | 7298 | 4597 | 927.3321 | 939.6045 | 995.9184 | 710.3038
| 245 | 663.9072 | 628.0579 | 762.6788 | 628.0579 | 628.0579 | 762.6788 | 628.0579 | 628.0579 | 762.6788 | 628.0579 | 991.8367 | 227.6856 | 628.0579 | 762.6788 | 628.0579 | 245 | 628.0579 | 762.6788 | 991.8367 | 227.6856 | 8253 | 7318 | 982 | 8122 | 8444 | 1451 | 7158 | 4202 | 927.2841 | 939.6045 | 995.9184 | 709.9906
| 246 | 692.0514 | 677.3682 | 765.6485 | 677.3682 | 677.3682 | 765.6485 | 677.3682 | 677.3682 | 765.6485 | 677.3682 | 982.3129 | 224.8669 | 677.3682 | 765.6485 | 677.3682 | 246 | 677.3682 | 765.6485 | 982.3129 | 224.8669 | 7034 | 7285 | 3584 | 8188 | 2349 | 4290 | 7155 | 2753 | 927.2841 | 939.584 | 995.9184 | 709.9906
| 247 | 647.0285 | 597.2029 | 770.0752 | 597.2029 | 597.2029 | 770.0752 | 597.2029 | 597.2029 | 770.0752 | 597.2029 | 972.7891 | 227.6856 | 597.2029 | 770.0752 | 597.2029 | 247 | 597.2029 | 770.0752 | 972.7891 | 227.6856 | 8658 | 7250 | 6510 | 8121 | 981 | 4429 | 7147 | 6469 | 927.2841 | 939.5789 | 995.9184 | 709.6774
| 248 | 678.1521 | 656.4618 | 750.3553 | 656.4618 | 656.4618 | 750.3553 | 656.4618 | 656.4618 | 750.3553 | 656.4618 | 986.3946 | 254.6195 | 656.4618 | 750.3553 | 656.4618 | 248 | 656.4618 | 750.3553 | 986.3946 | 254.6195 | 7675 | 7467 | 2074 | 7291 | 1147 | 4459 | 7130 | 5243 | 927.1399 | 939.5707 | 995.9184 | 708.8945
| 249 | 683.0322 | 652.3285 | 773.266 | 652.3285 | 652.3285 | 773.266 | 652.3285 | 652.3285 | 773.266 | 652.3285 | 959.1837 | 291.5753 | 652.3285 | 773.266 | 652.3285 | 249 | 652.3285 | 773.266 | 959.1837 | 291.5753 | 7789 | 7229 | 8343 | 5910 | 7534 | 1543 | 6990 | 4010 | 927.0438 | 939.5612 | 995.9184 | 708.7379
| 250 | 685.7296 | 664.8724 | 747.56 | 664.8724 | 664.8724 | 747.56 | 664.8724 | 664.8724 | 747.56 | 664.8724 | 976.8707 | 314.1246 | 664.8724 | 747.56 | 664.8724 | 250 | 664.8724 | 747.56 | 976.8707 | 314.1246 | 7444 | 7510 | 5254 | 5196 | 7510 | 3019 | 6987 | 6653 | 926.8515 | 939.5366 | 995.9184 | 708.4247
| 251 | 721.6638 | 674.2923 | 850.1002 | 674.2923 | 674.2923 | 850.1002 | 674.2923 | 674.2923 | 850.1002 | 674.2923 | 985.034 | 323.5202 | 674.2923 | 850.1002 | 674.2923 | 251 | 674.2923 | 850.1002 | 985.034 | 323.5202 | 7170 | 5621 | 2389 | 4984 | 454 | 1510 | 6979 | 4213 | 926.8515 | 939.4464 | 995.9184 | 708.1115
| 252 | 718.6791 | 674.5326 | 831.8107 | 674.5326 | 674.5326 | 831.8107 | 674.5326 | 674.5326 | 831.8107 | 674.5326 | 989.1156 | 348.8882 | 674.5326 | 831.8107 | 674.5326 | 252 | 674.5326 | 831.8107 | 989.1156 | 348.8882 | 7161 | 6557 | 1349 | 4487 | 6644 | 3657 | 6962 | 4394 | 926.7554 | 939.4218 | 995.9184 | 707.7983
| 253 | 733.0888 | 675.7822 | 891.2307 | 675.7822 | 675.7822 | 891.2307 | 675.7822 | 675.7822 | 891.2307 | 675.7822 | 986.3946 | 305.6687 | 675.7822 | 891.2307 | 675.7822 | 253 | 675.7822 | 891.2307 | 986.3946 | 305.6687 | 7117 | 2772 | 2073 | 5458 | 1363 | 4466 | 6822 | 5667 | 926.6112 | 939.321 | 995.9184 | 707.1719
| 254 | 720.5938 | 671.8893 | 858.0781 | 671.8893 | 671.8893 | 858.0781 | 671.8893 | 671.8893 | 858.0781 | 671.8893 | 983.6735 | 297.2127 | 671.8893 | 858.0781 | 671.8893 | 254 | 671.8893 | 858.0781 | 983.6735 | 297.2127 | 7245 | 5122 | 3058 | 5732 | 6860 | 4260 | 6819 | 6952 | 926.3229 | 939.2422 | 995.9184 | 706.8588
| 255 | 749.1883 | 694.8142 | 901.5798 | 694.8142 | 694.8142 | 901.5798 | 694.8142 | 694.8142 | 901.5798 | 694.8142 | 987.7551 | 336.0476 | 694.8142 | 901.5798 | 694.8142 | 255 | 694.8142 | 901.5798 | 987.7551 | 336.0476 | 6300 | 1998 | 1710 | 4728 | 3046 | 2117 | 6811 | 4938 | 926.0826 | 939.1838 | 995.9184 | 706.5456
| 256 | 758.9269 | 711.6355 | 902.1007 | 711.6355 | 711.6355 | 902.1007 | 711.6355 | 711.6355 | 902.1007 | 711.6355 | 987.7551 | 335.7344 | 711.6355 | 902.1007 | 711.6355 | 256 | 711.6355 | 902.1007 | 987.7551 | 335.7344 | 5569 | 1959 | 1709 | 4734 | 1485 | 3203 | 6794 | 2626 | 926.0345 | 939.1709 | 995.9184 | 706.5456
| 257 | 741.049 | 676.2147 | 905.1943 | 676.2147 | 676.2147 | 905.1943 | 676.2147 | 676.2147 | 905.1943 | 676.2147 | 1000 | 344.1904 | 676.2147 | 905.1943 | 676.2147 | 257 | 676.2147 | 905.1943 | 1000 | 344.1904 | 7092 | 1790 | 51 | 4566 | 8013 | 4450 | 6654 | 3353 | 925.9865 | 939.0744 | 995.9184 | 706.389
| 258 | 766.1194 | 735.5217 | 888.6411 | 735.5217 | 735.5217 | 888.6411 | 735.5217 | 735.5217 | 888.6411 | 735.5217 | 980.9524 | 305.9818 | 735.5217 | 888.6411 | 735.5217 | 258 | 735.5217 | 888.6411 | 980.9524 | 305.9818 | 4585 | 2955 | 4002 | 5445 | 3187 | 1665 | 6651 | 3017 | 925.9865 | 939.035 | 995.9184 | 706.2324
| 259 | 788.3796 | 765.4635 | 907.859 | 765.4635 | 765.4635 | 907.859 | 765.4635 | 765.4635 | 907.859 | 765.4635 | 995.9184 | 286.2512 | 765.4635 | 907.859 | 765.4635 | 259 | 765.4635 | 907.859 | 995.9184 | 286.2512 | 3450 | 1622 | 411 | 6124 | 7436 | 1435 | 6643 | 2845 | 925.9384 | 939.035 | 995.9184 | 706.2324
| 260 | 816.681 | 818.1381 | 899.4879 | 818.1381 | 818.1381 | 899.4879 | 818.1381 | 818.1381 | 899.4879 | 818.1381 | 978.2313 | 312.2455 | 818.1381 | 899.4879 | 818.1381 | 260 | 818.1381 | 899.4879 | 978.2313 | 312.2455 | 1692 | 2144 | 4830 | 5247 | 3143 | 1508 | 6626 | 3986 | 925.9384 | 939.011 | 995.9184 | 705.606
| 261 | 819.6038 | 832.268 | 887.5035 | 832.268 | 832.268 | 887.5035 | 832.268 | 832.268 | 887.5035 | 832.268 | 993.1973 | 273.0974 | 832.268 | 887.5035 | 832.268 | 261 | 832.268 | 887.5035 | 993.1973 | 273.0974 | 1356 | 3024 | 724 | 6648 | 380 | 4604 | 6486 | 5001 | 925.9384 | 938.9361 | 995.9184 | 705.2928
| 262 | 808.9319 | 812.0344 | 893.5674 | 812.0344 | 812.0344 | 893.5674 | 812.0344 | 812.0344 | 893.5674 | 812.0344 | 994.5578 | 259.9436 | 812.0344 | 893.5674 | 812.0344 | 262 | 812.0344 | 893.5674 | 994.5578 | 259.9436 | 1852 | 2586 | 568 | 7113 | 1339 | 3109 | 6483 | 4816 | 925.8903 | 938.9301 | 995.9184 | 705.2928
| 263 | 782.3833 | 765.8 | 898.2451 | 765.8 | 765.8 | 898.2451 | 765.8 | 765.8 | 898.2451 | 765.8 | 972.7891 | 261.1964 | 765.8 | 898.2451 | 765.8 | 263 | 765.8 | 898.2451 | 972.7891 | 261.1964 | 3439 | 2238 | 6509 | 7059 | 8590 | 3351 | 6475 | 6376 | 925.7942 | 938.7708 | 995.9184 | 704.9796
| 264 | 762.7578 | 733.8396 | 885.4778 | 733.8396 | 733.8396 | 885.4778 | 733.8396 | 733.8396 | 885.4778 | 733.8396 | 993.1973 | 272.7842 | 733.8396 | 885.4778 | 733.8396 | 264 | 733.8396 | 885.4778 | 993.1973 | 272.7842 | 4653 | 3212 | 723 | 6661 | 8419 | 1498 | 6458 | 4861 | 925.7942 | 938.7541 | 995.9184 | 704.6665
| 265 | 700.713 | 685.2982 | 764.6748 | 685.2982 | 685.2982 | 764.6748 | 685.2982 | 685.2982 | 764.6748 | 685.2982 | 990.4762 | 278.4215 | 685.2982 | 764.6748 | 685.2982 | 265 | 685.2982 | 764.6748 | 990.4762 | 278.4215 | 6725 | 7294 | 1091 | 6453 | 7821 | 4098 | 6318 | 4742 | 925.65 | 938.6285 | 995.9184 | 704.5099
| 266 | 704.2042 | 691.3058 | 764.3256 | 691.3058 | 691.3058 | 764.3256 | 691.3058 | 691.3058 | 764.3256 | 691.3058 | 998.6395 | 272.471 | 691.3058 | 764.3256 | 691.3058 | 266 | 691.3058 | 764.3256 | 998.6395 | 272.471 | 6451 | 7300 | 154 | 6675 | 8276 | 1447 | 6315 | 6274 | 925.5539 | 938.5319 | 995.9184 | 704.3533
| 267 | 713.4422 | 711.8278 | 760.288 | 711.8278 | 711.8278 | 760.288 | 711.8278 | 711.8278 | 760.288 | 711.8278 | 995.9184 | 256.4986 | 711.8278 | 760.288 | 711.8278 | 267 | 711.8278 | 760.288 | 995.9184 | 256.4986 | 5558 | 7342 | 410 | 7230 | 2877 | 4229 | 6307 | 4978 | 925.5539 | 938.5202 | 995.9184 | 704.3533
| 268 | 688.6741 | 674.9171 | 756.4569 | 674.9171 | 674.9171 | 756.4569 | 674.9171 | 674.9171 | 756.4569 | 674.9171 | 986.3946 | 229.8779 | 674.9171 | 756.4569 | 674.9171 | 268 | 674.9171 | 756.4569 | 986.3946 | 229.8779 | 7146 | 7393 | 2072 | 8069 | 1150 | 3704 | 6290 | 1428 | 925.5058 | 938.5142 | 995.9184 | 704.3533
| 269 | 734.4522 | 687.7493 | 882.741 | 687.7493 | 687.7493 | 882.741 | 687.7493 | 687.7493 | 882.741 | 687.7493 | 989.1156 | 260.2568 | 687.7493 | 882.741 | 687.7493 | 269 | 687.7493 | 882.741 | 989.1156 | 260.2568 | 6619 | 3412 | 1348 | 7091 | 2925 | 4464 | 6150 | 6629 | 925.4578 | 938.4746 | 995.9184 | 704.0401
| 270 | 745.2531 | 703.5613 | 888.7853 | 703.5613 | 703.5613 | 888.7853 | 703.5613 | 703.5613 | 888.7853 | 703.5613 | 995.9184 | 253.9931 | 703.5613 | 888.7853 | 703.5613 | 270 | 703.5613 | 888.7853 | 995.9184 | 253.9931 | 5933 | 2940 | 409 | 7321 | 2469 | 4178 | 6147 | 6462 | 925.4578 | 938.4665 | 995.9184 | 703.7269
| 271 | 727.8831 | 675.0132 | 890.6069 | 675.0132 | 675.0132 | 890.6069 | 675.0132 | 675.0132 | 890.6069 | 675.0132 | 974.1497 | 253.6799 | 675.0132 | 890.6069 | 675.0132 | 271 | 675.0132 | 890.6069 | 974.1497 | 253.6799 | 7142 | 2806 | 6091 | 7331 | 2587 | 3504 | 6139 | 6851 | 925.3617 | 938.3748 | 995.9184 | 703.4137
| 272 | 729.8865 | 678.7139 | 881.9889 | 678.7139 | 678.7139 | 881.9889 | 678.7139 | 678.7139 | 881.9889 | 678.7139 | 986.3946 | 274.3501 | 678.7139 | 881.9889 | 678.7139 | 272 | 678.7139 | 881.9889 | 986.3946 | 274.3501 | 6998 | 3458 | 2071 | 6606 | 764 | 4269 | 6122 | 3325 | 925.3136 | 938.283 | 995.9184 | 703.2571
| 273 | 736.4357 | 674.7729 | 893.9652 | 674.7729 | 674.7729 | 893.9652 | 674.7729 | 674.7729 | 893.9652 | 674.7729 | 982.3129 | 353.7426 | 674.7729 | 893.9652 | 674.7729 | 273 | 674.7729 | 893.9652 | 982.3129 | 353.7426 | 7152 | 2539 | 3583 | 4384 | 7437 | 4552 | 5982 | 3964 | 925.1694 | 938.2712 | 995.9184 | 702.7874
| 274 | 716.4963 | 657.471 | 867.5354 | 657.471 | 657.471 | 867.5354 | 657.471 | 657.471 | 867.5354 | 657.471 | 985.034 | 316.0038 | 657.471 | 867.5354 | 657.471 | 274 | 657.471 | 867.5354 | 985.034 | 316.0038 | 7648 | 4438 | 2388 | 5151 | 381 | 4297 | 5979 | 3114 | 925.1694 | 938.2584 | 995.9184 | 702.7874
| 275 | 748.076 | 712.3564 | 865.9794 | 712.3564 | 712.3564 | 865.9794 | 712.3564 | 712.3564 | 865.9794 | 712.3564 | 971.4286 | 338.8663 | 712.3564 | 865.9794 | 712.3564 | 275 | 712.3564 | 865.9794 | 971.4286 | 338.8663 | 5532 | 4553 | 6876 | 4672 | 7916 | 1474 | 5971 | 7428 | 925.0733 | 938.1805 | 995.9184 | 702.4742
| 276 | 730.0973 | 678.6178 | 870.4363 | 678.6178 | 678.6178 | 870.4363 | 678.6178 | 678.6178 | 870.4363 | 678.6178 | 956.4626 | 354.2123 | 678.6178 | 870.4363 | 678.6178 | 276 | 678.6178 | 870.4363 | 956.4626 | 354.2123 | 7001 | 4257 | 8497 | 4379 | 7125 | 1264 | 5954 | 6975 | 924.6888 | 938.1729 | 995.9184 | 702.4742
| 277 | 742.2379 | 692.9399 | 888.6907 | 692.9399 | 692.9399 | 888.6907 | 692.9399 | 692.9399 | 888.6907 | 692.9399 | 963.2653 | 329.7839 | 692.9399 | 888.6907 | 692.9399 | 277 | 692.9399 | 888.6907 | 963.2653 | 329.7839 | 6383 | 2949 | 8182 | 4841 | 861 | 1905 | 5814 | 6660 | 924.6407 | 938.1631 | 995.9184 | 702.4742
| 278 | 739.7338 | 692.5554 | 873.641 | 692.5554 | 692.5554 | 873.641 | 692.5554 | 692.5554 | 873.641 | 692.5554 | 975.5102 | 345.7563 | 692.5554 | 873.641 | 692.5554 | 278 | 692.5554 | 873.641 | 975.5102 | 345.7563 | 6400 | 4052 | 5671 | 4540 | 2659 | 1459 | 5811 | 1095 | 924.5446 | 938.1631 | 995.9184 | 702.4742
| 279 | 751.6896 | 691.5461 | 911.5146 | 691.5461 | 691.5461 | 911.5146 | 691.5461 | 691.5461 | 911.5146 | 691.5461 | 997.2789 | 347.9486 | 691.5461 | 911.5146 | 691.5461 | 279 | 691.5461 | 911.5146 | 997.2789 | 347.9486 | 6438 | 1401 | 207 | 4504 | 475 | 4478 | 5803 | 372 | 924.4966 | 938.1537 | 995.9184 | 702.4742
| 280 | 758.6428 | 700.197 | 920.2006 | 700.197 | 700.197 | 920.2006 | 700.197 | 700.197 | 920.2006 | 700.197 | 985.034 | 353.586 | 700.197 | 920.2006 | 700.197 | 280 | 700.197 | 920.2006 | 985.034 | 353.586 | 6080 | 971 | 2387 | 4390 | 3022 | 4608 | 5786 | 6370 | 924.4485 | 938.0845 | 995.9184 | 702.161
| 281 | 749.0951 | 683.8083 | 908.1737 | 683.8083 | 683.8083 | 908.1737 | 683.8083 | 683.8083 | 908.1737 | 683.8083 | 998.6395 | 385.5308 | 683.8083 | 908.1737 | 683.8083 | 281 | 683.8083 | 908.1737 | 998.6395 | 385.5308 | 6790 | 1595 | 153 | 3747 | 7124 | 4161 | 5646 | 3971 | 924.3298 | 938.0441 | 995.9184 | 702.161
| 282 | 755.0637 | 714.2308 | 886.0983 | 714.2308 | 714.2308 | 886.0983 | 714.2308 | 714.2308 | 886.0983 | 714.2308 | 953.7415 | 358.9101 | 714.2308 | 886.0983 | 714.2308 | 282 | 714.2308 | 886.0983 | 953.7415 | 358.9101 | 5459 | 3153 | 8551 | 4284 | 2781 | 4576 | 5643 | 3115 | 924.2563 | 937.9852 | 995.9184 | 702.161
| 283 | 813.8508 | 811.2174 | 904.887 | 811.2174 | 811.2174 | 904.887 | 811.2174 | 811.2174 | 904.887 | 811.2174 | 975.5102 | 309.1137 | 811.2174 | 904.887 | 811.2174 | 283 | 811.2174 | 904.887 | 975.5102 | 309.1137 | 1870 | 1807 | 5670 | 5334 | 3717 | 3115 | 5635 | 3279 | 924.1601 | 937.9325 | 995.9184 | 701.8478
| 284 | 823.9251 | 832.0757 | 906.0007 | 832.0757 | 832.0757 | 906.0007 | 832.0757 | 832.0757 | 906.0007 | 832.0757 | 972.7891 | 281.5534 | 832.0757 | 906.0007 | 832.0757 | 284 | 832.0757 | 906.0007 | 972.7891 | 281.5534 | 1364 | 1737 | 6508 | 6313 | 3019 | 4470 | 5618 | 3275 | 924.1121 | 937.8533 | 995.9184 | 701.2214
| 285 | 819.6276 | 831.5471 | 891.7793 | 831.5471 | 831.5471 | 891.7793 | 831.5471 | 831.5471 | 891.7793 | 831.5471 | 976.8707 | 278.4215 | 831.5471 | 891.7793 | 831.5471 | 285 | 831.5471 | 891.7793 | 976.8707 | 278.4215 | 1382 | 2723 | 5253 | 6452 | 1700 | 4567 | 5478 | 7005 | 924.1121 | 937.7966 | 995.9184 | 700.9082
| 286 | 807.5418 | 816.8885 | 877.3009 | 816.8885 | 816.8885 | 877.3009 | 816.8885 | 816.8885 | 877.3009 | 816.8885 | 989.1156 | 272.1578 | 816.8885 | 877.3009 | 816.8885 | 286 | 816.8885 | 877.3009 | 989.1156 | 272.1578 | 1727 | 3811 | 1347 | 6682 | 2324 | 1422 | 5475 | 4028 | 923.3912 | 937.7314 | 995.9184 | 699.9687
| 287 | 785.6904 | 767.0976 | 903.2804 | 767.0976 | 767.0976 | 903.2804 | 767.0976 | 767.0976 | 903.2804 | 767.0976 | 978.2313 | 271.5315 | 767.0976 | 903.2804 | 767.0976 | 287 | 767.0976 | 903.2804 | 978.2313 | 271.5315 | 3391 | 1892 | 4829 | 6705 | 7653 | 1506 | 5467 | 2511 | 923.3431 | 937.6639 | 995.9184 | 699.9687
| 288 | 766.935 | 746.2392 | 877.949 | 746.2392 | 746.2392 | 877.949 | 746.2392 | 746.2392 | 877.949 | 746.2392 | 970.068 | 285.3116 | 746.2392 | 877.949 | 746.2392 | 288 | 746.2392 | 877.949 | 970.068 | 285.3116 | 4140 | 3757 | 7291 | 6166 | 838 | 1524 | 5450 | 5178 | 923.1509 | 937.5974 | 995.9184 | 699.6555
| 289 | 749.7867 | 717.6912 | 871.3143 | 717.6912 | 717.6912 | 871.3143 | 717.6912 | 717.6912 | 871.3143 | 717.6912 | 979.5918 | 290.6358 | 717.6912 | 871.3143 | 717.6912 | 289 | 717.6912 | 871.3143 | 979.5918 | 290.6358 | 5326 | 4189 | 4215 | 5946 | 8399 | 4076 | 5310 | 4055 | 923.0547 | 937.5488 | 995.9184 | 699.0291
| 290 | 742.8515 | 708.3674 | 872.7162 | 708.3674 | 708.3674 | 872.7162 | 708.3674 | 708.3674 | 872.7162 | 708.3674 | 968.7075 | 273.4106 | 708.3674 | 872.7162 | 708.3674 | 290 | 708.3674 | 872.7162 | 968.7075 | 273.4106 | 5716 | 4101 | 7455 | 6630 | 8324 | 3251 | 5307 | 6208 | 923.0067 | 937.5297 | 995.9184 | 698.4028
| 291 | 756.0927 | 728.2645 | 877.9837 | 728.2645 | 728.2645 | 877.9837 | 728.2645 | 728.2645 | 877.9837 | 728.2645 | 974.1497 | 273.0974 | 728.2645 | 877.9837 | 728.2645 | 291 | 728.2645 | 877.9837 | 974.1497 | 273.0974 | 4880 | 3753 | 6090 | 6647 | 7029 | 1265 | 5299 | 5596 | 922.9106 | 937.4613 | 995.9184 | 697.15
| 292 | 747.987 | 709.5208 | 883.4431 | 709.5208 | 709.5208 | 883.4431 | 709.5208 | 709.5208 | 883.4431 | 709.5208 | 980.9524 | 280.927 | 709.5208 | 883.4431 | 709.5208 | 292 | 709.5208 | 883.4431 | 980.9524 | 280.927 | 5666 | 3368 | 4001 | 6347 | 1029 | 1557 | 5282 | 3160 | 922.7664 | 937.4293 | 995.9184 | 697.15
| 293 | 757.3138 | 715.4804 | 904.011 | 715.4804 | 715.4804 | 904.011 | 715.4804 | 715.4804 | 904.011 | 715.4804 | 980.9524 | 281.5534 | 715.4804 | 904.011 | 715.4804 | 293 | 715.4804 | 904.011 | 980.9524 | 281.5534 | 5412 | 1856 | 4000 | 6312 | 7291 | 4561 | 5142 | 2291 | 922.6703 | 937.3639 | 995.9184 | 697.15
| 294 | 751.0293 | 705.2915 | 901.8669 | 705.2915 | 705.2915 | 901.8669 | 705.2915 | 705.2915 | 901.8669 | 705.2915 | 987.7551 | 276.8556 | 705.2915 | 901.8669 | 705.2915 | 294 | 705.2915 | 901.8669 | 987.7551 | 276.8556 | 5862 | 1969 | 1708 | 6508 | 7053 | 1253 | 5139 | 6562 | 922.5741 | 937.3616 | 995.9184 | 696.8368
| 295 | 738.6614 | 688.8547 | 892.4514 | 688.8547 | 688.8547 | 892.4514 | 688.8547 | 688.8547 | 892.4514 | 688.8547 | 976.8707 | 283.7457 | 688.8547 | 892.4514 | 688.8547 | 295 | 688.8547 | 892.4514 | 976.8707 | 283.7457 | 6560 | 2679 | 5252 | 6230 | 7843 | 3344 | 5131 | 4818 | 922.4795 | 937.3569 | 995.9184 | 696.5237
| 296 | 728.2733 | 670.3033 | 887.375 | 670.3033 | 670.3033 | 887.375 | 670.3033 | 670.3033 | 887.375 | 670.3033 | 978.2313 | 305.6687 | 670.3033 | 887.375 | 670.3033 | 296 | 670.3033 | 887.375 | 978.2313 | 305.6687 | 7295 | 3033 | 4828 | 5457 | 2420 | 7370 | 5114 | 4099 | 922.1897 | 937.3141 | 995.9184 | 696.5236
| 297 | 754.8847 | 699.5242 | 896.2136 | 699.5242 | 699.5242 | 896.2136 | 699.5242 | 699.5242 | 896.2136 | 699.5242 | 971.4286 | 415.9098 | 699.5242 | 896.2136 | 699.5242 | 297 | 699.5242 | 896.2136 | 971.4286 | 415.9098 | 6107 | 2382 | 6875 | 3226 | 3716 | 314 | 4974 | 4765 | 921.9001 | 937.314 | 995.9184 | 696.2105
| 298 | 741.6925 | 684.5292 | 875.6269 | 684.5292 | 684.5292 | 875.6269 | 684.5292 | 684.5292 | 875.6269 | 684.5292 | 960.5442 | 444.4096 | 684.5292 | 875.6269 | 684.5292 | 298 | 684.5292 | 875.6269 | 960.5442 | 444.4096 | 6758 | 3915 | 8289 | 2764 | 1171 | 3503 | 4971 | 1500 | 921.8052 | 937.2496 | 995.9184 | 696.2105
| 299 | 766.3368 | 722.4011 | 872.2695 | 722.4011 | 722.4011 | 872.2695 | 722.4011 | 722.4011 | 872.2695 | 722.4011 | 976.8707 | 483.5578 | 722.4011 | 872.2695 | 722.4011 | 299 | 722.4011 | 872.2695 | 976.8707 | 483.5578 | 5126 | 4124 | 5251 | 2110 | 1796 | 4220 | 4963 | 3660 | 921.709 | 937.2041 | 995.9184 | 695.8973
| 300 | 743.3347 | 686.3075 | 875.7652 | 686.3075 | 686.3075 | 875.7652 | 686.3075 | 686.3075 | 875.7652 | 686.3075 | 967.3469 | 445.819 | 686.3075 | 875.7652 | 686.3075 | 300 | 686.3075 | 875.7652 | 967.3469 | 445.819 | 6680 | 3900 | 7760 | 2738 | 1867 | 1548 | 4946 | 6367 | 921.4207 | 937.1807 | 995.9184 | 694.9577
| 301 | 758.1396 | 703.2249 | 900.5109 | 703.2249 | 703.2249 | 900.5109 | 703.2249 | 703.2249 | 900.5109 | 703.2249 | 940.1361 | 445.9756 | 703.2249 | 900.5109 | 703.2249 | 301 | 703.2249 | 900.5109 | 940.1361 | 445.9756 | 5951 | 2078 | 8705 | 2736 | 7028 | 3462 | 4806 | 6337 | 921.3246 | 937.1749 | 995.9184 | 694.9577
| 302 | 770.3153 | 728.2645 | 885.0431 | 728.2645 | 728.2645 | 885.0431 | 728.2645 | 728.2645 | 885.0431 | 728.2645 | 946.9388 | 471.187 | 728.2645 | 885.0431 | 728.2645 | 302 | 728.2645 | 885.0431 | 946.9388 | 471.187 | 4879 | 3249 | 8602 | 2284 | 3068 | 1924 | 4803 | 5870 | 921.2765 | 937.147 | 995.9184 | 694.6445
| 303 | 706.3747 | 680.5402 | 758.2059 | 680.5402 | 680.5402 | 758.2059 | 680.5402 | 680.5402 | 758.2059 | 680.5402 | 979.5918 | 432.5086 | 680.5402 | 758.2059 | 680.5402 | 303 | 680.5402 | 758.2059 | 979.5918 | 432.5086 | 6930 | 7368 | 4214 | 2962 | 2949 | 1464 | 4795 | 3516 | 921.1804 | 937.147 | 995.9184 | 694.4096
| 304 | 726.2483 | 714.3269 | 745.933 | 714.3269 | 714.3269 | 745.933 | 714.3269 | 714.3269 | 745.933 | 714.3269 | 970.068 | 499.0604 | 714.3269 | 745.933 | 714.3269 | 304 | 714.3269 | 745.933 | 970.068 | 499.0604 | 5453 | 7531 | 7290 | 1904 | 3764 | 1497 | 4778 | 3600 | 921.1275 | 937.0879 | 995.9184 | 694.3314
| 305 | 741.3973 | 704.8589 | 834.0831 | 704.8589 | 704.8589 | 834.0831 | 704.8589 | 704.8589 | 834.0831 | 704.8589 | 972.7891 | 431.5691 | 704.8589 | 834.0831 | 704.8589 | 305 | 704.8589 | 834.0831 | 972.7891 | 431.5691 | 5883 | 6463 | 6507 | 2971 | 7627 | 4235 | 4638 | 2985 | 921.1227 | 937.0874 | 995.9184 | 694.3314
| 306 | 773.9172 | 726.294 | 893.4493 | 726.294 | 726.294 | 893.4493 | 726.294 | 726.294 | 893.4493 | 726.294 | 986.3946 | 464.2969 | 726.294 | 893.4493 | 726.294 | 306 | 726.294 | 893.4493 | 986.3946 | 464.2969 | 4957 | 2595 | 2070 | 2405 | 8707 | 4497 | 4635 | 3306 | 921.0843 | 937.0649 | 995.9184 | 694.0182
| 307 | 811.5868 | 799.2022 | 872.8707 | 799.2022 | 799.2022 | 872.8707 | 799.2022 | 799.2022 | 872.8707 | 799.2022 | 970.068 | 507.0467 | 799.2022 | 872.8707 | 799.2022 | 307 | 799.2022 | 872.8707 | 970.068 | 507.0467 | 2234 | 4087 | 7289 | 1800 | 2876 | 5068 | 4627 | 6488 | 920.7478 | 937.0622 | 995.9184 | 693.705
| 308 | 817.9361 | 826.1162 | 896.8993 | 826.1162 | 826.1162 | 896.8993 | 826.1162 | 826.1162 | 896.8993 | 826.1162 | 983.6735 | 270.9051 | 826.1162 | 896.8993 | 826.1162 | 308 | 826.1162 | 896.8993 | 983.6735 | 270.9051 | 1481 | 2330 | 3057 | 6734 | 7195 | 4406 | 4610 | 4196 | 920.4114 | 937.0622 | 995.9184 | 693.705
| 309 | 803.62 | 808.9585 | 891.9131 | 808.9585 | 808.9585 | 891.9131 | 808.9585 | 808.9585 | 891.9131 | 808.9585 | 983.6735 | 227.6856 | 808.9585 | 891.9131 | 808.9585 | 309 | 808.9585 | 891.9131 | 983.6735 | 227.6856 | 1940 | 2717 | 3056 | 8120 | 1821 | 4276 | 4470 | 3960 | 920.3633 | 937.0477 | 995.9184 | 693.705
| 310 | 796.1459 | 793.6271 | 896.3407 | 793.6271 | 793.6271 | 896.3407 | 793.6271 | 793.6271 | 896.3407 | 793.6271 | 979.5918 | 232.0702 | 793.6271 | 896.3407 | 793.6271 | 310 | 793.6271 | 896.3407 | 979.5918 | 232.0702 | 2423 | 2373 | 4213 | 8017 | 8374 | 3336 | 4467 | 2608 | 920.3153 | 937.0443 | 995.9184 | 693.705
| 311 | 771.7842 | 740.5681 | 913.0087 | 740.5681 | 740.5681 | 913.0087 | 740.5681 | 740.5681 | 913.0087 | 740.5681 | 993.1973 | 235.202 | 740.5681 | 913.0087 | 740.5681 | 311 | 740.5681 | 913.0087 | 993.1973 | 235.202 | 4369 | 1320 | 722 | 7930 | 886 | 4039 | 4459 | 4646 | 920.2672 | 937.0315 | 995.9184 | 693.3918
| 312 | 727.9728 | 676.1667 | 886.7298 | 676.1667 | 676.1667 | 886.7298 | 676.1667 | 676.1667 | 886.7298 | 676.1667 | 982.3129 | 253.0536 | 676.1667 | 886.7298 | 676.1667 | 312 | 676.1667 | 886.7298 | 982.3129 | 253.0536 | 7098 | 3091 | 3582 | 7349 | 3069 | 4448 | 4442 | 5830 | 920.075 | 936.997 | 995.9184 | 692.7654
| 313 | 745.3365 | 692.9879 | 911.2689 | 692.9879 | 692.9879 | 911.2689 | 692.9879 | 692.9879 | 911.2689 | 692.9879 | 994.5578 | 251.1744 | 692.9879 | 911.2689 | 692.9879 | 313 | 692.9879 | 911.2689 | 994.5578 | 251.1744 | 6378 | 1413 | 567 | 7426 | 2446 | 4831 | 4302 | 3603 | 919.9789 | 936.9562 | 995.9184 | 692.1391
| 314 | 749.0484 | 686.9323 | 937.314 | 686.9323 | 686.9323 | 937.314 | 686.9323 | 686.9323 | 937.314 | 686.9323 | 990.4762 | 251.4876 | 686.9323 | 937.314 | 686.9323 | 314 | 686.9323 | 937.314 | 990.4762 | 251.4876 | 6652 | 297 | 1090 | 7416 | 836 | 4385 | 4299 | 3350 | 919.8347 | 936.9562 | 995.9184 | 691.9042
| 315 | 745.5059 | 670.0149 | 962.4131 | 670.0149 | 670.0149 | 962.4131 | 670.0149 | 670.0149 | 962.4131 | 670.0149 | 975.5102 | 251.8008 | 670.0149 | 962.4131 | 670.0149 | 315 | 670.0149 | 962.4131 | 975.5102 | 251.8008 | 7304 | 23 | 5669 | 7404 | 1868 | 4581 | 4291 | 4692 | 919.7386 | 936.9118 | 995.9184 | 691.8259
| 316 | 723.4532 | 659.5377 | 905.4759 | 659.5377 | 659.5377 | 905.4759 | 659.5377 | 659.5377 | 905.4759 | 659.5377 | 979.5918 | 250.5481 | 659.5377 | 905.4759 | 659.5377 | 316 | 659.5377 | 905.4759 | 979.5918 | 250.5481 | 7595 | 1766 | 4212 | 7449 | 2591 | 4430 | 4274 | 6039 | 919.5944 | 936.8614 | 995.9184 | 691.5127
| 317 | 682.5031 | 588.7922 | 900.8716 | 588.7922 | 588.7922 | 900.8716 | 588.7922 | 588.7922 | 900.8716 | 588.7922 | 985.034 | 256.1854 | 588.7922 | 900.8716 | 588.7922 | 317 | 588.7922 | 900.8716 | 985.034 | 256.1854 | 8721 | 2051 | 2386 | 7240 | 2782 | 4183 | 4134 | 4986 | 919.2579 | 936.8288 | 995.9184 | 691.5127
| 318 | 721.3197 | 655.7409 | 906.8896 | 655.7409 | 655.7409 | 906.8896 | 655.7409 | 655.7409 | 906.8896 | 655.7409 | 965.9864 | 259.0041 | 655.7409 | 906.8896 | 655.7409 | 318 | 655.7409 | 906.8896 | 965.9864 | 259.0041 | 7702 | 1684 | 7973 | 7153 | 7557 | 3518 | 4131 | 4955 | 919.1618 | 936.8103 | 995.9184 | 691.1995
| 319 | 730.8906 | 676.0225 | 894.1794 | 676.0225 | 676.0225 | 894.1794 | 676.0225 | 676.0225 | 894.1794 | 676.0225 | 978.2313 | 269.3392 | 676.0225 | 894.1794 | 676.0225 | 319 | 676.0225 | 894.1794 | 978.2313 | 269.3392 | 7103 | 2515 | 4827 | 6789 | 2950 | 1466 | 4123 | 3182 | 919.0657 | 936.7692 | 995.9184 | 691.1995
| 320 | 695.374 | 626.8083 | 860.0248 | 626.8083 | 626.8083 | 860.0248 | 626.8083 | 626.8083 | 860.0248 | 626.8083 | 980.9524 | 299.7181 | 626.8083 | 860.0248 | 626.8083 | 320 | 626.8083 | 860.0248 | 980.9524 | 299.7181 | 8280 | 4977 | 3999 | 5655 | 1077 | 1781 | 4106 | 6635 | 919.0657 | 936.7169 | 995.9184 | 690.26
| 321 | 710.4717 | 639.6886 | 852.3941 | 639.6886 | 639.6886 | 852.3941 | 639.6886 | 639.6886 | 852.3941 | 639.6886 | 982.3129 | 437.2064 | 639.6886 | 852.3941 | 639.6886 | 321 | 639.6886 | 852.3941 | 982.3129 | 437.2064 | 8057 | 5462 | 3581 | 2871 | 7798 | 4449 | 3966 | 6565 | 918.7773 | 936.6828 | 995.9184 | 689.9468
| 322 | 704.5646 | 623.6363 | 861.2425 | 623.6363 | 623.6363 | 861.2425 | 623.6363 | 623.6363 | 861.2425 | 623.6363 | 978.2313 | 451.6129 | 623.6363 | 861.2425 | 623.6363 | 322 | 623.6363 | 861.2425 | 978.2313 | 451.6129 | 8353 | 4907 | 4826 | 2635 | 7075 | 4165 | 3963 | 6473 | 918.7293 | 936.6626 | 995.9184 | 689.0072
| 323 | 731.2818 | 664.8724 | 877.9986 | 664.8724 | 664.8724 | 877.9986 | 664.8724 | 664.8724 | 877.9986 | 664.8724 | 974.1497 | 432.8218 | 664.8724 | 877.9986 | 664.8724 | 323 | 664.8724 | 877.9986 | 974.1497 | 432.8218 | 7443 | 3751 | 6089 | 2953 | 7963 | 4283 | 3955 | 3468 | 918.1045 | 936.5474 | 995.9184 | 689.0072
| 324 | 740.9621 | 663.0942 | 886.9042 | 663.0942 | 663.0942 | 886.9042 | 663.0942 | 663.0942 | 886.9042 | 663.0942 | 983.6735 | 537.4256 | 663.0942 | 886.9042 | 663.0942 | 324 | 663.0942 | 886.9042 | 983.6735 | 537.4256 | 7500 | 3075 | 3055 | 1443 | 2901 | 3355 | 3938 | 2775 | 917.9603 | 936.4546 | 995.9184 | 689.0072
| 325 | 742.2403 | 671.7451 | 872.3124 | 671.7451 | 671.7451 | 872.3124 | 671.7451 | 671.7451 | 872.3124 | 671.7451 | 965.9864 | 562.1672 | 671.7451 | 872.3124 | 671.7451 | 325 | 671.7451 | 872.3124 | 965.9864 | 562.1672 | 7249 | 4121 | 7972 | 1179 | 1413 | 4064 | 3798 | 3774 | 917.8642 | 936.4332 | 995.9184 | 688.3808
| 326 | 752.8439 | 677.0798 | 883.6806 | 677.0798 | 677.0798 | 883.6806 | 677.0798 | 677.0798 | 883.6806 | 677.0798 | 991.8367 | 596.6176 | 677.0798 | 883.6806 | 677.0798 | 326 | 677.0798 | 883.6806 | 991.8367 | 596.6176 | 7053 | 3347 | 981 | 864 | 8204 | 4415 | 3795 | 1932 | 917.5758 | 936.414 | 995.9184 | 688.3808
| 327 | 751.762 | 686.2594 | 886.8641 | 686.2594 | 686.2594 | 886.8641 | 686.2594 | 686.2594 | 886.8641 | 686.2594 | 970.068 | 517.0686 | 686.2594 | 886.8641 | 686.2594 | 327 | 686.2594 | 886.8641 | 970.068 | 517.0686 | 6686 | 3080 | 7288 | 1692 | 668 | 1559 | 3787 | 5773 | 917.5758 | 936.2911 | 995.9184 | 687.7545
| 328 | 770.0863 | 680.5883 | 927.0733 | 680.5883 | 680.5883 | 927.0733 | 680.5883 | 680.5883 | 927.0733 | 680.5883 | 983.6735 | 644.5349 | 680.5883 | 927.0733 | 680.5883 | 328 | 680.5883 | 927.0733 | 983.6735 | 644.5349 | 6926 | 635 | 3054 | 525 | 6669 | 1538 | 3770 | 5771 | 917.4797 | 936.2851 | 995.9184 | 687.7545
| 329 | 755.0063 | 680.8286 | 914.1842 | 680.8286 | 680.8286 | 914.1842 | 680.8286 | 680.8286 | 914.1842 | 680.8286 | 989.1156 | 477.6073 | 680.8286 | 914.1842 | 680.8286 | 329 | 680.8286 | 914.1842 | 989.1156 | 477.6073 | 6914 | 1257 | 1346 | 2188 | 1219 | 5065 | 3630 | 5812 | 917.2394 | 936.1615 | 995.9184 | 687.1281
| 330 | 770.3761 | 708.4154 | 891.4864 | 708.4154 | 708.4154 | 891.4864 | 708.4154 | 708.4154 | 891.4864 | 708.4154 | 982.3129 | 569.6837 | 708.4154 | 891.4864 | 708.4154 | 330 | 708.4154 | 891.4864 | 982.3129 | 569.6837 | 5711 | 2742 | 3580 | 1113 | 7941 | 4403 | 3627 | 4129 | 916.903 | 936.1615 | 995.9184 | 687.1281
| 331 | 778.5004 | 756.0917 | 887.0492 | 756.0917 | 756.0917 | 887.0492 | 756.0917 | 756.0917 | 887.0492 | 756.0917 | 982.3129 | 319.762 | 756.0917 | 887.0492 | 756.0917 | 331 | 756.0917 | 887.0492 | 982.3129 | 319.762 | 3779 | 3061 | 3579 | 5073 | 7894 | 1490 | 3619 | 6793 | 916.903 | 936.1426 | 995.9184 | 686.8149
| 332 | 818.0605 | 821.6466 | 900.7099 | 821.6466 | 821.6466 | 900.7099 | 821.6466 | 821.6466 | 900.7099 | 821.6466 | 991.8367 | 284.9984 | 821.6466 | 900.7099 | 821.6466 | 332 | 821.6466 | 900.7099 | 991.8367 | 284.9984 | 1589 | 2060 | 980 | 6177 | 7651 | 1113 | 3602 | 4714 | 916.903 | 936.1376 | 995.9184 | 686.1885
| 333 | 787.7215 | 773.0091 | 897.2379 | 773.0091 | 773.0091 | 897.2379 | 773.0091 | 773.0091 | 897.2379 | 773.0091 | 974.1497 | 280.927 | 773.0091 | 897.2379 | 773.0091 | 333 | 773.0091 | 897.2379 | 974.1497 | 280.927 | 3139 | 2300 | 6088 | 6346 | 2421 | 4218 | 3462 | 1262 | 916.7107 | 936.1294 | 995.9184 | 685.8754
| 334 | 807.495 | 794.1558 | 923.9707 | 794.1558 | 794.1558 | 923.9707 | 794.1558 | 794.1558 | 923.9707 | 794.1558 | 971.4286 | 284.3721 | 794.1558 | 923.9707 | 794.1558 | 334 | 794.1558 | 923.9707 | 971.4286 | 284.3721 | 2394 | 771 | 6874 | 6199 | 2780 | 4077 | 3459 | 1289 | 916.3262 | 936.1154 | 995.9184 | 685.249
| 335 | 767.4661 | 737.0116 | 895.3293 | 737.0116 | 737.0116 | 895.3293 | 737.0116 | 737.0116 | 895.3293 | 737.0116 | 987.7551 | 279.3611 | 737.0116 | 895.3293 | 737.0116 | 335 | 737.0116 | 895.3293 | 987.7551 | 279.3611 | 4506 | 2445 | 1707 | 6398 | 3765 | 3979 | 3451 | 5992 | 916.2301 | 936.0464 | 995.9184 | 684.9358
| 336 | 740.2152 | 689.6717 | 895.4455 | 689.6717 | 689.6717 | 895.4455 | 689.6717 | 689.6717 | 895.4455 | 689.6717 | 978.2313 | 285.6248 | 689.6717 | 895.4455 | 689.6717 | 336 | 689.6717 | 895.4455 | 978.2313 | 285.6248 | 6516 | 2434 | 4825 | 6151 | 1411 | 3041 | 3434 | 2322 | 916.0859 | 936.0387 | 995.9184 | 684.9358
| 337 | 739.3439 | 676.6473 | 915.254 | 676.6473 | 676.6473 | 915.254 | 676.6473 | 676.6473 | 915.254 | 676.6473 | 989.1156 | 287.5039 | 676.6473 | 915.254 | 676.6473 | 337 | 676.6473 | 915.254 | 989.1156 | 287.5039 | 7079 | 1210 | 1345 | 6066 | 6691 | 1266 | 3294 | 6014 | 915.9898 | 935.9997 | 995.9184 | 684.6226
| 338 | 686.6494 | 592.7813 | 902.1675 | 592.7813 | 592.7813 | 902.1675 | 592.7813 | 592.7813 | 902.1675 | 592.7813 | 972.7891 | 289.383 | 592.7813 | 902.1675 | 592.7813 | 338 | 592.7813 | 902.1675 | 972.7891 | 289.383 | 8684 | 1950 | 6506 | 5997 | 1869 | 4342 | 3291 | 5963 | 915.9898 | 935.9467 | 995.9184 | 684.3094
| 339 | 721.5588 | 660.2586 | 885.5758 | 660.2586 | 660.2586 | 885.5758 | 660.2586 | 660.2586 | 885.5758 | 660.2586 | 987.7551 | 289.6962 | 660.2586 | 885.5758 | 660.2586 | 339 | 660.2586 | 885.5758 | 987.7551 | 289.6962 | 7578 | 3204 | 1706 | 5986 | 1412 | 1786 | 3283 | 5728 | 915.7976 | 935.9137 | 995.9184 | 683.9962
| 340 | 716.3554 | 657.5672 | 871.1 | 657.5672 | 657.5672 | 871.1 | 657.5672 | 657.5672 | 871.1 | 657.5672 | 991.8367 | 292.2017 | 657.5672 | 871.1 | 657.5672 | 340 | 657.5672 | 871.1 | 991.8367 | 292.2017 | 7643 | 4203 | 979 | 5888 | 7940 | 4018 | 3266 | 3938 | 915.6053 | 935.9018 | 995.9184 | 683.3699
| 341 | 748.4752 | 690.0562 | 922.6768 | 690.0562 | 690.0562 | 922.6768 | 690.0562 | 690.0562 | 922.6768 | 690.0562 | 972.7891 | 294.7072 | 690.0562 | 922.6768 | 690.0562 | 341 | 690.0562 | 922.6768 | 972.7891 | 294.7072 | 6499 | 847 | 6505 | 5809 | 8685 | 3581 | 3126 | 3707 | 914.9325 | 935.8705 | 995.9184 | 682.9784
| 342 | 698.0033 | 689.2392 | 747.4164 | 689.2392 | 689.2392 | 747.4164 | 689.2392 | 689.2392 | 747.4164 | 689.2392 | 985.034 | 283.4325 | 689.2392 | 747.4164 | 689.2392 | 342 | 689.2392 | 747.4164 | 985.034 | 283.4325 | 6539 | 7514 | 2385 | 6244 | 8613 | 3417 | 3123 | 5675 | 914.5961 | 935.6967 | 995.9184 | 682.7435
| 343 | 716.0495 | 676.1667 | 840.2785 | 676.1667 | 676.1667 | 840.2785 | 676.1667 | 676.1667 | 840.2785 | 676.1667 | 975.5102 | 278.7347 | 676.1667 | 840.2785 | 676.1667 | 343 | 676.1667 | 840.2785 | 975.5102 | 278.7347 | 7097 | 6206 | 5668 | 6426 | 8445 | 4482 | 3115 | 4324 | 914.548 | 935.6446 | 995.9184 | 682.7435
| 344 | 717.5429 | 653.4339 | 881.2573 | 653.4339 | 653.4339 | 881.2573 | 653.4339 | 653.4339 | 881.2573 | 653.4339 | 983.6735 | 309.4269 | 653.4339 | 881.2573 | 653.4339 | 344 | 653.4339 | 881.2573 | 983.6735 | 309.4269 | 7758 | 3525 | 3053 | 5323 | 8566 | 1495 | 3098 | 2485 | 914.4519 | 935.6189 | 995.9184 | 682.7435
| 345 | 744.5679 | 662.2771 | 880.5179 | 662.2771 | 662.2771 | 880.5179 | 662.2771 | 662.2771 | 880.5179 | 662.2771 | 978.2313 | 625.4306 | 662.2771 | 880.5179 | 662.2771 | 345 | 662.2771 | 880.5179 | 978.2313 | 625.4306 | 7522 | 3573 | 4824 | 654 | 837 | 4394 | 2958 | 4790 | 914.4038 | 935.5924 | 995.9184 | 682.4303
| 346 | 753.2193 | 677.0798 | 889.0221 | 677.0798 | 677.0798 | 889.0221 | 677.0798 | 677.0798 | 889.0221 | 677.0798 | 978.2313 | 594.1121 | 677.0798 | 889.0221 | 677.0798 | 346 | 677.0798 | 889.0221 | 978.2313 | 594.1121 | 7052 | 2922 | 4823 | 888 | 982 | 4546 | 2955 | 4224 | 914.1154 | 935.5875 | 995.9184 | 682.4303
| 347 | 742.0582 | 669.4382 | 886.1493 | 669.4382 | 669.4382 | 886.1493 | 669.4382 | 669.4382 | 886.1493 | 669.4382 | 974.1497 | 514.5631 | 669.4382 | 886.1493 | 669.4382 | 347 | 669.4382 | 886.1493 | 974.1497 | 514.5631 | 7324 | 3141 | 6087 | 1715 | 2923 | 3353 | 2947 | 6682 | 913.9713 | 935.5856 | 995.9184 | 682.1171
| 348 | 748.6768 | 663.8631 | 864.8201 | 663.8631 | 663.8631 | 864.8201 | 663.8631 | 663.8631 | 864.8201 | 663.8631 | 976.8707 | 734.419 | 663.8631 | 864.8201 | 663.8631 | 348 | 663.8631 | 864.8201 | 976.8707 | 734.419 | 7475 | 4652 | 5250 | 177 | 7846 | 3335 | 2930 | 5642 | 913.6348 | 935.5776 | 995.9184 | 681.804
| 349 | 756.3783 | 677.176 | 881.692 | 677.176 | 677.176 | 881.692 | 677.176 | 677.176 | 881.692 | 677.176 | 983.6735 | 661.4469 | 677.176 | 881.692 | 677.176 | 349 | 677.176 | 881.692 | 983.6735 | 661.4469 | 7046 | 3485 | 3052 | 447 | 1511 | 1769 | 2790 | 5031 | 913.3465 | 935.5528 | 995.9184 | 681.804
| 350 | 753.7854 | 675.7822 | 889.1062 | 675.7822 | 675.7822 | 889.1062 | 675.7822 | 675.7822 | 889.1062 | 675.7822 | 983.6735 | 606.6395 | 675.7822 | 889.1062 | 675.7822 | 350 | 675.7822 | 889.1062 | 983.6735 | 606.6395 | 7116 | 2914 | 3051 | 781 | 7459 | 4337 | 2787 | 6324 | 913.2504 | 935.5524 | 995.9184 | 681.4908
| 351 | 764.8263 | 706.0605 | 884.1395 | 706.0605 | 706.0605 | 884.1395 | 706.0605 | 706.0605 | 884.1395 | 706.0605 | 970.068 | 552.4585 | 706.0605 | 884.1395 | 706.0605 | 351 | 706.0605 | 884.1395 | 970.068 | 552.4585 | 5826 | 3314 | 7287 | 1278 | 403 | 4570 | 2779 | 5881 | 913.2503 | 935.525 | 995.9184 | 681.1776
| 352 | 767.4069 | 706.6853 | 881.6872 | 706.6853 | 706.6853 | 881.6872 | 706.6853 | 706.6853 | 881.6872 | 706.6853 | 976.8707 | 586.5957 | 706.6853 | 881.6872 | 706.6853 | 352 | 706.6853 | 881.6872 | 976.8707 | 586.5957 | 5790 | 3487 | 5249 | 956 | 2419 | 4071 | 2762 | 5892 | 913.2023 | 935.5215 | 995.9184 | 680.8644
| 353 | 757.7249 | 702.9846 | 890.1727 | 702.9846 | 702.9846 | 890.1727 | 702.9846 | 702.9846 | 890.1727 | 702.9846 | 978.2313 | 445.3492 | 702.9846 | 890.1727 | 702.9846 | 353 | 702.9846 | 890.1727 | 978.2313 | 445.3492 | 5970 | 2832 | 4822 | 2747 | 6694 | 4582 | 2622 | 6730 | 912.962 | 935.5091 | 995.9184 | 680.238
| 354 | 777.2308 | 741.3851 | 858.6721 | 741.3851 | 741.3851 | 858.6721 | 741.3851 | 741.3851 | 858.6721 | 741.3851 | 983.6735 | 531.7883 | 741.3851 | 858.6721 | 741.3851 | 354 | 741.3851 | 858.6721 | 983.6735 | 531.7883 | 4339 | 5082 | 3050 | 1499 | 1798 | 4279 | 2619 | 4713 | 912.8659 | 935.5044 | 995.9184 | 680.238
| 355 | 822.7246 | 840.8228 | 878.0693 | 840.8228 | 840.8228 | 878.0693 | 840.8228 | 840.8228 | 878.0693 | 840.8228 | 927.8912 | 351.3937 | 840.8228 | 878.0693 | 840.8228 | 355 | 840.8228 | 878.0693 | 927.8912 | 351.3937 | 1208 | 3747 | 8758 | 4434 | 1390 | 1547 | 2611 | 4698 | 912.8659 | 935.4886 | 995.9184 | 680.238
| 356 | 811.1559 | 836.1128 | 848.2258 | 836.1128 | 836.1128 | 848.2258 | 836.1128 | 836.1128 | 848.2258 | 836.1128 | 968.7075 | 305.6687 | 836.1128 | 848.2258 | 836.1128 | 356 | 836.1128 | 848.2258 | 968.7075 | 305.6687 | 1288 | 5764 | 7454 | 5456 | 7819 | 3523 | 2594 | 6961 | 912.5775 | 935.4195 | 995.9184 | 679.9248
| 357 | 808.2987 | 820.7815 | 871.4772 | 820.7815 | 820.7815 | 871.4772 | 820.7815 | 820.7815 | 871.4772 | 820.7815 | 960.5442 | 303.4764 | 820.7815 | 871.4772 | 820.7815 | 357 | 820.7815 | 871.4772 | 960.5442 | 303.4764 | 1612 | 4181 | 8288 | 5534 | 6045 | 1381 | 2454 | 3765 | 912.3853 | 935.3807 | 995.9184 | 679.6117
| 358 | 809.1638 | 821.2621 | 872.7263 | 821.2621 | 821.2621 | 872.7263 | 821.2621 | 821.2621 | 872.7263 | 821.2621 | 974.1497 | 293.1412 | 821.2621 | 872.7263 | 821.2621 | 358 | 821.2621 | 872.7263 | 974.1497 | 293.1412 | 1600 | 4099 | 6086 | 5858 | 1483 | 6445 | 2451 | 1261 | 912.3853 | 935.368 | 995.9184 | 679.6117
| 359 | 793.1754 | 788.9172 | 875.528 | 788.9172 | 788.9172 | 875.528 | 788.9172 | 788.9172 | 875.528 | 788.9172 | 980.9524 | 310.0532 | 788.9172 | 875.528 | 788.9172 | 359 | 788.9172 | 875.528 | 980.9524 | 310.0532 | 2582 | 3929 | 3998 | 5304 | 1102 | 2340 | 2443 | 6973 | 912.0488 | 935.3463 | 995.9184 | 678.9853
| 360 | 736.8511 | 695.0065 | 868.7519 | 695.0065 | 695.0065 | 868.7519 | 695.0065 | 695.0065 | 868.7519 | 695.0065 | 971.4286 | 309.4269 | 695.0065 | 868.7519 | 695.0065 | 360 | 695.0065 | 868.7519 | 971.4286 | 309.4269 | 6290 | 4349 | 6873 | 5322 | 1223 | 4035 | 2426 | 5603 | 912.0008 | 935.332 | 995.9184 | 678.6721
| 361 | 800.7021 | 804.3928 | 878.836 | 804.3928 | 804.3928 | 878.836 | 804.3928 | 804.3928 | 878.836 | 804.3928 | 968.7075 | 290.6358 | 804.3928 | 878.836 | 804.3928 | 361 | 804.3928 | 878.836 | 968.7075 | 290.6358 | 2085 | 3680 | 7453 | 5945 | 2516 | 2146 | 2286 | 5951 | 911.9527 | 935.3201 | 995.9184 | 678.3589
| 362 | 802.8108 | 813.3801 | 868.582 | 813.3801 | 813.3801 | 868.582 | 813.3801 | 813.3801 | 868.582 | 813.3801 | 967.3469 | 290.6358 | 813.3801 | 868.582 | 813.3801 | 362 | 813.3801 | 868.582 | 967.3469 | 290.6358 | 1814 | 4370 | 7759 | 5944 | 7966 | 1484 | 2283 | 7037 | 911.7124 | 935.3201 | 995.9184 | 678.0457
| 363 | 793.4041 | 805.4501 | 856.2431 | 805.4501 | 805.4501 | 856.2431 | 805.4501 | 805.4501 | 856.2431 | 805.4501 | 965.9864 | 273.0974 | 805.4501 | 856.2431 | 805.4501 | 363 | 805.4501 | 856.2431 | 965.9864 | 273.0974 | 2049 | 5244 | 7971 | 6646 | 765 | 4332 | 2275 | 5989 | 911.6643 | 935.2889 | 995.9184 | 677.4194
| 364 | 782.9487 | 777.719 | 871.6419 | 777.719 | 777.719 | 871.6419 | 777.719 | 777.719 | 871.6419 | 777.719 | 963.2653 | 289.6962 | 777.719 | 871.6419 | 777.719 | 364 | 777.719 | 871.6419 | 963.2653 | 289.6962 | 2961 | 4172 | 8181 | 5985 | 8206 | 3557 | 2258 | 5311 | 911.6163 | 935.203 | 995.9184 | 677.4194
| 365 | 786.3254 | 779.2089 | 877.0355 | 779.2089 | 779.2089 | 877.0355 | 779.2089 | 779.2089 | 877.0355 | 779.2089 | 963.2653 | 303.4764 | 779.2089 | 877.0355 | 779.2089 | 365 | 779.2089 | 877.0355 | 963.2653 | 303.4764 | 2906 | 3830 | 8180 | 5533 | 670 | 4851 | 2118 | 2603 | 911.6163 | 935.2019 | 995.9184 | 677.4194
| 366 | 811.4751 | 818.7149 | 886.3069 | 818.7149 | 818.7149 | 886.3069 | 818.7149 | 818.7149 | 886.3069 | 818.7149 | 965.9864 | 299.7181 | 818.7149 | 886.3069 | 818.7149 | 366 | 818.7149 | 886.3069 | 965.9864 | 299.7181 | 1677 | 3131 | 7970 | 5654 | 6501 | 4391 | 2115 | 5978 | 911.5682 | 935.2019 | 995.9184 | 677.1062
| 367 | 739.1842 | 706.0124 | 863.6317 | 706.0124 | 706.0124 | 863.6317 | 706.0124 | 706.0124 | 863.6317 | 706.0124 | 957.8231 | 288.1303 | 706.0124 | 863.6317 | 706.0124 | 367 | 706.0124 | 863.6317 | 957.8231 | 288.1303 | 5829 | 4727 | 8394 | 6045 | 1631 | 3490 | 2107 | 7690 | 911.5202 | 935.1012 | 995.9184 | 676.793
| 368 | 728.0523 | 704.1861 | 825.2765 | 704.1861 | 704.1861 | 825.2765 | 704.1861 | 704.1861 | 825.2765 | 704.1861 | 945.5782 | 312.5587 | 704.1861 | 825.2765 | 704.1861 | 368 | 704.1861 | 825.2765 | 945.5782 | 312.5587 | 5912 | 6745 | 8653 | 5238 | 3668 | 5073 | 2090 | 4954 | 911.3183 | 935.0289 | 995.9184 | 676.793
| 369 | 764.7646 | 717.0664 | 850.2211 | 717.0664 | 717.0664 | 850.2211 | 717.0664 | 717.0664 | 850.2211 | 717.0664 | 967.3469 | 601.9417 | 717.0664 | 850.2211 | 717.0664 | 369 | 717.0664 | 850.2211 | 967.3469 | 601.9417 | 5352 | 5608 | 7758 | 821 | 8731 | 4411 | 1950 | 3349 | 911.2799 | 935.0289 | 995.9184 | 676.5581
| 370 | 773.3352 | 736.4829 | 851.5392 | 736.4829 | 736.4829 | 851.5392 | 736.4829 | 736.4829 | 851.5392 | 736.4829 | 964.6259 | 564.0464 | 736.4829 | 851.5392 | 736.4829 | 370 | 736.4829 | 851.5392 | 964.6259 | 564.0464 | 4533 | 5524 | 8029 | 1159 | 6646 | 4078 | 1947 | 3642 | 911.0876 | 935.0234 | 995.9184 | 676.4798
| 371 | 779.0795 | 727.0149 | 875.1802 | 727.0149 | 727.0149 | 875.1802 | 727.0149 | 727.0149 | 875.1802 | 727.0149 | 967.3469 | 622.9251 | 727.0149 | 875.1802 | 727.0149 | 371 | 727.0149 | 875.1802 | 967.3469 | 622.9251 | 4928 | 3962 | 7757 | 674 | 2131 | 1526 | 1939 | 3300 | 911.0876 | 934.987 | 995.9184 | 676.4798
| 372 | 773.5058 | 711.9719 | 863.1502 | 711.9719 | 711.9719 | 863.1502 | 711.9719 | 711.9719 | 863.1502 | 711.9719 | 978.2313 | 702.4742 | 711.9719 | 863.1502 | 711.9719 | 372 | 711.9719 | 863.1502 | 978.2313 | 702.4742 | 5551 | 4759 | 4821 | 279 | 7554 | 1485 | 1922 | 4744 | 910.9915 | 934.9517 | 995.9184 | 676.01
| 373 | 770.0357 | 709.617 | 872.8668 | 709.617 | 709.617 | 872.8668 | 709.617 | 709.617 | 872.8668 | 709.617 | 970.068 | 642.0294 | 709.617 | 872.8668 | 709.617 | 373 | 709.617 | 872.8668 | 970.068 | 642.0294 | 5661 | 4089 | 7286 | 540 | 2422 | 3364 | 1782 | 6396 | 910.9915 | 934.8249 | 995.9184 | 675.5403
| 374 | 769.1727 | 720.1423 | 872.1254 | 720.1423 | 720.1423 | 872.1254 | 720.1423 | 720.1423 | 872.1254 | 720.1423 | 974.1497 | 544.6289 | 720.1423 | 872.1254 | 720.1423 | 374 | 720.1423 | 872.1254 | 974.1497 | 544.6289 | 5227 | 4135 | 6085 | 1355 | 8612 | 2918 | 1779 | 4718 | 910.7512 | 934.8249 | 995.9184 | 675.5402
| 375 | 734.2501 | 682.7991 | 849.3513 | 682.7991 | 682.7991 | 849.3513 | 682.7991 | 682.7991 | 849.3513 | 682.7991 | 972.7891 | 446.9151 | 682.7991 | 849.3513 | 682.7991 | 375 | 682.7991 | 849.3513 | 972.7891 | 446.9151 | 6839 | 5693 | 6504 | 2721 | 1795 | 4249 | 1771 | 3947 | 910.7031 | 934.756 | 995.9184 | 675.5402
| 376 | 784.0571 | 761.4745 | 862.542 | 761.4745 | 761.4745 | 862.542 | 761.4745 | 761.4745 | 862.542 | 761.4745 | 970.068 | 464.7667 | 761.4745 | 862.542 | 761.4745 | 376 | 761.4745 | 862.542 | 970.068 | 464.7667 | 3584 | 4806 | 7285 | 2391 | 8635 | 4259 | 1754 | 4982 | 910.607 | 934.7165 | 995.9184 | 675.2271
| 377 | 796.5307 | 750.8531 | 881.896 | 750.8531 | 750.8531 | 881.896 | 750.8531 | 750.8531 | 881.896 | 750.8531 | 976.8707 | 640.1503 | 750.8531 | 881.896 | 750.8531 | 377 | 750.8531 | 881.896 | 976.8707 | 640.1503 | 3982 | 3466 | 5248 | 556 | 1267 | 1450 | 1614 | 4621 | 910.607 | 934.7157 | 995.9184 | 675.2271
| 378 | 768.9066 | 739.0782 | 862.0028 | 739.0782 | 739.0782 | 862.0028 | 739.0782 | 739.0782 | 862.0028 | 739.0782 | 976.8707 | 427.1845 | 739.0782 | 862.0028 | 739.0782 | 378 | 739.0782 | 862.0028 | 976.8707 | 427.1845 | 4425 | 4853 | 5247 | 3050 | 6523 | 3427 | 1611 | 6994 | 910.4628 | 934.6726 | 995.9184 | 674.9139
| 379 | 844.8639 | 874.3692 | 870.5946 | 874.3692 | 874.3692 | 870.5946 | 874.3692 | 874.3692 | 870.5946 | 874.3692 | 956.4626 | 394.3 | 874.3692 | 870.5946 | 874.3692 | 379 | 874.3692 | 870.5946 | 956.4626 | 394.3 | 759 | 4240 | 8496 | 3595 | 1222 | 1517 | 1603 | 5272 | 910.3667 | 934.5371 | 995.9184 | 674.9139
| 380 | 867.7149 | 925.9384 | 849.722 | 925.9384 | 925.9384 | 849.722 | 925.9384 | 925.9384 | 849.722 | 925.9384 | 971.4286 | 370.1848 | 925.9384 | 849.722 | 925.9384 | 380 | 925.9384 | 849.722 | 971.4286 | 370.1848 | 261 | 5655 | 6872 | 4069 | 2443 | 3469 | 1586 | 4149 | 910.0783 | 934.5034 | 995.9184 | 674.9139
| 381 | 867.8306 | 925.1694 | 868.7308 | 925.1694 | 925.1694 | 868.7308 | 925.1694 | 925.1694 | 868.7308 | 925.1694 | 975.5102 | 297.839 | 925.1694 | 868.7308 | 925.1694 | 381 | 925.1694 | 868.7308 | 975.5102 | 297.839 | 274 | 4356 | 5667 | 5706 | 8011 | 4173 | 1446 | 1121 | 910.0303 | 934.4002 | 995.9184 | 674.6007
| 382 | 865.8831 | 930.1197 | 846.0587 | 930.1197 | 930.1197 | 846.0587 | 930.1197 | 930.1197 | 846.0587 | 930.1197 | 983.6735 | 313.4983 | 930.1197 | 846.0587 | 930.1197 | 382 | 930.1197 | 846.0587 | 983.6735 | 313.4983 | 221 | 5890 | 3049 | 5211 | 478 | 3569 | 1443 | 6305 | 909.9342 | 934.3808 | 995.9184 | 674.2875
| 383 | 847.0828 | 890.3254 | 862.6648 | 890.3254 | 890.3254 | 862.6648 | 890.3254 | 890.3254 | 862.6648 | 890.3254 | 983.6735 | 302.2236 | 890.3254 | 862.6648 | 890.3254 | 383 | 890.3254 | 862.6648 | 983.6735 | 302.2236 | 569 | 4800 | 3048 | 5572 | 7507 | 1542 | 1435 | 5333 | 909.8861 | 934.3728 | 995.9184 | 673.9743
| 384 | 817.7824 | 839.0446 | 863.3848 | 839.0446 | 839.0446 | 863.3848 | 839.0446 | 839.0446 | 863.3848 | 839.0446 | 975.5102 | 307.5478 | 839.0446 | 863.3848 | 839.0446 | 384 | 839.0446 | 863.3848 | 975.5102 | 307.5478 | 1239 | 4743 | 5666 | 5387 | 7198 | 1425 | 1418 | 5271 | 909.8861 | 934.3243 | 995.9184 | 673.9743
| 385 | 773.5258 | 762.0512 | 863.0509 | 762.0512 | 762.0512 | 863.0509 | 762.0512 | 762.0512 | 863.0509 | 762.0512 | 970.068 | 310.6796 | 762.0512 | 863.0509 | 762.0512 | 385 | 762.0512 | 863.0509 | 970.068 | 310.6796 | 3558 | 4772 | 7284 | 5282 | 1294 | 4539 | 1278 | 5122 | 909.8861 | 934.2776 | 995.9184 | 673.9743
| 386 | 755.7517 | 736.4349 | 856.432 | 736.4349 | 736.4349 | 856.432 | 736.4349 | 736.4349 | 856.432 | 736.4349 | 971.4286 | 291.8885 | 736.4349 | 856.432 | 736.4349 | 386 | 736.4349 | 856.432 | 971.4286 | 291.8885 | 4536 | 5224 | 6871 | 5903 | 451 | 4427 | 1275 | 2771 | 909.8861 | 934.251 | 995.9184 | 673.0348
| 387 | 745.1836 | 726.246 | 842.486 | 726.246 | 726.246 | 842.486 | 726.246 | 726.246 | 842.486 | 726.246 | 967.3469 | 285.3116 | 726.246 | 842.486 | 726.246 | 387 | 726.246 | 842.486 | 967.3469 | 285.3116 | 4962 | 6087 | 7756 | 6165 | 1004 | 4547 | 1267 | 3374 | 909.79 | 934.2479 | 995.9184 | 672.7216
| 388 | 750.0556 | 727.5917 | 854.2063 | 727.5917 | 727.5917 | 854.2063 | 727.5917 | 727.5917 | 854.2063 | 727.5917 | 974.1497 | 289.0698 | 727.5917 | 854.2063 | 727.5917 | 388 | 727.5917 | 854.2063 | 974.1497 | 289.0698 | 4907 | 5364 | 6084 | 6011 | 812 | 4614 | 1250 | 7644 | 909.5977 | 934.2388 | 995.9184 | 672.4084
| 389 | 754.3608 | 729.3699 | 868.7446 | 729.3699 | 729.3699 | 868.7446 | 729.3699 | 729.3699 | 868.7446 | 729.3699 | 975.5102 | 275.6029 | 729.3699 | 868.7446 | 729.3699 | 389 | 729.3699 | 868.7446 | 975.5102 | 275.6029 | 4847 | 4352 | 5665 | 6561 | 1100 | 1423 | 1110 | 6499 | 909.5497 | 934.236 | 995.9184 | 672.4084
| 390 | 784.6383 | 790.2148 | 852.7077 | 790.2148 | 790.2148 | 852.7077 | 790.2148 | 790.2148 | 852.7077 | 790.2148 | 983.6735 | 268.7128 | 790.2148 | 852.7077 | 790.2148 | 390 | 790.2148 | 852.7077 | 983.6735 | 268.7128 | 2535 | 5444 | 3047 | 6815 | 1414 | 4248 | 1107 | 6328 | 909.5016 | 934.2162 | 995.9184 | 672.4084
| 391 | 776.4378 | 767.9146 | 873.9574 | 767.9146 | 767.9146 | 873.9574 | 767.9146 | 767.9146 | 873.9574 | 767.9146 | 982.3129 | 248.669 | 767.9146 | 873.9574 | 767.9146 | 391 | 767.9146 | 873.9574 | 982.3129 | 248.669 | 3359 | 4031 | 3578 | 7515 | 8684 | 4158 | 1099 | 5265 | 909.4536 | 934.205 | 995.9184 | 672.4084
| 392 | 734.1404 | 717.6431 | 829.3593 | 717.6431 | 717.6431 | 829.3593 | 717.6431 | 717.6431 | 829.3593 | 717.6431 | 978.2313 | 241.1525 | 717.6431 | 829.3593 | 717.6431 | 392 | 717.6431 | 829.3593 | 978.2313 | 241.1525 | 5328 | 6638 | 4820 | 7765 | 2779 | 4500 | 1082 | 3207 | 909.4536 | 934.2025 | 995.9184 | 672.4084
| 393 | 723.4137 | 689.8159 | 838.4635 | 689.8159 | 689.8159 | 838.4635 | 689.8159 | 689.8159 | 838.4635 | 689.8159 | 982.3129 | 273.0974 | 689.8159 | 838.4635 | 689.8159 | 393 | 689.8159 | 838.4635 | 982.3129 | 273.0974 | 6509 | 6286 | 3577 | 6645 | 8203 | 4049 | 942 | 5331 | 909.2133 | 934.0961 | 995.9184 | 671.782
| 394 | 712.6931 | 671.5048 | 835.9954 | 671.5048 | 671.5048 | 835.9954 | 671.5048 | 671.5048 | 835.9954 | 671.5048 | 986.3946 | 275.2897 | 671.5048 | 835.9954 | 671.5048 | 394 | 671.5048 | 835.9954 | 986.3946 | 275.2897 | 7257 | 6390 | 2069 | 6575 | 667 | 4577 | 939 | 4814 | 909.2132 | 934.094 | 995.9184 | 671.782
| 395 | 699.782 | 657.2307 | 815.3639 | 657.2307 | 657.2307 | 815.3639 | 657.2307 | 657.2307 | 815.3639 | 657.2307 | 982.3129 | 295.3335 | 657.2307 | 815.3639 | 657.2307 | 395 | 657.2307 | 815.3639 | 982.3129 | 295.3335 | 7654 | 6929 | 3576 | 5787 | 3119 | 4607 | 931 | 6949 | 909.1652 | 934.0719 | 995.9184 | 671.4688
| 396 | 716.8366 | 679.3867 | 817.0437 | 679.3867 | 679.3867 | 817.0437 | 679.3867 | 679.3867 | 817.0437 | 679.3867 | 978.2313 | 354.2123 | 679.3867 | 817.0437 | 679.3867 | 396 | 679.3867 | 817.0437 | 978.2313 | 354.2123 | 6973 | 6896 | 4819 | 4378 | 1582 | 4288 | 914 | 6854 | 909.0691 | 934.0705 | 995.9184 | 671.4688
| 397 | 737.4737 | 708.5116 | 829.7173 | 708.5116 | 708.5116 | 829.7173 | 708.5116 | 708.5116 | 829.7173 | 708.5116 | 980.9524 | 356.7178 | 708.5116 | 829.7173 | 708.5116 | 397 | 708.5116 | 829.7173 | 980.9524 | 356.7178 | 5702 | 6631 | 3997 | 4324 | 1293 | 1534 | 774 | 4179 | 909.0691 | 934.0702 | 995.9184 | 671.4688
| 398 | 755.4589 | 747.7291 | 830.7508 | 747.7291 | 747.7291 | 830.7508 | 747.7291 | 747.7291 | 830.7508 | 747.7291 | 980.9524 | 290.6358 | 747.7291 | 830.7508 | 747.7291 | 398 | 747.7291 | 830.7508 | 980.9524 | 290.6358 | 4095 | 6599 | 3996 | 5943 | 2470 | 3211 | 771 | 3949 | 909.021 | 934.0521 | 995.9184 | 671.4688
| 399 | 752.9971 | 738.886 | 841.3918 | 738.886 | 738.886 | 841.3918 | 738.886 | 738.886 | 841.3918 | 738.886 | 972.7891 | 292.5149 | 738.886 | 841.3918 | 738.886 | 399 | 738.886 | 841.3918 | 972.7891 | 292.5149 | 4431 | 6152 | 6503 | 5878 | 1774 | 3020 | 763 | 6029 | 909.021 | 934.0454 | 995.9184 | 671.1557
| 400 | 764.6382 | 756.9568 | 842.7301 | 756.9568 | 756.9568 | 842.7301 | 756.9568 | 756.9568 | 842.7301 | 756.9568 | 975.5102 | 302.85 | 756.9568 | 842.7301 | 756.9568 | 400 | 756.9568 | 842.7301 | 975.5102 | 302.85 | 3750 | 6074 | 5664 | 5545 | 3236 | 5070 | 746 | 3989 | 908.9729 | 934.0196 | 995.9184 | 671.1557
| 401 | 769.653 | 753.929 | 864.3749 | 753.929 | 753.929 | 864.3749 | 753.929 | 753.929 | 864.3749 | 753.929 | 983.6735 | 302.5368 | 753.929 | 864.3749 | 753.929 | 401 | 753.929 | 864.3749 | 983.6735 | 302.5368 | 3862 | 4684 | 3046 | 5557 | 2350 | 4408 | 606 | 2946 | 908.8288 | 934.0196 | 995.9184 | 671.1557
| 402 | 777.5794 | 780.3624 | 848.03 | 780.3624 | 780.3624 | 848.03 | 780.3624 | 780.3624 | 848.03 | 780.3624 | 967.3469 | 283.7457 | 780.3624 | 848.03 | 780.3624 | 402 | 780.3624 | 848.03 | 967.3469 | 283.7457 | 2861 | 5773 | 7755 | 6229 | 7674 | 1503 | 603 | 4617 | 908.6846 | 933.9928 | 995.9184 | 670.5293
| 403 | 856.5824 | 913.2503 | 858.0253 | 913.2503 | 913.2503 | 858.0253 | 913.2503 | 913.2503 | 858.0253 | 913.2503 | 980.9524 | 273.0974 | 913.2503 | 858.0253 | 913.2503 | 403 | 913.2503 | 858.0253 | 980.9524 | 273.0974 | 351 | 5128 | 3995 | 6644 | 8756 | 1659 | 595 | 6455 | 908.4443 | 933.9765 | 995.9184 | 670.2161
| 404 | 872.2764 | 938.0978 | 862.3686 | 938.0978 | 938.0978 | 862.3686 | 938.0978 | 938.0978 | 862.3686 | 938.0978 | 986.3946 | 271.2183 | 938.0978 | 862.3686 | 938.0978 | 404 | 938.0978 | 862.3686 | 986.3946 | 271.2183 | 153 | 4822 | 2068 | 6719 | 1701 | 1429 | 578 | 3925 | 908.3001 | 933.9765 | 995.9184 | 669.9029
| 405 | 847.1378 | 895.8524 | 863.4182 | 895.8524 | 895.8524 | 863.4182 | 895.8524 | 895.8524 | 863.4182 | 895.8524 | 982.3129 | 257.125 | 895.8524 | 863.4182 | 895.8524 | 405 | 895.8524 | 863.4182 | 982.3129 | 257.125 | 523 | 4740 | 3575 | 7206 | 1487 | 3356 | 438 | 6853 | 908.3001 | 933.9504 | 995.9184 | 669.5897
| 406 | 824.9005 | 861.7773 | 851.1345 | 861.7773 | 861.7773 | 851.1345 | 861.7773 | 861.7773 | 851.1345 | 861.7773 | 971.4286 | 278.4215 | 861.7773 | 851.1345 | 861.7773 | 406 | 861.7773 | 851.1345 | 971.4286 | 278.4215 | 902 | 5552 | 6870 | 6451 | 6212 | 3360 | 435 | 2748 | 908.1798 | 933.9145 | 995.9184 | 669.5897
| 407 | 803.1292 | 820.1086 | 857.7682 | 820.1086 | 820.1086 | 857.7682 | 820.1086 | 820.1086 | 857.7682 | 820.1086 | 985.034 | 266.8337 | 820.1086 | 857.7682 | 820.1086 | 407 | 820.1086 | 857.7682 | 985.034 | 266.8337 | 1628 | 5148 | 2384 | 6878 | 6044 | 1509 | 427 | 4277 | 907.8735 | 933.8901 | 995.9184 | 669.2765
| 408 | 794.7189 | 798.9138 | 869.0235 | 798.9138 | 798.9138 | 869.0235 | 798.9138 | 798.9138 | 869.0235 | 798.9138 | 987.7551 | 270.9051 | 798.9138 | 869.0235 | 798.9138 | 408 | 798.9138 | 869.0235 | 987.7551 | 270.9051 | 2243 | 4328 | 1705 | 6733 | 2541 | 4166 | 410 | 5266 | 907.8675 | 933.8209 | 995.9184 | 668.9634
| 409 | 794.8402 | 788.9653 | 888.4839 | 788.9653 | 788.9653 | 888.4839 | 788.9653 | 788.9653 | 888.4839 | 788.9653 | 987.7551 | 274.3501 | 788.9653 | 888.4839 | 788.9653 | 409 | 788.9653 | 888.484 | 987.7551 | 274.3501 | 2580 | 2965 | 1704 | 6605 | 3718 | 5069 | 270 | 4036 | 907.8195 | 933.7834 | 995.9184 | 668.9634
| 410 | 779.6033 | 777.5268 | 857.9483 | 777.5268 | 777.5268 | 857.9483 | 777.5268 | 777.5268 | 857.9483 | 777.5268 | 995.9184 | 266.5205 | 777.5268 | 857.9483 | 777.5268 | 410 | 777.5268 | 857.9483 | 995.9184 | 266.5205 | 2967 | 5134 | 408 | 6888 | 8733 | 4407 | 267 | 2798 | 907.6753 | 933.7834 | 995.9184 | 668.9634
| 411 | 769.1221 | 761.6187 | 851.9326 | 761.6187 | 761.6187 | 851.9326 | 761.6187 | 761.6187 | 851.9326 | 761.6187 | 994.5578 | 272.471 | 761.6187 | 851.9326 | 761.6187 | 411 | 761.6187 | 851.9326 | 994.5578 | 272.471 | 3577 | 5500 | 566 | 6674 | 1845 | 4476 | 259 | 2605 | 907.435 | 933.7102 | 995.9184 | 668.9634
| 412 | 760.8074 | 748.2578 | 852.269 | 748.2578 | 748.2578 | 852.269 | 748.2578 | 748.2578 | 852.269 | 748.2578 | 991.8367 | 264.3282 | 748.2578 | 852.269 | 748.2578 | 412 | 748.2578 | 852.269 | 991.8367 | 264.3282 | 4075 | 5473 | 978 | 6964 | 7172 | 3332 | 242 | 3256 | 907.3722 | 933.7059 | 995.9184 | 667.7106
| 413 | 774.682 | 772.2401 | 850.5167 | 772.2401 | 772.2401 | 850.5167 | 772.2401 | 772.2401 | 850.5167 | 772.2401 | 991.8367 | 273.7238 | 772.2401 | 850.5167 | 772.2401 | 413 | 772.2401 | 850.5167 | 991.8367 | 273.7238 | 3170 | 5592 | 977 | 6621 | 7654 | 4015 | 102 | 3324 | 907.3389 | 933.696 | 995.9184 | 667.554
| 414 | 801.1537 | 809.6794 | 872.3142 | 809.6794 | 809.6794 | 872.3142 | 809.6794 | 809.6794 | 872.3142 | 809.6794 | 982.3129 | 267.1469 | 809.6794 | 872.3142 | 809.6794 | 414 | 809.6794 | 872.3142 | 982.3129 | 267.1469 | 1914 | 4118 | 3574 | 6863 | 2663 | 4245 | 99 | 4957 | 907.3389 | 933.5574 | 995.9184 | 667.2408
| 415 | 778.4679 | 768.0588 | 875.404 | 768.0588 | 768.0588 | 875.404 | 768.0588 | 768.0588 | 875.404 | 768.0588 | 972.7891 | 279.6743 | 768.0588 | 875.404 | 768.0588 | 415 | 768.0588 | 875.404 | 972.7891 | 279.6743 | 3351 | 3941 | 6502 | 6388 | 958 | 3085 | 91 | 4127 | 907.3389 | 933.4729 | 995.9184 | 667.0843
| 416 | 750.673 | 722.305 | 864.5842 | 722.305 | 722.305 | 864.5842 | 722.305 | 722.305 | 864.5842 | 722.305 | 986.3946 | 286.2512 | 722.305 | 864.5842 | 722.305 | 416 | 722.305 | 864.5842 | 986.3946 | 286.2512 | 5131 | 4672 | 2067 | 6123 | 1871 | 4440 | 74 | 5724 | 907.1947 | 933.3644 | 995.9184 | 666.7711
| 417 | 770.9692 | 753.7367 | 866.7977 | 753.7367 | 753.7367 | 866.7977 | 753.7367 | 753.7367 | 866.7977 | 753.7367 | 959.1837 | 337.3003 | 753.7367 | 866.7977 | 753.7367 | 417 | 753.7367 | 866.7977 | 959.1837 | 337.3003 | 3872 | 4483 | 8342 | 4703 | 2685 | 4339 | 8713 | 3615 | 906.9063 | 933.3272 | 994.5578 | 666.4579
| 418 | 781.7748 | 776.3253 | 855.3317 | 776.3253 | 776.3253 | 855.3317 | 776.3253 | 776.3253 | 855.3317 | 776.3253 | 976.8707 | 336.0476 | 776.3253 | 855.3317 | 776.3253 | 418 | 776.3253 | 855.3317 | 976.8707 | 336.0476 | 3009 | 5290 | 5246 | 4727 | 3667 | 1539 | 8662 | 5687 | 906.8727 | 933.2709 | 994.5578 | 666.1447
| 419 | 807.1803 | 807.4206 | 878.6885 | 807.4206 | 807.4206 | 878.6885 | 807.4206 | 807.4206 | 878.6885 | 807.4206 | 985.034 | 341.3718 | 807.4206 | 878.6885 | 807.4206 | 419 | 807.4206 | 878.6885 | 985.034 | 341.3718 | 1981 | 3693 | 2383 | 4620 | 3526 | 3016 | 8643 | 4461 | 906.8102 | 933.2517 | 994.5578 | 665.8315
| 420 | 753.5248 | 714.423 | 872.6587 | 714.423 | 714.423 | 872.6587 | 714.423 | 714.423 | 872.6587 | 714.423 | 989.1156 | 354.2123 | 714.423 | 872.6587 | 714.423 | 420 | 714.423 | 872.6587 | 989.1156 | 354.2123 | 5448 | 4105 | 1344 | 4377 | 862 | 4215 | 8545 | 2267 | 906.7141 | 933.2447 | 994.5578 | 665.8315
| 421 | 762.4734 | 738.117 | 860.7945 | 738.117 | 738.117 | 860.7945 | 738.117 | 738.117 | 860.7945 | 738.117 | 986.3946 | 340.119 | 738.117 | 860.7945 | 738.117 | 421 | 738.117 | 860.7945 | 986.3946 | 340.119 | 4465 | 4931 | 2066 | 4655 | 7005 | 2753 | 8494 | 4767 | 906.666 | 933.2397 | 994.5578 | 665.5183
| 422 | 768.885 | 749.7477 | 860.4191 | 749.7477 | 749.7477 | 860.4191 | 749.7477 | 749.7477 | 860.4191 | 749.7477 | 983.6735 | 341.0586 | 749.7477 | 860.4191 | 749.7477 | 422 | 749.7477 | 860.4191 | 983.6735 | 341.0586 | 4021 | 4953 | 3045 | 4629 | 7679 | 4520 | 8475 | 4442 | 906.618 | 933.2231 | 994.5578 | 665.2051
| 423 | 744.0624 | 776.7578 | 717.4813 | 776.7578 | 776.7578 | 717.4813 | 776.7578 | 776.7578 | 717.4813 | 776.7578 | 987.7551 | 345.13 | 776.7578 | 717.4813 | 776.7578 | 423 | 776.7578 | 717.4813 | 987.7551 | 345.13 | 2998 | 7830 | 1703 | 4552 | 1053 | 1507 | 8377 | 3754 | 906.618 | 933.2227 | 994.5578 | 665.2051
| 424 | 733.6972 | 756.6204 | 715.6059 | 756.6204 | 756.6204 | 715.6059 | 756.6204 | 756.6204 | 715.6059 | 756.6204 | 987.7551 | 368.6189 | 756.6204 | 715.6059 | 756.6204 | 424 | 756.6204 | 715.6059 | 987.7551 | 368.6189 | 3762 | 7862 | 1702 | 4108 | 1580 | 1805 | 8326 | 5747 | 906.5699 | 933.2127 | 994.5578 | 664.892
| 425 | 759.7416 | 798.0968 | 717.6937 | 798.0968 | 798.0968 | 717.6937 | 798.0968 | 798.0968 | 717.6937 | 798.0968 | 1000 | 380.8331 | 798.0968 | 717.6937 | 798.0968 | 425 | 798.0968 | 717.6937 | 1000 | 380.8331 | 2265 | 7827 | 50 | 3832 | 2135 | 4013 | 8307 | 5297 | 906.4257 | 933.2027 | 994.5578 | 664.892
| 426 | 757.7322 | 807.1803 | 705.9467 | 807.1803 | 807.1803 | 705.9467 | 807.1803 | 807.1803 | 705.9467 | 807.1803 | 980.9524 | 346.0695 | 807.1803 | 705.9467 | 807.1803 | 426 | 807.1803 | 705.9467 | 980.9524 | 346.0695 | 1992 | 7972 | 3994 | 4528 | 7867 | 4074 | 8185 | 5198 | 906.3839 | 933.1992 | 994.5578 | 664.892
| 427 | 853.0834 | 931.6576 | 791.3644 | 931.6576 | 931.6576 | 791.3644 | 931.6576 | 931.6576 | 791.3644 | 931.6576 | 995.9184 | 328.5312 | 931.6576 | 791.3644 | 931.6576 | 427 | 931.6576 | 791.3644 | 995.9184 | 328.5312 | 200 | 7127 | 407 | 4875 | 1343 | 1662 | 8134 | 5847 | 906.3777 | 933.1503 | 994.5578 | 664.5788
| 428 | 876.622 | 942.9519 | 858.7928 | 942.9519 | 942.9519 | 858.7928 | 942.9519 | 942.9519 | 858.7928 | 942.9519 | 978.2313 | 315.6906 | 942.9519 | 858.7928 | 942.9519 | 428 | 942.9519 | 858.7928 | 978.2313 | 315.6906 | 130 | 5075 | 4818 | 5158 | 7773 | 1432 | 8115 | 3973 | 906.2815 | 933.1503 | 994.5578 | 664.5788
| 429 | 892.0743 | 963.3777 | 870.7098 | 963.3777 | 963.3777 | 870.7098 | 963.3777 | 963.3777 | 870.7098 | 963.3777 | 993.1973 | 305.9818 | 963.3777 | 870.7098 | 963.3777 | 429 | 963.3777 | 870.7098 | 993.1973 | 305.9818 | 47 | 4231 | 721 | 5444 | 1870 | 3505 | 8017 | 6298 | 906.2815 | 933.0994 | 994.5578 | 664.2656
| 430 | 869.0532 | 937.4249 | 841.31 | 937.4249 | 937.4249 | 841.31 | 937.4249 | 937.4249 | 841.31 | 937.4249 | 994.5578 | 307.5478 | 937.4249 | 841.31 | 937.4249 | 430 | 937.4249 | 841.31 | 994.5578 | 307.5478 | 159 | 6156 | 565 | 5386 | 8228 | 1551 | 7990 | 5605 | 906.2335 | 933.0788 | 994.5578 | 663.9524
| 431 | 847.0632 | 887.5859 | 869.5435 | 887.5859 | 887.5859 | 869.5435 | 887.5859 | 887.5859 | 869.5435 | 887.5859 | 972.7891 | 307.2346 | 887.5859 | 869.5435 | 887.5859 | 431 | 887.5859 | 869.5435 | 972.7891 | 307.2346 | 605 | 4298 | 6501 | 5401 | 1437 | 4436 | 7971 | 3990 | 906.2335 | 933.0597 | 994.5578 | 663.9524
| 432 | 821.0511 | 841.8321 | 863.7323 | 841.8321 | 841.8321 | 863.7323 | 841.8321 | 841.8321 | 863.7323 | 841.8321 | 993.1973 | 311.9324 | 841.8321 | 863.7323 | 841.8321 | 432 | 841.8321 | 863.7323 | 993.1973 | 311.9324 | 1196 | 4720 | 720 | 5258 | 692 | 4304 | 7873 | 3250 | 906.2335 | 933.0093 | 994.5578 | 663.9524
| 433 | 808.8495 | 828.7115 | 848.3397 | 828.7115 | 828.7115 | 848.3397 | 828.7115 | 828.7115 | 848.3397 | 828.7115 | 990.4762 | 310.3664 | 828.7115 | 848.3397 | 828.7115 | 433 | 828.7115 | 848.3397 | 990.4762 | 310.3664 | 1437 | 5756 | 1089 | 5291 | 7123 | 3682 | 7822 | 6611 | 906.2268 | 933.0032 | 994.5578 | 663.6392
| 434 | 788.8932 | 798.8658 | 838.2571 | 798.8658 | 798.8658 | 838.2571 | 798.8658 | 798.8658 | 838.2571 | 798.8658 | 998.6395 | 301.9104 | 798.8658 | 838.2571 | 798.8658 | 434 | 798.8658 | 838.2571 | 998.6395 | 301.9104 | 2248 | 6302 | 152 | 5584 | 8683 | 4016 | 7803 | 2797 | 906.1854 | 932.994 | 994.5578 | 663.0128
| 435 | 793.7665 | 802.182 | 847.1692 | 802.182 | 802.182 | 847.1692 | 802.182 | 802.182 | 847.1692 | 802.182 | 995.9184 | 310.6796 | 802.182 | 847.1692 | 802.182 | 435 | 802.182 | 847.1692 | 995.9184 | 310.6796 | 2147 | 5826 | 406 | 5281 | 8591 | 4094 | 7705 | 2579 | 906.0893 | 932.9757 | 994.5578 | 663.0128
| 436 | 789.1423 | 791.3683 | 858.2812 | 791.3683 | 791.3683 | 858.2812 | 791.3683 | 791.3683 | 858.2812 | 791.3683 | 986.3946 | 297.5258 | 791.3683 | 858.2812 | 791.3683 | 436 | 791.3683 | 858.2812 | 986.3946 | 297.5258 | 2503 | 5102 | 2065 | 5720 | 7747 | 3507 | 7654 | 1960 | 906.0412 | 932.9031 | 994.5578 | 662.6997
| 437 | 781.1218 | 785.2165 | 851.3851 | 785.2165 | 785.2165 | 851.3851 | 785.2165 | 785.2165 | 851.3851 | 785.2165 | 989.1156 | 259.3173 | 785.2165 | 851.3851 | 785.2165 | 437 | 785.2165 | 851.3851 | 989.1156 | 259.3173 | 2696 | 5536 | 1343 | 7135 | 7076 | 4597 | 7635 | 6315 | 905.7048 | 932.8974 | 994.5578 | 662.3865
| 438 | 801.7658 | 823.1364 | 843.5146 | 823.1364 | 823.1364 | 843.5146 | 823.1364 | 823.1364 | 843.5146 | 823.1364 | 995.9184 | 269.6524 | 823.1364 | 843.5146 | 823.1364 | 438 | 823.1364 | 843.5146 | 995.9184 | 269.6524 | 1553 | 6031 | 405 | 6778 | 3356 | 1922 | 7537 | 6047 | 905.4444 | 932.8633 | 994.5578 | 662.3865
| 439 | 764.9828 | 758.8312 | 842.485 | 758.8312 | 758.8312 | 842.485 | 758.8312 | 758.8312 | 842.485 | 758.8312 | 974.1497 | 295.0204 | 758.8312 | 842.485 | 758.8312 | 439 | 758.8312 | 842.485 | 974.1497 | 295.0204 | 3661 | 6089 | 6083 | 5796 | 6021 | 1462 | 7486 | 5699 | 905.08 | 932.8633 | 994.5578 | 662.3865
| 440 | 770.1578 | 766.6651 | 839.4414 | 766.6651 | 766.6651 | 839.4414 | 766.6651 | 766.6651 | 839.4414 | 766.6651 | 986.3946 | 304.7291 | 766.6651 | 839.4414 | 766.6651 | 440 | 766.6651 | 839.4414 | 986.3946 | 304.7291 | 3411 | 6243 | 2064 | 5488 | 6500 | 3232 | 7467 | 5966 | 904.8397 | 932.8258 | 994.5578 | 662.0733
| 441 | 776.3039 | 771.0386 | 841.8729 | 771.0386 | 771.0386 | 841.8729 | 771.0386 | 771.0386 | 841.8729 | 771.0386 | 982.3129 | 350.1409 | 771.0386 | 841.8729 | 771.0386 | 441 | 771.0386 | 841.8729 | 982.3129 | 350.1409 | 3227 | 6119 | 3573 | 4457 | 1005 | 4042 | 7369 | 5270 | 904.8397 | 932.8168 | 994.5578 | 662.0733
| 442 | 786.8437 | 779.0647 | 861.6382 | 779.0647 | 779.0647 | 861.6382 | 779.0647 | 779.0647 | 861.6382 | 779.0647 | 985.034 | 351.7069 | 779.0647 | 861.6382 | 779.0647 | 442 | 779.0647 | 861.6382 | 985.034 | 351.7069 | 2916 | 4877 | 2382 | 4426 | 8083 | 4090 | 7318 | 6420 | 904.4552 | 932.8087 | 994.5578 | 661.7601
| 443 | 780.5248 | 800.3556 | 821.7167 | 800.3556 | 800.3556 | 821.7167 | 800.3556 | 800.3556 | 821.7167 | 800.3556 | 971.4286 | 266.2073 | 800.3556 | 821.7167 | 800.3556 | 443 | 800.3557 | 821.7167 | 971.4286 | 266.2073 | 2201 | 6825 | 6869 | 6900 | 7918 | 3178 | 7299 | 7405 | 904.4552 | 932.7599 | 994.5578 | 661.4469
| 444 | 782.1475 | 780.891 | 833.8939 | 780.891 | 780.891 | 833.8939 | 780.891 | 780.891 | 833.8939 | 780.891 | 956.4626 | 410.8988 | 780.891 | 833.8939 | 780.891 | 444 | 780.891 | 833.8939 | 956.4626 | 410.8988 | 2842 | 6474 | 8495 | 3307 | 547 | 3476 | 7201 | 5202 | 904.4552 | 932.6724 | 994.5578 | 661.4469
| 445 | 786.8945 | 798.3852 | 823.8412 | 798.3852 | 798.3852 | 823.8412 | 798.3852 | 798.3852 | 823.8412 | 798.3852 | 963.2653 | 370.8111 | 798.3852 | 823.8412 | 798.3852 | 445 | 798.3852 | 823.8412 | 963.2653 | 370.8111 | 2259 | 6774 | 8179 | 4055 | 813 | 4282 | 7150 | 4882 | 904.4072 | 932.6053 | 994.5578 | 661.4469
| 446 | 793.3428 | 797.2798 | 830.6053 | 797.2798 | 797.2798 | 830.6053 | 797.2798 | 797.2798 | 830.6053 | 797.2798 | 975.5102 | 430.6295 | 797.2798 | 830.6053 | 797.2798 | 446 | 797.2798 | 830.6053 | 975.5102 | 430.6295 | 2296 | 6603 | 5663 | 2993 | 7772 | 4180 | 7131 | 3180 | 904.2989 | 932.5567 | 994.5578 | 661.4469
| 447 | 801.9402 | 806.5555 | 840.9307 | 806.5555 | 806.5555 | 840.9307 | 806.5555 | 806.5555 | 840.9307 | 806.5555 | 997.2789 | 413.7175 | 806.5555 | 840.9307 | 806.5555 | 447 | 806.5555 | 840.9307 | 997.2789 | 413.7175 | 2015 | 6179 | 206 | 3258 | 6284 | 4416 | 7033 | 349 | 904.2149 | 932.5415 | 994.5578 | 661.4469
| 448 | 807.1462 | 806.988 | 871.2913 | 806.988 | 806.988 | 871.2913 | 806.988 | 806.988 | 871.2913 | 806.988 | 985.034 | 373.943 | 806.988 | 871.2913 | 806.988 | 448 | 806.988 | 871.2913 | 985.034 | 373.943 | 1999 | 4191 | 2381 | 3986 | 6668 | 4445 | 6982 | 5340 | 904.1669 | 932.525 | 994.5578 | 661.1337
| 449 | 802.6678 | 790.8877 | 876.8216 | 790.8877 | 790.8877 | 876.8216 | 790.8877 | 790.8877 | 876.8216 | 790.8877 | 998.6395 | 404.322 | 790.8877 | 876.8216 | 790.8877 | 449 | 790.8877 | 876.8216 | 998.6395 | 404.322 | 2517 | 3841 | 151 | 3405 | 835 | 4253 | 6963 | 3280 | 903.8785 | 932.5014 | 994.5578 | 661.1337
| 450 | 818.4609 | 820.2528 | 894.1439 | 820.2528 | 820.2528 | 894.1439 | 820.2528 | 820.2528 | 894.1439 | 820.2528 | 953.7415 | 366.1134 | 820.2528 | 894.1439 | 820.2528 | 450 | 820.2528 | 894.1439 | 953.7415 | 366.1134 | 1624 | 2520 | 8550 | 4154 | 7750 | 4501 | 6865 | 6830 | 903.6382 | 932.4998 | 994.5578 | 660.8206
| 451 | 875.692 | 909.8861 | 915.5378 | 909.8861 | 909.8861 | 915.5378 | 909.8861 | 909.8861 | 915.5378 | 909.8861 | 975.5102 | 342.9377 | 909.8861 | 915.5378 | 909.8861 | 451 | 909.8861 | 915.5378 | 975.5102 | 342.9377 | 386 | 1202 | 5662 | 4596 | 1387 | 2909 | 6814 | 4669 | 903.5901 | 932.4298 | 994.5578 | 660.5074
| 452 | 882.7105 | 933.8684 | 909.3386 | 933.8684 | 933.8684 | 909.3386 | 933.8684 | 933.8684 | 909.3386 | 933.8684 | 972.7891 | 276.8556 | 933.8684 | 909.3386 | 933.8684 | 452 | 933.8684 | 909.3386 | 972.7891 | 276.8556 | 179 | 1528 | 6500 | 6507 | 5708 | 4434 | 6795 | 6374 | 903.5421 | 932.3518 | 994.5578 | 660.1942
| 453 | 877.2469 | 944.3937 | 874.0958 | 944.3937 | 944.3937 | 874.0958 | 944.3937 | 944.3937 | 874.0958 | 944.3937 | 976.8707 | 253.0536 | 944.3937 | 874.0958 | 944.3937 | 453 | 944.3937 | 874.0958 | 976.8707 | 253.0536 | 118 | 4025 | 5245 | 7348 | 1199 | 3250 | 6697 | 1427 | 903.5421 | 932.342 | 994.5578 | 660.1942
| 454 | 873.3834 | 926.8515 | 893.9276 | 926.8515 | 926.8515 | 893.9276 | 926.8515 | 926.8515 | 893.9276 | 926.8515 | 989.1156 | 247.7294 | 926.8515 | 893.9276 | 926.8515 | 454 | 926.8515 | 893.9276 | 989.1156 | 247.7294 | 251 | 2543 | 1342 | 7549 | 2565 | 4549 | 6646 | 6283 | 903.3979 | 932.2408 | 994.5578 | 659.881
| 455 | 835.8518 | 862.4021 | 893.169 | 862.4021 | 862.4021 | 893.169 | 862.4021 | 862.4021 | 893.169 | 862.4021 | 978.2313 | 251.8008 | 862.4021 | 893.169 | 862.4021 | 455 | 862.4021 | 893.169 | 978.2313 | 251.8008 | 896 | 2617 | 4817 | 7403 | 8275 | 3197 | 6627 | 3731 | 903.3498 | 932.2337 | 994.5578 | 659.8027
| 456 | 827.5369 | 848.128 | 882.2069 | 848.128 | 848.128 | 882.2069 | 848.128 | 848.128 | 882.2069 | 848.128 | 970.068 | 301.5972 | 848.128 | 882.2069 | 848.128 | 456 | 848.128 | 882.2069 | 970.068 | 301.5972 | 1085 | 3449 | 7283 | 5596 | 937 | 1263 | 6529 | 4172 | 903.3498 | 932.0533 | 994.5578 | 659.5678
| 457 | 800.9386 | 800.0673 | 883.7926 | 800.0673 | 800.0673 | 883.7926 | 800.0673 | 800.0673 | 883.7926 | 800.0673 | 979.5918 | 297.839 | 800.0673 | 883.7926 | 800.0673 | 457 | 800.0673 | 883.7926 | 979.5918 | 297.839 | 2209 | 3338 | 4211 | 5705 | 1101 | 4243 | 6478 | 7670 | 902.9653 | 932.0465 | 994.5578 | 658.9414
| 458 | 803.5764 | 807.0842 | 879.9117 | 807.0842 | 807.0842 | 879.9117 | 807.0842 | 807.0842 | 879.9117 | 807.0842 | 968.7075 | 305.0423 | 807.0842 | 879.9117 | 807.0842 | 458 | 807.0842 | 879.9117 | 968.7075 | 305.0423 | 1996 | 3611 | 7452 | 5478 | 8734 | 4446 | 6459 | 4435 | 902.7731 | 932.0087 | 994.5578 | 658.6283
| 459 | 786.039 | 779.2089 | 875.7395 | 779.2089 | 779.2089 | 875.7395 | 779.2089 | 779.2089 | 875.7395 | 779.2089 | 974.1497 | 293.7676 | 779.2089 | 875.7395 | 779.2089 | 459 | 779.2089 | 875.7395 | 974.1497 | 293.7676 | 2905 | 3907 | 6082 | 5839 | 3332 | 2361 | 6361 | 1354 | 902.725 | 931.9259 | 994.5578 | 658.6283
| 460 | 788.0427 | 779.3531 | 882.564 | 779.3531 | 779.3531 | 882.564 | 779.3531 | 779.3531 | 882.564 | 779.3531 | 980.9524 | 286.5644 | 779.3531 | 882.564 | 779.3531 | 460 | 779.3531 | 882.564 | 980.9524 | 286.5644 | 2899 | 3425 | 3993 | 6110 | 2783 | 3403 | 6310 | 4388 | 902.2444 | 931.9075 | 994.5578 | 658.0019
| 461 | 796.4197 | 794.7806 | 878.6014 | 794.7806 | 794.7806 | 878.6014 | 794.7806 | 794.7806 | 878.6014 | 794.7806 | 980.9524 | 296.2731 | 794.7806 | 878.6014 | 794.7806 | 461 | 794.7806 | 878.6014 | 980.9524 | 296.2731 | 2376 | 3700 | 3992 | 5758 | 741 | 1293 | 6291 | 5616 | 902.1964 | 931.8985 | 994.5578 | 657.6887
| 462 | 810.4877 | 820.8295 | 875.9981 | 820.8295 | 820.8295 | 875.9981 | 820.8295 | 820.8295 | 875.9981 | 820.8295 | 987.7551 | 288.4435 | 820.8295 | 875.9981 | 820.8295 | 462 | 820.8295 | 875.9981 | 987.7551 | 288.4435 | 1610 | 3882 | 1701 | 6031 | 5107 | 4040 | 6193 | 3863 | 902.0522 | 931.8985 | 994.5578 | 657.3755
| 463 | 781.0532 | 762.0512 | 895.8389 | 762.0512 | 762.0512 | 895.8389 | 762.0512 | 762.0512 | 895.8389 | 762.0512 | 976.8707 | 278.1084 | 762.0512 | 895.8389 | 762.0512 | 463 | 762.0512 | 895.8389 | 976.8707 | 278.1084 | 3557 | 2404 | 5244 | 6463 | 6549 | 1492 | 6142 | 2980 | 901.6677 | 931.8969 | 994.5578 | 657.0623
| 464 | 779.6476 | 758.735 | 888.2076 | 758.735 | 758.735 | 888.2076 | 758.735 | 758.735 | 888.2076 | 758.735 | 978.2313 | 314.1246 | 758.735 | 888.2076 | 758.735 | 464 | 758.735 | 888.2076 | 978.2313 | 314.1246 | 3666 | 2979 | 4816 | 5195 | 2515 | 1412 | 6123 | 3796 | 901.6677 | 931.8954 | 994.5578 | 656.436
| 465 | 784.0137 | 755.8995 | 892.2261 | 755.8995 | 755.8995 | 892.2261 | 755.8995 | 755.8995 | 892.2261 | 755.8995 | 971.4286 | 388.6627 | 755.8995 | 892.2261 | 755.8995 | 465 | 755.8995 | 892.2261 | 971.4286 | 388.6627 | 3783 | 2697 | 6868 | 3689 | 6285 | 1566 | 6025 | 5146 | 901.6197 | 931.8539 | 994.5578 | 656.2794
| 466 | 801.66 | 792.1853 | 880.0662 | 792.1853 | 792.1853 | 880.0662 | 792.1853 | 792.1853 | 880.0662 | 792.1853 | 960.5442 | 404.9483 | 792.1853 | 880.0662 | 792.1853 | 466 | 792.1853 | 880.0662 | 960.5442 | 404.9483 | 2468 | 3599 | 8287 | 3396 | 1319 | 3519 | 5974 | 2795 | 901.4274 | 931.8338 | 994.5578 | 656.1228
| 467 | 821.0568 | 808.6702 | 902.1346 | 808.6702 | 808.6702 | 902.1346 | 808.6702 | 808.6702 | 902.1346 | 808.6702 | 976.8707 | 440.0251 | 808.6702 | 902.1346 | 808.6702 | 467 | 808.6702 | 902.1346 | 976.8707 | 440.0251 | 1943 | 1954 | 5243 | 2832 | 7245 | 3996 | 5955 | 4102 | 901.2832 | 931.8191 | 994.5578 | 655.8096
| 468 | 795.8179 | 772.8168 | 900.9614 | 772.8168 | 772.8168 | 900.9614 | 772.8168 | 772.8168 | 900.9614 | 772.8168 | 967.3469 | 387.7231 | 772.8168 | 900.9614 | 772.8168 | 468 | 772.8168 | 900.9614 | 967.3469 | 387.7231 | 3149 | 2040 | 7754 | 3706 | 2999 | 6831 | 5857 | 3472 | 901.2352 | 931.8151 | 994.5578 | 655.4964
| 469 | 811.7995 | 796.8953 | 910.4537 | 796.8953 | 796.8953 | 910.4537 | 796.8953 | 796.8953 | 910.4537 | 796.8953 | 940.1361 | 408.0802 | 796.8953 | 910.4537 | 796.8953 | 469 | 796.8953 | 910.4537 | 940.1361 | 408.0802 | 2316 | 1462 | 8704 | 3349 | 8423 | 3822 | 5806 | 6644 | 901.091 | 931.7265 | 994.5578 | 654.5568
| 470 | 803.1011 | 802.182 | 877.3657 | 802.182 | 802.182 | 877.3657 | 802.182 | 802.182 | 877.3657 | 802.182 | 946.9388 | 369.5584 | 802.182 | 877.3657 | 802.182 | 470 | 802.182 | 877.3657 | 946.9388 | 369.5584 | 2146 | 3798 | 8601 | 4081 | 2900 | 4417 | 5787 | 5305 | 901.0429 | 931.6982 | 994.5578 | 654.2437
| 471 | 810.9251 | 798.8658 | 901.183 | 798.8658 | 798.8658 | 901.183 | 798.8658 | 798.8658 | 901.183 | 798.8658 | 979.5918 | 377.7012 | 798.8658 | 901.183 | 798.8658 | 471 | 798.8658 | 901.183 | 979.5918 | 377.7012 | 2247 | 2026 | 4210 | 3905 | 6548 | 4240 | 5689 | 1930 | 900.9468 | 931.6772 | 994.5578 | 654.2437
| 472 | 802.7635 | 789.8784 | 875.9045 | 789.8784 | 789.8784 | 875.9045 | 789.8784 | 789.8784 | 875.9045 | 789.8784 | 970.068 | 445.9756 | 789.8784 | 875.9045 | 789.8784 | 472 | 789.8784 | 875.9045 | 970.068 | 445.9756 | 2545 | 3892 | 7282 | 2735 | 1748 | 1787 | 5638 | 5521 | 900.6584 | 931.6528 | 994.5578 | 653.6173
| 473 | 790.8336 | 781.1794 | 874.3563 | 781.1794 | 781.1794 | 874.3563 | 781.1794 | 781.1794 | 874.3563 | 781.1794 | 972.7891 | 352.02 | 781.1794 | 874.3563 | 781.1794 | 473 | 781.1794 | 874.3563 | 972.7891 | 352.02 | 2832 | 4010 | 6499 | 4418 | 8346 | 4167 | 5619 | 4787 | 900.6104 | 931.6308 | 994.5578 | 653.6173
| 474 | 801.8476 | 800.7882 | 865.4323 | 800.7882 | 800.7882 | 865.4323 | 800.7882 | 800.7882 | 865.4323 | 800.7882 | 986.3946 | 371.4375 | 800.7882 | 865.4323 | 800.7882 | 474 | 800.7882 | 865.4323 | 986.3946 | 371.4375 | 2186 | 4603 | 2063 | 4034 | 7870 | 1496 | 5521 | 5665 | 900.5623 | 931.6296 | 994.5578 | 653.3041
| 475 | 871.199 | 924.4966 | 859.4246 | 924.4966 | 924.4966 | 859.4246 | 924.4966 | 924.4966 | 859.4246 | 924.4966 | 970.068 | 393.0473 | 924.4966 | 859.4246 | 924.4966 | 475 | 924.4966 | 859.4246 | 970.068 | 393.0473 | 279 | 5025 | 7281 | 3620 | 3045 | 1408 | 5470 | 3595 | 900.3701 | 931.5889 | 994.5578 | 653.3041
| 476 | 885.4631 | 948.8153 | 871.012 | 948.8153 | 948.8153 | 871.012 | 948.8153 | 948.8153 | 871.012 | 948.8153 | 983.6735 | 338.2399 | 948.8153 | 871.012 | 948.8153 | 476 | 948.8153 | 871.012 | 983.6735 | 338.2399 | 99 | 4205 | 3044 | 4682 | 3766 | 1261 | 5451 | 3329 | 900.274 | 931.5843 | 994.5578 | 652.9909
| 477 | 888.7269 | 939.7799 | 912.4855 | 939.7799 | 939.7799 | 912.4855 | 939.7799 | 939.7799 | 912.4855 | 939.7799 | 983.6735 | 290.3226 | 939.7799 | 912.4855 | 939.7799 | 477 | 939.7799 | 912.4855 | 983.6735 | 290.3226 | 145 | 1348 | 3043 | 5955 | 2276 | 3144 | 5353 | 5851 | 900.1778 | 931.5348 | 994.5578 | 652.6777
| 478 | 861.8191 | 909.9342 | 878.2369 | 909.9342 | 909.9342 | 878.2369 | 909.9342 | 909.9342 | 878.2369 | 909.9342 | 979.5918 | 293.4544 | 909.9342 | 878.2369 | 909.9342 | 478 | 909.9342 | 878.2369 | 979.5918 | 293.4544 | 382 | 3729 | 4209 | 5850 | 7558 | 4606 | 5302 | 4627 | 900.0577 | 931.5168 | 994.5578 | 652.3646
| 479 | 826.466 | 860.4796 | 852.5142 | 860.4796 | 860.4796 | 852.5142 | 860.4796 | 860.4796 | 852.5142 | 860.4796 | 993.1973 | 283.4325 | 860.4796 | 852.5142 | 860.4796 | 479 | 860.4796 | 852.5142 | 993.1973 | 283.4325 | 921 | 5455 | 719 | 6243 | 6643 | 3571 | 5283 | 3683 | 900.0336 | 931.4916 | 994.5578 | 652.0514
| 480 | 820.3376 | 847.2149 | 858.906 | 847.2149 | 847.2149 | 858.906 | 847.2149 | 847.2149 | 858.906 | 847.2149 | 982.3129 | 289.0698 | 847.2149 | 858.906 | 847.2149 | 480 | 847.2149 | 858.906 | 982.3129 | 289.0698 | 1099 | 5067 | 3572 | 6010 | 6355 | 3215 | 5185 | 2243 | 900.0336 | 931.3372 | 994.5578 | 652.0514
| 481 | 792.7869 | 797.0875 | 855.9921 | 797.0875 | 797.0875 | 855.9921 | 797.0875 | 797.0875 | 855.9921 | 797.0875 | 994.5578 | 303.7895 | 797.0875 | 855.9921 | 797.0875 | 481 | 797.0875 | 855.9921 | 994.5578 | 303.7895 | 2306 | 5256 | 564 | 5521 | 6547 | 1535 | 5134 | 4339 | 899.8895 | 931.3144 | 994.5578 | 651.7382
| 482 | 782.1703 | 779.9298 | 859.1026 | 779.9298 | 779.9298 | 859.1026 | 779.9298 | 779.9298 | 859.1026 | 779.9298 | 990.4762 | 284.0589 | 779.9298 | 859.1026 | 779.9298 | 482 | 779.9298 | 859.1026 | 990.4762 | 284.0589 | 2877 | 5053 | 1088 | 6215 | 8229 | 3198 | 5115 | 2945 | 899.8414 | 931.2738 | 994.5578 | 651.7382
| 483 | 785.7092 | 785.4088 | 864.2723 | 785.4088 | 785.4088 | 864.2723 | 785.4088 | 785.4088 | 864.2723 | 785.4088 | 975.5102 | 284.0589 | 785.4088 | 864.2723 | 785.4088 | 483 | 785.4088 | 864.2723 | 975.5102 | 284.0589 | 2689 | 4691 | 5661 | 6214 | 693 | 4468 | 5017 | 4864 | 899.8414 | 931.2075 | 994.5578 | 650.7986
| 484 | 792.4352 | 782.0926 | 899.4541 | 782.0926 | 782.0926 | 899.4541 | 782.0926 | 782.0926 | 899.4541 | 782.0926 | 979.5918 | 259.9436 | 782.0926 | 899.4541 | 782.0926 | 484 | 782.0926 | 899.4541 | 979.5918 | 259.9436 | 2797 | 2147 | 4208 | 7112 | 6716 | 4270 | 4966 | 7645 | 899.6492 | 931.1821 | 994.5578 | 650.4854
| 485 | 774.62 | 758.1583 | 879.694 | 758.1583 | 758.1583 | 879.694 | 758.1583 | 758.1583 | 879.694 | 758.1583 | 985.034 | 275.6029 | 758.1583 | 879.694 | 758.1583 | 485 | 758.1583 | 879.694 | 985.034 | 275.6029 | 3689 | 3621 | 2380 | 6560 | 2423 | 1259 | 4947 | 7002 | 899.6492 | 931.1581 | 994.5578 | 650.4854
| 486 | 793.8633 | 794.1318 | 874.6147 | 794.1318 | 794.1318 | 874.6147 | 794.1318 | 794.1318 | 874.6147 | 794.1318 | 965.9864 | 296.5863 | 794.1318 | 874.6147 | 794.1318 | 486 | 794.1318 | 874.6147 | 965.9864 | 296.5863 | 2396 | 3996 | 7969 | 5750 | 6211 | 4168 | 4849 | 5520 | 899.5388 | 931.1277 | 994.5578 | 650.4854
| 487 | 765.8911 | 738.5255 | 888.1129 | 738.5255 | 738.5255 | 888.1129 | 738.5255 | 738.5255 | 888.1129 | 738.5255 | 978.2313 | 283.5891 | 738.5255 | 888.1129 | 738.5255 | 487 | 738.5255 | 888.1129 | 978.2313 | 283.5891 | 4449 | 2984 | 4815 | 6233 | 7027 | 3506 | 4798 | 2177 | 899.505 | 931.1275 | 994.5578 | 650.4854
| 488 | 765.3009 | 732.3497 | 891.3374 | 732.3497 | 732.3497 | 891.3374 | 732.3497 | 732.3497 | 891.3374 | 732.3497 | 980.9524 | 309.1137 | 732.3497 | 891.3374 | 732.3497 | 488 | 732.3497 | 891.3374 | 980.9524 | 309.1137 | 4726 | 2755 | 3991 | 5333 | 6020 | 3263 | 4779 | 5763 | 899.3608 | 931.1272 | 994.5578 | 650.1723
| 489 | 712.5155 | 631.326 | 884.0239 | 631.326 | 631.326 | 884.0239 | 631.326 | 631.326 | 884.0239 | 631.326 | 982.3129 | 406.2011 | 631.326 | 884.0239 | 631.326 | 489 | 631.326 | 884.0239 | 982.3129 | 406.2011 | 8205 | 3325 | 3571 | 3371 | 8755 | 4690 | 4681 | 5343 | 898.9763 | 931.0787 | 994.5578 | 650.1723
| 490 | 770.5744 | 735.9542 | 874.6875 | 735.9542 | 735.9542 | 874.6875 | 735.9542 | 735.9542 | 874.6875 | 735.9542 | 978.2313 | 423.4262 | 735.9542 | 874.6875 | 735.9542 | 490 | 735.9542 | 874.6875 | 978.2313 | 423.4262 | 4557 | 3988 | 4814 | 3108 | 1054 | 3993 | 4630 | 4836 | 898.9763 | 931.018 | 994.5578 | 650.1723
| 491 | 783.0323 | 763.1086 | 857.1331 | 763.1086 | 763.1086 | 857.1331 | 763.1086 | 763.1086 | 857.1331 | 763.1086 | 974.1497 | 454.9013 | 763.1086 | 857.1331 | 763.1086 | 491 | 763.1086 | 857.1331 | 974.1497 | 454.9013 | 3520 | 5181 | 6081 | 2571 | 8540 | 3691 | 4611 | 2510 | 898.9283 | 930.9692 | 994.5578 | 650.1723
| 492 | 779.99 | 739.3185 | 899.8664 | 739.3185 | 739.3185 | 899.8664 | 739.3185 | 739.3185 | 899.8664 | 739.3185 | 983.6735 | 422.1735 | 739.3185 | 899.8664 | 739.3185 | 492 | 739.3185 | 899.8664 | 983.6735 | 422.1735 | 4416 | 2126 | 3042 | 3128 | 2566 | 3965 | 4513 | 6515 | 898.9282 | 930.9598 | 994.5578 | 649.8591
| 493 | 789.7313 | 762.628 | 898.8887 | 762.628 | 762.628 | 898.8887 | 762.628 | 762.628 | 898.8887 | 762.628 | 965.9864 | 393.6737 | 762.628 | 898.8887 | 762.628 | 493 | 762.628 | 898.8887 | 965.9864 | 393.6737 | 3539 | 2199 | 7968 | 3609 | 6213 | 4601 | 4462 | 3373 | 898.8321 | 930.9478 | 994.5578 | 649.8591
| 494 | 793.7902 | 767.7224 | 905.2515 | 767.7224 | 767.7224 | 905.2515 | 767.7224 | 767.7224 | 905.2515 | 767.7224 | 991.8367 | 358.4403 | 767.7224 | 905.2515 | 767.7224 | 494 | 767.7224 | 905.2515 | 991.8367 | 358.4403 | 3368 | 1783 | 976 | 4293 | 7294 | 8007 | 4443 | 6708 | 898.7841 | 930.8749 | 994.5578 | 649.5459
| 495 | 807.3617 | 788.0521 | 914.8333 | 788.0521 | 788.0521 | 914.8333 | 788.0521 | 788.0521 | 914.8333 | 788.0521 | 970.068 | 369.2452 | 788.0521 | 914.8333 | 788.0521 | 495 | 788.0521 | 914.8333 | 970.068 | 369.2452 | 2616 | 1226 | 7280 | 4090 | 8326 | 3428 | 4345 | 6676 | 898.736 | 930.8444 | 994.5578 | 649.5459
| 496 | 807.4359 | 786.8986 | 906.9521 | 786.8986 | 786.8986 | 906.9521 | 786.8986 | 786.8986 | 906.9521 | 786.8986 | 983.6735 | 397.4319 | 786.8986 | 906.9521 | 786.8986 | 496 | 786.8986 | 906.9521 | 983.6735 | 397.4319 | 2650 | 1679 | 3041 | 3542 | 6620 | 1780 | 4294 | 5293 | 898.6399 | 930.7822 | 994.5578 | 649.5459
| 497 | 818.5608 | 809.1988 | 924.6701 | 809.1988 | 809.1988 | 924.6701 | 809.1988 | 809.1988 | 924.6701 | 809.1988 | 989.1156 | 298.4654 | 809.1988 | 924.6701 | 809.1988 | 497 | 809.1988 | 924.6701 | 989.1156 | 298.4654 | 1932 | 752 | 1341 | 5690 | 8638 | 1536 | 4275 | 5155 | 898.3515 | 930.7621 | 994.5578 | 649.5459
| 498 | 830.9031 | 830.3456 | 917.958 | 830.3456 | 830.3456 | 917.958 | 830.3456 | 830.3456 | 917.958 | 830.3456 | 982.3129 | 335.7344 | 830.3456 | 917.958 | 830.3456 | 498 | 830.3456 | 917.958 | 982.3129 | 335.7344 | 1406 | 1085 | 3570 | 4733 | 8061 | 4331 | 4177 | 5007 | 898.3035 | 930.7513 | 994.5578 | 649.5459
| 499 | 894.46 | 942.6155 | 899.6598 | 942.6155 | 942.6155 | 899.6598 | 942.6155 | 942.6155 | 899.6598 | 942.6155 | 982.3129 | 400.5637 | 942.6155 | 899.6598 | 942.6155 | 499 | 942.6155 | 899.6598 | 982.3129 | 400.5637 | 132 | 2136 | 3569 | 3484 | 525 | 1682 | 4126 | 2968 | 898.3035 | 930.6939 | 994.5578 | 649.5459
| 500 | 903.5295 | 959.1003 | 919.6979 | 959.1003 | 959.1003 | 919.6979 | 959.1003 | 959.1003 | 919.6979 | 959.1003 | 991.8367 | 305.9818 | 959.1003 | 919.6979 | 959.1003 | 500 | 959.1003 | 919.6979 | 991.8367 | 305.9818 | 64 | 992 | 975 | 5443 | 7842 | 1438 | 4107 | 4793 | 898.2073 | 930.6939 | 994.5578 | 648.6063
| 501 | 896.6437 | 955.4957 | 906.6806 | 955.4957 | 955.4957 | 906.6806 | 955.4957 | 955.4957 | 906.6806 | 955.4957 | 974.1497 | 308.1741 | 955.4957 | 906.6806 | 955.4957 | 501 | 955.4957 | 906.6806 | 974.1497 | 308.1741 | 73 | 1699 | 6080 | 5365 | 3333 | 4578 | 4009 | 2649 | 898.1593 | 930.6714 | 994.5578 | 648.6063
| 502 | 879.123 | 929.0623 | 901.5673 | 929.0623 | 929.0623 | 901.5673 | 929.0623 | 929.0623 | 901.5673 | 929.0623 | 971.4286 | 297.5258 | 929.0623 | 901.5673 | 929.0623 | 502 | 929.0623 | 901.5673 | 971.4286 | 297.5258 | 231 | 2001 | 6867 | 5719 | 7626 | 4502 | 3958 | 6837 | 898.0632 | 930.6362 | 994.5578 | 648.2931
| 503 | 829.2417 | 829.096 | 923.4602 | 829.096 | 829.096 | 923.4602 | 829.096 | 829.096 | 923.4602 | 829.096 | 987.7551 | 295.0204 | 829.096 | 923.4602 | 829.096 | 503 | 829.096 | 923.4602 | 987.7551 | 295.0204 | 1429 | 798 | 1700 | 5795 | 6043 | 1778 | 3939 | 6518 | 897.9776 | 930.6126 | 994.5578 | 648.2931
| 504 | 814.4318 | 809.6794 | 908.3766 | 809.6794 | 809.6794 | 908.3766 | 809.6794 | 809.6794 | 908.3766 | 809.6794 | 978.2313 | 312.8719 | 809.6794 | 908.3766 | 809.6794 | 504 | 809.6794 | 908.3766 | 978.2313 | 312.8719 | 1913 | 1578 | 4813 | 5225 | 6859 | 3596 | 3841 | 6684 | 897.967 | 930.5437 | 994.5578 | 647.98
| 505 | 785.471 | 784.6878 | 855.4502 | 784.6878 | 784.6878 | 855.4502 | 784.6878 | 784.6878 | 855.4502 | 784.6878 | 989.1156 | 308.1741 | 784.6878 | 855.4502 | 784.6878 | 505 | 784.6878 | 855.4502 | 989.1156 | 308.1741 | 2708 | 5280 | 1340 | 5364 | 2134 | 3088 | 3790 | 6444 | 897.919 | 930.5113 | 994.5578 | 647.98
| 506 | 778.1731 | 771.8076 | 859.8282 | 771.8076 | 771.8076 | 859.8282 | 771.8076 | 771.8076 | 859.8282 | 771.8076 | 972.7891 | 307.8609 | 771.8076 | 859.8282 | 771.8076 | 506 | 771.8076 | 859.8282 | 972.7891 | 307.8609 | 3193 | 4995 | 6498 | 5377 | 2542 | 4103 | 3771 | 3024 | 897.8709 | 930.4862 | 994.5578 | 647.98
| 507 | 769.2792 | 752.5352 | 863.1112 | 752.5352 | 752.5352 | 863.1112 | 752.5352 | 752.5352 | 863.1112 | 752.5352 | 987.7551 | 309.4269 | 752.5352 | 863.1112 | 752.5352 | 507 | 752.5352 | 863.1112 | 987.7551 | 309.4269 | 3925 | 4763 | 1699 | 5321 | 8587 | 4060 | 3673 | 5302 | 897.7748 | 930.4701 | 994.5578 | 647.6668
| 508 | 761.7408 | 734.6085 | 875.9444 | 734.6085 | 734.6085 | 875.9444 | 734.6085 | 734.6085 | 875.9444 | 734.6085 | 991.8367 | 291.8885 | 734.6085 | 875.9444 | 734.6085 | 508 | 734.6085 | 875.9444 | 991.8367 | 291.8885 | 4618 | 3886 | 974 | 5902 | 7004 | 1908 | 3622 | 5871 | 897.7267 | 930.3291 | 994.5578 | 647.3536
| 509 | 775.7127 | 748.2578 | 900.1953 | 748.2578 | 748.2578 | 900.1953 | 748.2578 | 748.2578 | 900.1953 | 748.2578 | 972.7891 | 300.3445 | 748.2578 | 900.1953 | 748.2578 | 509 | 748.2578 | 900.1953 | 972.7891 | 300.3445 | 4074 | 2105 | 6497 | 5635 | 6621 | 1546 | 3603 | 3968 | 897.6787 | 930.312 | 994.5578 | 647.3536
| 510 | 786.5486 | 767.434 | 896.629 | 767.434 | 767.434 | 896.629 | 767.434 | 767.434 | 896.629 | 767.434 | 985.034 | 300.6577 | 767.434 | 896.629 | 767.434 | 510 | 767.434 | 896.629 | 985.034 | 300.6577 | 3380 | 2351 | 2379 | 5624 | 6499 | 3190 | 3505 | 3540 | 897.5826 | 930.238 | 994.5578 | 647.0665
| 511 | 753.922 | 714.9998 | 892.5826 | 714.9998 | 714.9998 | 892.5826 | 714.9998 | 714.9998 | 892.5826 | 714.9998 | 975.5102 | 289.0698 | 714.9998 | 892.5826 | 714.9998 | 511 | 714.9998 | 892.5826 | 975.5102 | 289.0698 | 5425 | 2661 | 5660 | 6009 | 3789 | 3365 | 3454 | 6327 | 897.3903 | 930.2057 | 994.5578 | 647.0404
| 512 | 748.2529 | 705.9643 | 885.0123 | 705.9643 | 705.9643 | 885.0123 | 705.9643 | 705.9643 | 885.0123 | 705.9643 | 983.6735 | 304.1027 | 705.9643 | 885.0123 | 705.9643 | 512 | 705.9643 | 885.0123 | 983.6735 | 304.1027 | 5833 | 3257 | 3040 | 5507 | 3523 | 2919 | 3435 | 6329 | 897.3422 | 930.2057 | 994.5578 | 646.7272
| 513 | 749.3116 | 696.0638 | 879.9702 | 696.0638 | 696.0638 | 879.9702 | 696.0638 | 696.0638 | 879.9702 | 696.0638 | 978.2313 | 423.7394 | 696.0638 | 879.9702 | 696.0638 | 513 | 696.0638 | 879.9702 | 978.2313 | 423.7394 | 6236 | 3605 | 4812 | 3103 | 1846 | 3209 | 3337 | 6445 | 897.0539 | 930.2035 | 994.5578 | 646.414
| 514 | 765.1871 | 708.6557 | 905.8095 | 708.6557 | 708.6557 | 905.8095 | 708.6557 | 708.6557 | 905.8095 | 708.6557 | 978.2313 | 441.9042 | 708.6557 | 905.8095 | 708.6557 | 514 | 708.6557 | 905.8095 | 978.2313 | 441.9042 | 5696 | 1752 | 4811 | 2802 | 6019 | 4583 | 3286 | 6311 | 896.9097 | 930.1484 | 994.5578 | 646.1009
| 515 | 780.3895 | 733.5512 | 903.2789 | 733.5512 | 733.5512 | 903.2789 | 733.5512 | 733.5512 | 903.2789 | 733.5512 | 974.1497 | 469.7776 | 733.5512 | 903.2789 | 733.5512 | 515 | 733.5512 | 903.2789 | 974.1497 | 469.7776 | 4671 | 1895 | 6079 | 2315 | 3091 | 2330 | 3267 | 3255 | 896.7175 | 930.1398 | 994.5578 | 646.1008
| 516 | 766.4438 | 707.7426 | 908.6945 | 707.7426 | 707.7426 | 908.6945 | 707.7426 | 707.7426 | 908.6945 | 707.7426 | 976.8707 | 456.6239 | 707.7426 | 908.6945 | 707.7426 | 516 | 707.7426 | 908.6945 | 976.8707 | 456.6239 | 5740 | 1562 | 5242 | 2544 | 8710 | 3568 | 3169 | 6456 | 896.6213 | 930.1314 | 994.5578 | 645.7877
| 517 | 763.9386 | 713.1735 | 906.7031 | 713.1735 | 713.1735 | 906.7031 | 713.1735 | 713.1735 | 906.7031 | 713.1735 | 983.6735 | 379.2671 | 713.1735 | 906.7031 | 713.1735 | 517 | 713.1735 | 906.7031 | 983.6735 | 379.2671 | 5502 | 1696 | 3039 | 3873 | 1819 | 3214 | 3118 | 1384 | 896.6213 | 930.1283 | 994.5578 | 645.7877
| 518 | 779.2215 | 736.1945 | 922.1373 | 736.1945 | 736.1945 | 922.1373 | 736.1945 | 736.1945 | 922.1373 | 736.1945 | 983.6735 | 347.3223 | 736.1945 | 922.1373 | 736.1945 | 518 | 736.1946 | 922.1373 | 983.6735 | 347.3223 | 4546 | 876 | 3038 | 4514 | 8614 | 4026 | 3099 | 1311 | 896.5733 | 930.0736 | 994.5578 | 645.7877
| 519 | 766.818 | 727.7839 | 895.5809 | 727.7839 | 727.7839 | 895.5809 | 727.7839 | 727.7839 | 895.5809 | 727.7839 | 970.068 | 360.7892 | 727.7839 | 895.5809 | 727.7839 | 519 | 727.7839 | 895.5809 | 970.068 | 360.7892 | 4898 | 2427 | 7279 | 4255 | 5709 | 3157 | 3001 | 4884 | 896.5733 | 930.0552 | 994.5578 | 645.1613
| 520 | 771.3957 | 725.2848 | 917.8758 | 725.2848 | 725.2848 | 917.8758 | 725.2848 | 725.2848 | 917.8758 | 725.2848 | 976.8707 | 348.8882 | 725.2848 | 917.8758 | 725.2848 | 520 | 725.2848 | 917.8758 | 976.8707 | 348.8882 | 5001 | 1091 | 5241 | 4486 | 3237 | 3589 | 2950 | 3758 | 896.4291 | 929.997 | 994.5578 | 644.8481
| 521 | 785.1069 | 758.3506 | 925.3877 | 758.3506 | 758.3506 | 925.3877 | 758.3506 | 758.3506 | 925.3877 | 758.3506 | 978.2313 | 244.9107 | 758.3506 | 925.3877 | 758.3506 | 521 | 758.3506 | 925.3877 | 978.2313 | 244.9107 | 3681 | 715 | 4810 | 7641 | 1988 | 1552 | 2931 | 2796 | 896.4291 | 929.9912 | 994.5578 | 644.8481
| 522 | 792.3308 | 769.4526 | 913.3264 | 769.4526 | 769.4526 | 913.3264 | 769.4526 | 769.4526 | 913.3264 | 769.4526 | 983.6735 | 300.0313 | 769.4526 | 913.3264 | 769.4526 | 522 | 769.4526 | 913.3264 | 983.6735 | 300.0313 | 3299 | 1297 | 3037 | 5643 | 7461 | 3468 | 2833 | 7384 | 895.8524 | 929.9812 | 994.5578 | 644.5349
| 523 | 849.0131 | 876.1955 | 909.2771 | 876.1955 | 876.1955 | 909.2771 | 876.1955 | 876.1955 | 909.2771 | 876.1955 | 927.8912 | 311.6192 | 876.1955 | 909.2771 | 876.1955 | 523 | 876.1955 | 909.2771 | 927.8912 | 311.6192 | 733 | 1531 | 8757 | 5265 | 405 | 4216 | 2782 | 6685 | 895.8524 | 929.9336 | 994.5578 | 644.5349
| 524 | 856.8417 | 885.1348 | 907.1855 | 885.1348 | 885.1348 | 907.1855 | 885.1348 | 885.1348 | 907.1855 | 885.1348 | 968.7075 | 317.2565 | 885.1348 | 907.1855 | 885.1348 | 524 | 885.1348 | 907.1855 | 968.7075 | 317.2565 | 638 | 1662 | 7451 | 5118 | 2108 | 4467 | 2763 | 5949 | 895.7082 | 929.9236 | 994.5578 | 644.5349
| 525 | 858.3329 | 898.3035 | 889.9873 | 898.3035 | 898.3035 | 889.9873 | 898.3035 | 898.3035 | 889.9873 | 898.3035 | 960.5442 | 309.7401 | 898.3035 | 889.9873 | 898.3035 | 525 | 898.3035 | 889.9873 | 960.5442 | 309.7401 | 499 | 2846 | 8286 | 5311 | 2851 | 3600 | 2665 | 328 | 895.6121 | 929.9139 | 994.5578 | 644.5349
| 526 | 855.4552 | 889.268 | 898.4995 | 889.268 | 889.268 | 898.4995 | 889.268 | 889.268 | 898.4995 | 889.268 | 974.1497 | 294.0808 | 889.268 | 898.4995 | 889.268 | 526 | 889.268 | 898.4995 | 974.1497 | 294.0808 | 580 | 2220 | 6078 | 5830 | 7173 | 4099 | 2614 | 5848 | 895.4679 | 929.9106 | 994.5578 | 643.5954
| 527 | 828.5051 | 845.9653 | 886.1038 | 845.9653 | 845.9653 | 886.1038 | 845.9653 | 845.9653 | 886.1038 | 845.9653 | 980.9524 | 305.9818 | 845.9653 | 886.1038 | 845.9653 | 527 | 845.9653 | 886.1038 | 980.9524 | 305.9818 | 1121 | 3149 | 3990 | 5442 | 1699 | 4000 | 2595 | 4531 | 895.4198 | 929.8531 | 994.5578 | 643.5954
| 528 | 785.4248 | 776.1811 | 878.2117 | 776.1811 | 776.1811 | 878.2117 | 776.1811 | 776.1811 | 878.2117 | 776.1811 | 971.4286 | 302.2236 | 776.1811 | 878.2117 | 776.1811 | 528 | 776.1811 | 878.2117 | 971.4286 | 302.2236 | 3019 | 3735 | 6866 | 5571 | 8495 | 4250 | 2497 | 5882 | 895.2756 | 929.8089 | 994.5578 | 642.969
| 529 | 778.4342 | 761.1381 | 885.4503 | 761.1381 | 761.1381 | 885.4503 | 761.1381 | 761.1381 | 885.4503 | 761.1381 | 968.7075 | 298.4654 | 761.1381 | 885.4503 | 761.1381 | 529 | 761.1381 | 885.4503 | 968.7075 | 298.4654 | 3593 | 3215 | 7450 | 5689 | 1678 | 3560 | 2446 | 5608 | 895.2276 | 929.7881 | 994.5578 | 642.969
| 530 | 769.6472 | 744.5091 | 887.9024 | 744.5091 | 744.5091 | 887.9024 | 744.5091 | 744.5091 | 887.9024 | 744.5091 | 967.3469 | 300.0313 | 744.5091 | 887.9024 | 744.5091 | 530 | 744.5091 | 887.9024 | 967.3469 | 300.0313 | 4201 | 2997 | 7753 | 5642 | 2251 | 4507 | 2427 | 5032 | 895.1314 | 929.7876 | 994.5578 | 642.969
| 531 | 765.4482 | 741.4332 | 885.8052 | 741.4332 | 741.4332 | 885.8052 | 741.4332 | 741.4332 | 885.8052 | 741.4332 | 965.9864 | 275.6029 | 741.4332 | 885.8052 | 741.4332 | 531 | 741.4332 | 885.8052 | 965.9864 | 275.6029 | 4335 | 3176 | 7967 | 6559 | 1677 | 1119 | 2329 | 7000 | 895.0834 | 929.7809 | 994.5578 | 642.6558
| 532 | 761.5313 | 730.0428 | 889.3715 | 730.0428 | 730.0428 | 889.3715 | 730.0428 | 730.0428 | 889.3715 | 730.0428 | 963.2653 | 300.3445 | 730.0428 | 889.3715 | 730.0428 | 532 | 730.0428 | 889.3715 | 963.2653 | 300.3445 | 4820 | 2888 | 8178 | 5634 | 1125 | 3527 | 2278 | 6839 | 895.0834 | 929.7377 | 994.5578 | 642.6558
| 533 | 763.7389 | 733.0706 | 888.6154 | 733.0706 | 733.0706 | 888.6154 | 733.0706 | 733.0706 | 888.6154 | 733.0706 | 963.2653 | 310.0532 | 733.0706 | 888.6154 | 733.0706 | 533 | 733.0706 | 888.6154 | 963.2653 | 310.0532 | 4693 | 2957 | 8177 | 5303 | 7051 | 3465 | 2259 | 4548 | 894.9873 | 929.7309 | 994.5578 | 642.6558
| 534 | 773.7285 | 743.0672 | 908.1511 | 743.0672 | 743.0672 | 908.1511 | 743.0672 | 743.0672 | 908.1511 | 743.0672 | 965.9864 | 289.0698 | 743.0672 | 908.1511 | 743.0672 | 534 | 743.0672 | 908.1512 | 965.9864 | 289.0698 | 4270 | 1598 | 7966 | 6008 | 6715 | 1407 | 2161 | 1137 | 894.9873 | 929.7291 | 994.5578 | 642.6558
| 535 | 733.5345 | 674.1001 | 904.3939 | 674.1001 | 674.1001 | 904.3939 | 674.1001 | 674.1001 | 904.3939 | 674.1001 | 957.8231 | 301.2841 | 674.1001 | 904.3939 | 674.1001 | 535 | 674.1001 | 904.3939 | 957.8231 | 301.2841 | 7176 | 1837 | 8393 | 5608 | 5972 | 3253 | 2110 | 5147 | 894.8911 | 929.6781 | 994.5578 | 642.3426
| 536 | 726.5474 | 664.3437 | 900.2424 | 664.3437 | 664.3437 | 900.2424 | 664.3437 | 664.3437 | 900.2424 | 664.3437 | 945.5782 | 310.3664 | 664.3437 | 900.2424 | 664.3437 | 536 | 664.3437 | 900.2424 | 945.5782 | 310.3664 | 7459 | 2097 | 8652 | 5290 | 2325 | 4025 | 2091 | 4272 | 894.795 | 929.6525 | 994.5578 | 642.3426
| 537 | 739.9861 | 695.8235 | 871.6726 | 695.8235 | 695.8235 | 871.6726 | 695.8235 | 695.8235 | 871.6726 | 695.8235 | 967.3469 | 339.1795 | 695.8235 | 871.6726 | 695.8235 | 537 | 695.8235 | 871.6726 | 967.3469 | 339.1795 | 6248 | 4167 | 7752 | 4662 | 8443 | 3216 | 1993 | 7429 | 894.6508 | 929.6256 | 994.5578 | 642.0294
| 538 | 745.9604 | 686.8842 | 903.7817 | 686.8842 | 686.8842 | 903.7817 | 686.8842 | 686.8842 | 903.7817 | 686.8842 | 964.6259 | 368.6189 | 686.8842 | 903.7817 | 686.8842 | 538 | 686.8842 | 903.7817 | 964.6259 | 368.6189 | 6656 | 1870 | 8028 | 4107 | 2300 | 3233 | 1942 | 5723 | 894.5067 | 929.6102 | 994.5578 | 642.0294
| 539 | 732.1087 | 677.0318 | 877.6921 | 677.0318 | 677.0318 | 877.6921 | 677.0318 | 677.0318 | 877.6921 | 677.0318 | 967.3469 | 355.1519 | 677.0318 | 877.6921 | 677.0318 | 539 | 677.0318 | 877.6921 | 967.3469 | 355.1519 | 7061 | 3778 | 7751 | 4356 | 2109 | 3459 | 1923 | 3639 | 894.3625 | 929.6055 | 994.5578 | 642.0294
| 540 | 740.696 | 684.7695 | 885.9494 | 684.7695 | 684.7695 | 885.9494 | 684.7695 | 684.7695 | 885.9494 | 684.7695 | 978.2313 | 369.5584 | 684.7695 | 885.9494 | 684.7695 | 540 | 684.7695 | 885.9494 | 978.2313 | 369.5584 | 6748 | 3166 | 4809 | 4080 | 3238 | 4605 | 1825 | 373 | 893.8338 | 929.5981 | 994.5578 | 642.0294
| 541 | 768.2237 | 735.7139 | 885.0321 | 735.7139 | 735.7139 | 885.0321 | 735.7139 | 735.7139 | 885.0321 | 735.7139 | 970.068 | 359.2233 | 735.7139 | 885.0321 | 735.7139 | 541 | 735.7139 | 885.0321 | 970.068 | 359.2233 | 4569 | 3254 | 7278 | 4279 | 3067 | 3113 | 1774 | 6563 | 893.6896 | 929.5602 | 994.5578 | 641.7163
| 542 | 771.2654 | 725.1406 | 906.8789 | 725.1406 | 725.1406 | 906.8789 | 725.1406 | 725.1406 | 906.8789 | 725.1406 | 974.1497 | 394.9264 | 725.1406 | 906.8789 | 725.1406 | 542 | 725.1406 | 906.8789 | 974.1497 | 394.9264 | 5007 | 1688 | 6077 | 3584 | 8542 | 1467 | 1755 | 6334 | 893.4974 | 929.5414 | 994.5578 | 641.7163
| 543 | 788.3524 | 759.2637 | 898.1508 | 759.2637 | 759.2637 | 898.1508 | 759.2637 | 759.2637 | 898.1508 | 759.2637 | 972.7891 | 397.4319 | 759.2637 | 898.1508 | 759.2637 | 543 | 759.2637 | 898.1508 | 972.7891 | 397.4319 | 3652 | 2246 | 6496 | 3541 | 7630 | 1411 | 1657 | 6016 | 893.3051 | 929.5066 | 994.5578 | 641.7163
| 544 | 732.1457 | 656.2695 | 912.2457 | 656.2695 | 656.2695 | 912.2457 | 656.2695 | 656.2695 | 912.2457 | 656.2695 | 970.068 | 380.8331 | 656.2695 | 912.2457 | 656.2695 | 544 | 656.2695 | 912.2457 | 970.068 | 380.8331 | 7681 | 1365 | 7277 | 3831 | 1725 | 1525 | 1606 | 7671 | 893.209 | 929.4944 | 994.5578 | 641.4031
| 545 | 734.8286 | 677.0318 | 877.3146 | 677.0318 | 677.0318 | 877.3146 | 677.0318 | 677.0318 | 877.3146 | 677.0318 | 976.8707 | 385.2177 | 677.0318 | 877.3146 | 677.0318 | 545 | 677.0318 | 877.3146 | 976.8707 | 385.2177 | 7060 | 3808 | 5240 | 3755 | 1367 | 3227 | 1587 | 4039 | 893.0648 | 929.4789 | 994.5578 | 641.4031
| 546 | 785.7219 | 775.8927 | 875.8055 | 775.8927 | 775.8927 | 875.8055 | 775.8927 | 775.8927 | 875.8055 | 775.8927 | 976.8707 | 312.8719 | 775.8927 | 875.8055 | 775.8927 | 546 | 775.8927 | 875.8055 | 976.8707 | 312.8719 | 3042 | 3896 | 5239 | 5224 | 2396 | 1511 | 1489 | 2169 | 893.0168 | 929.4498 | 994.5578 | 641.4031
| 547 | 869.6486 | 904.4552 | 900.9272 | 904.4552 | 904.4552 | 900.9272 | 904.4552 | 904.4552 | 900.9272 | 904.4552 | 956.4626 | 379.2671 | 904.4552 | 900.9272 | 904.4552 | 547 | 904.4552 | 900.9272 | 956.4626 | 379.2671 | 444 | 2044 | 8494 | 3872 | 1268 | 3089 | 1438 | 7042 | 892.9687 | 929.4103 | 994.5578 | 640.7767
| 548 | 886.1409 | 943.048 | 892.5212 | 943.048 | 943.048 | 892.5212 | 943.048 | 943.048 | 892.5212 | 943.048 | 971.4286 | 320.0752 | 943.048 | 892.5212 | 943.048 | 548 | 943.048 | 892.5212 | 971.4286 | 320.0752 | 128 | 2669 | 6865 | 5062 | 2875 | 1791 | 1419 | 5669 | 892.8726 | 929.3908 | 994.5578 | 640.7767
| 549 | 891.0445 | 955.1593 | 893.21 | 955.1593 | 955.1593 | 893.21 | 955.1593 | 955.1593 | 893.21 | 955.1593 | 975.5102 | 284.9984 | 955.1593 | 893.21 | 955.1593 | 549 | 955.1593 | 893.21 | 975.5102 | 284.9984 | 77 | 2615 | 5659 | 6176 | 6717 | 3021 | 1321 | 4103 | 892.7765 | 929.3384 | 994.5578 | 640.7767
| 550 | 887.2156 | 938.8667 | 911.9973 | 938.8667 | 938.8667 | 911.9973 | 938.8667 | 938.8667 | 911.9973 | 938.8667 | 983.6735 | 278.4215 | 938.8667 | 911.9973 | 938.8667 | 550 | 938.8667 | 911.9973 | 983.6735 | 278.4215 | 149 | 1376 | 3036 | 6450 | 7244 | 4181 | 1270 | 7213 | 892.6323 | 929.2316 | 994.5578 | 640.4635
| 551 | 859.6059 | 889.0758 | 912.7531 | 889.0758 | 889.0758 | 912.7531 | 889.0758 | 889.0758 | 912.7531 | 889.0758 | 983.6735 | 287.1907 | 889.0758 | 912.7531 | 889.0758 | 551 | 889.0758 | 912.7531 | 983.6735 | 287.1907 | 583 | 1336 | 3035 | 6082 | 6837 | 3517 | 1251 | 7433 | 892.4881 | 929.1989 | 994.5578 | 640.1503
| 552 | 834.6113 | 846.9265 | 913.2554 | 846.9265 | 846.9265 | 913.2554 | 846.9265 | 846.9265 | 913.2554 | 846.9265 | 975.5102 | 280.6138 | 846.9265 | 913.2554 | 846.9265 | 552 | 846.9265 | 913.2554 | 975.5102 | 280.6138 | 1103 | 1305 | 5658 | 6360 | 8520 | 4230 | 1153 | 6227 | 892.1517 | 929.1566 | 994.5578 | 640.1503
| 553 | 778.4972 | 757.7258 | 896.4616 | 757.7258 | 757.7258 | 896.4616 | 757.7258 | 757.7258 | 896.4616 | 757.7258 | 970.068 | 281.2402 | 757.7258 | 896.4616 | 757.7258 | 553 | 757.7258 | 896.4616 | 970.068 | 281.2402 | 3711 | 2366 | 7276 | 6329 | 6955 | 4050 | 1102 | 6206 | 892.1517 | 929.0756 | 994.5578 | 640.1503
| 554 | 779.3259 | 759.7924 | 895.5933 | 759.7924 | 759.7924 | 895.5933 | 759.7924 | 759.7924 | 895.5933 | 759.7924 | 971.4286 | 278.4215 | 759.7924 | 895.5933 | 759.7924 | 554 | 759.7924 | 895.5933 | 971.4286 | 278.4215 | 3631 | 2424 | 6864 | 6449 | 2759 | 4160 | 1083 | 4645 | 892.0075 | 929.0602 | 994.5578 | 640.1503
| 555 | 773.1131 | 753.4003 | 888.2012 | 753.4003 | 753.4003 | 888.2012 | 753.4003 | 753.4003 | 888.2012 | 753.4003 | 967.3469 | 276.2293 | 753.4003 | 888.2012 | 753.4003 | 555 | 753.4003 | 888.2012 | 967.3469 | 276.2293 | 3884 | 2981 | 7750 | 6534 | 2471 | 1779 | 985 | 4119 | 892.0075 | 929.0211 | 994.5578 | 640.1503
| 556 | 766.7816 | 736.4829 | 895.7478 | 736.4829 | 736.4829 | 895.7478 | 736.4829 | 736.4829 | 895.7478 | 736.4829 | 974.1497 | 285.938 | 736.4829 | 895.7478 | 736.4829 | 556 | 736.4829 | 895.7478 | 974.1497 | 285.938 | 4532 | 2415 | 6076 | 6140 | 6476 | 4236 | 934 | 377 | 891.9114 | 928.9732 | 994.5578 | 640.1503
| 557 | 767.4854 | 740.1355 | 894.4024 | 740.1355 | 740.1355 | 894.4024 | 740.1355 | 740.1355 | 894.4024 | 740.1355 | 975.5102 | 270.5919 | 740.1355 | 894.4024 | 740.1355 | 557 | 740.1355 | 894.4024 | 975.5102 | 270.5919 | 4393 | 2504 | 5657 | 6749 | 1295 | 1522 | 915 | 3867 | 891.9114 | 928.9647 | 994.5578 | 639.8371
| 558 | 762.5826 | 728.6971 | 897.5306 | 728.6971 | 728.6971 | 897.5306 | 728.6971 | 728.6971 | 897.5306 | 728.6971 | 983.6735 | 272.7842 | 728.6971 | 897.5306 | 728.6971 | 558 | 728.6971 | 897.5306 | 983.6735 | 272.7842 | 4863 | 2288 | 3034 | 6660 | 932 | 4554 | 817 | 3755 | 891.8153 | 928.9579 | 994.5578 | 639.8371
| 559 | 756.5852 | 724.0832 | 889.1608 | 724.0832 | 724.0832 | 889.1608 | 724.0832 | 724.0832 | 889.1608 | 724.0832 | 982.3129 | 260.57 | 724.0832 | 889.1608 | 724.0832 | 559 | 724.0832 | 889.1608 | 982.3129 | 260.57 | 5056 | 2909 | 3568 | 7079 | 3144 | 4104 | 766 | 1332 | 891.7672 | 928.9361 | 994.5578 | 639.8371
| 560 | 738.5085 | 692.1228 | 888.798 | 692.1228 | 692.1228 | 888.798 | 692.1228 | 692.1228 | 888.798 | 692.1228 | 978.2313 | 268.7128 | 692.1228 | 888.798 | 692.1228 | 560 | 692.1228 | 888.798 | 978.2313 | 268.7128 | 6417 | 2938 | 4808 | 6814 | 2564 | 4562 | 747 | 6046 | 891.7191 | 928.9289 | 994.5578 | 639.524
| 561 | 723.0859 | 654.5874 | 891.9184 | 654.5874 | 654.5874 | 891.9184 | 654.5874 | 654.5874 | 891.9184 | 654.5874 | 982.3129 | 336.5174 | 654.5874 | 891.9184 | 654.5874 | 561 | 654.5874 | 891.9184 | 982.3129 | 336.5174 | 7730 | 2715 | 3567 | 4714 | 2252 | 4565 | 649 | 3514 | 891.1424 | 928.8823 | 994.5578 | 639.2304
| 562 | 707.3616 | 625.799 | 892.4609 | 625.799 | 625.799 | 892.4609 | 625.799 | 625.799 | 892.4609 | 625.799 | 986.3946 | 340.4322 | 625.799 | 892.4609 | 625.799 | 562 | 625.799 | 892.4609 | 986.3946 | 340.4322 | 8310 | 2676 | 2062 | 4648 | 1606 | 3559 | 598 | 6346 | 890.9982 | 928.8742 | 994.5578 | 638.8976
| 563 | 705.6607 | 613.4955 | 918.3991 | 613.4955 | 613.4955 | 918.3991 | 613.4955 | 613.4955 | 918.3991 | 613.4955 | 982.3129 | 315.3774 | 613.4955 | 918.3991 | 613.4955 | 563 | 613.4955 | 918.3991 | 982.3129 | 315.3774 | 8482 | 1058 | 3566 | 5167 | 1675 | 3422 | 579 | 5725 | 890.9502 | 928.8689 | 994.5578 | 638.8976
| 564 | 708.9459 | 622.3386 | 914.6406 | 622.3386 | 622.3386 | 914.6406 | 622.3386 | 622.3386 | 914.6406 | 622.3386 | 978.2313 | 309.7401 | 622.3386 | 914.6406 | 622.3386 | 564 | 622.3386 | 914.6406 | 978.2313 | 309.7401 | 8372 | 1241 | 4807 | 5310 | 1531 | 4718 | 481 | 3090 | 890.9021 | 928.8126 | 994.5578 | 638.8976
| 565 | 719.2913 | 641.4188 | 912.6352 | 641.4188 | 641.4188 | 912.6352 | 641.4188 | 641.4188 | 912.6352 | 641.4188 | 980.9524 | 307.2346 | 641.4188 | 912.6352 | 641.4188 | 565 | 641.4188 | 912.6352 | 980.9524 | 307.2346 | 8025 | 1341 | 3989 | 5400 | 2326 | 7895 | 430 | 2848 | 890.854 | 928.8115 | 994.5578 | 638.8976
| 566 | 732.4137 | 661.9888 | 904.4264 | 661.9888 | 661.9888 | 904.4264 | 661.9888 | 661.9888 | 904.4264 | 661.9888 | 980.9524 | 359.2233 | 661.9888 | 904.4264 | 661.9888 | 566 | 661.9888 | 904.4264 | 980.9524 | 359.2233 | 7531 | 1835 | 3988 | 4278 | 1579 | 3474 | 411 | 2824 | 890.6618 | 928.7362 | 994.5578 | 638.8976
| 567 | 659.0704 | 661.412 | 613.7377 | 661.412 | 661.412 | 844.2058 | 661.412 | 661.412 | 613.7377 | 661.412 | 972.7891 | 277.482 | 661.412 | 613.7377 | 661.412 | 567 | 661.412 | 613.7377 | 972.7891 | 277.482 | 7550 | 8510 | 6495 | 6476 | 7439 | 1565 | 313 | 2800 | 890.3254 | 928.7147 | 994.5578 | 638.8976
| 568 | 700.9319 | 677.8969 | 783.9852 | 677.8969 | 677.8969 | 783.9852 | 677.8969 | 677.8969 | 783.9852 | 677.8969 | 975.5102 | 278.4215 | 677.8969 | 783.9852 | 677.8969 | 568 | 677.8969 | 783.9852 | 975.5102 | 278.4215 | 7021 | 7160 | 5656 | 6448 | 2229 | 3673 | 262 | 2105 | 890.3254 | 928.6844 | 994.5578 | 638.8976
| 569 | 730.8844 | 691.9787 | 865.7393 | 691.9787 | 691.9787 | 865.7393 | 691.9787 | 691.9787 | 865.7393 | 691.9787 | 983.6735 | 249.9217 | 691.9787 | 865.7393 | 691.9787 | 569 | 691.9787 | 865.7393 | 983.6735 | 249.9217 | 6423 | 4574 | 3033 | 7478 | 383 | 3108 | 243 | 6639 | 890.3254 | 928.6699 | 994.5578 | 638.5844
| 570 | 766.5847 | 758.5909 | 866.1669 | 758.5909 | 758.5909 | 866.1669 | 758.5909 | 758.5909 | 866.1669 | 758.5909 | 967.3469 | 231.4438 | 758.5909 | 866.1669 | 758.5909 | 570 | 758.5909 | 866.1669 | 967.3469 | 231.4438 | 3671 | 4540 | 7749 | 8031 | 1512 | 1523 | 145 | 5170 | 890.037 | 928.646 | 994.5578 | 638.5844
| 571 | 813.708 | 830.6339 | 882.0453 | 830.6339 | 830.6339 | 882.0453 | 830.6339 | 830.6339 | 882.0453 | 830.6339 | 980.9524 | 237.7075 | 830.6339 | 882.0453 | 830.6339 | 571 | 830.6339 | 882.0453 | 980.9524 | 237.7075 | 1402 | 3456 | 3987 | 7860 | 1463 | 2139 | 94 | 3179 | 890.037 | 928.602 | 994.5578 | 638.5844
| 572 | 845.1002 | 885.2309 | 884.1036 | 885.2309 | 885.2309 | 884.1036 | 885.2309 | 885.2309 | 884.1036 | 885.2309 | 986.3946 | 226.746 | 885.2309 | 884.1036 | 885.2309 | 572 | 885.2309 | 884.1036 | 986.3946 | 226.746 | 634 | 3318 | 2061 | 8143 | 8255 | 1477 | 75 | 3162 | 889.9409 | 928.602 | 994.5578 | 638.5844
| 573 | 841.9009 | 878.166 | 893.3023 | 878.166 | 878.166 | 893.3023 | 878.166 | 878.166 | 893.3023 | 878.166 | 982.3129 | 205.7626 | 878.166 | 893.3023 | 878.166 | 573 | 878.166 | 893.3023 | 982.3129 | 205.7626 | 706 | 2609 | 3565 | 8492 | 5996 | 4061 | 8711 | 1337 | 889.8467 | 928.5246 | 993.1973 | 638.5844
| 574 | 815.2633 | 843.1297 | 871.9248 | 843.1297 | 843.1297 | 871.9248 | 843.1297 | 843.1297 | 871.9248 | 843.1297 | 971.4286 | 209.5208 | 843.1297 | 871.9248 | 843.1297 | 574 | 843.1297 | 871.9248 | 971.4286 | 209.5208 | 1169 | 4155 | 6863 | 8433 | 8014 | 3478 | 8664 | 5955 | 889.6525 | 928.4994 | 993.1973 | 637.958
| 575 | 787.8423 | 792.9062 | 872.0574 | 792.9062 | 792.9062 | 872.0574 | 792.9062 | 792.9062 | 872.0574 | 792.9062 | 985.034 | 213.279 | 792.9062 | 872.0574 | 792.9062 | 575 | 792.9062 | 872.0574 | 985.034 | 213.279 | 2452 | 4144 | 2378 | 8383 | 766 | 3416 | 8661 | 1334 | 889.6525 | 928.4916 | 993.1973 | 637.6448
| 576 | 759.7764 | 737.0596 | 867.0664 | 737.0596 | 737.0596 | 867.0664 | 737.0596 | 737.0596 | 867.0664 | 737.0596 | 987.7551 | 284.3721 | 737.0596 | 867.0664 | 737.0596 | 576 | 737.0596 | 867.0664 | 987.7551 | 284.3721 | 4502 | 4472 | 1698 | 6198 | 4028 | 3337 | 8543 | 5853 | 889.6045 | 928.4802 | 993.1973 | 637.3317
| 577 | 744.989 | 709.617 | 884.8371 | 709.617 | 709.617 | 884.8371 | 709.617 | 709.617 | 884.8371 | 709.617 | 987.7551 | 225.8065 | 709.617 | 884.8371 | 709.617 | 577 | 709.617 | 884.8371 | 987.7551 | 225.8065 | 5660 | 3271 | 1697 | 8166 | 3548 | 2965 | 8496 | 2846 | 889.5564 | 928.4109 | 993.1973 | 637.3317
| 578 | 742.4711 | 718.6524 | 849.6493 | 718.6524 | 718.6524 | 849.6493 | 718.6524 | 718.6524 | 849.6493 | 718.6524 | 995.9184 | 250.8613 | 718.6524 | 849.6493 | 718.6524 | 578 | 718.6524 | 849.6493 | 995.9184 | 250.8613 | 5285 | 5666 | 404 | 7435 | 7822 | 4149 | 8493 | 5150 | 889.5083 | 928.4027 | 993.1973 | 637.0185
| 579 | 729.9355 | 691.2097 | 856.3808 | 691.2097 | 691.2097 | 856.3808 | 691.2097 | 691.2097 | 856.3808 | 691.2097 | 994.5578 | 269.3392 | 691.2097 | 856.3808 | 691.2097 | 579 | 691.2097 | 856.3808 | 994.5578 | 269.3392 | 6456 | 5230 | 563 | 6788 | 8062 | 4065 | 8375 | 3926 | 889.268 | 928.3949 | 993.1973 | 637.0185
| 580 | 732.5894 | 691.4981 | 864.207 | 691.4981 | 691.4981 | 864.207 | 691.4981 | 691.4981 | 864.207 | 691.4981 | 991.8367 | 275.6029 | 691.4981 | 864.207 | 691.4981 | 580 | 691.4981 | 864.207 | 991.8367 | 275.6029 | 6445 | 4698 | 973 | 6558 | 526 | 1530 | 8328 | 3866 | 889.268 | 928.3353 | 993.1973 | 637.0185
| 581 | 739.1824 | 705.9643 | 858.9761 | 705.9643 | 705.9643 | 858.9761 | 705.9643 | 705.9643 | 858.9761 | 705.9643 | 991.8367 | 273.0974 | 705.9643 | 858.9761 | 705.9643 | 581 | 705.9643 | 858.9761 | 991.8367 | 273.0974 | 5832 | 5063 | 972 | 6643 | 5515 | 3575 | 8325 | 7021 | 889.22 | 928.335 | 993.1973 | 636.7053
| 582 | 766.9302 | 748.9306 | 870.5844 | 748.9306 | 748.9306 | 870.5844 | 748.9306 | 748.9306 | 870.5844 | 748.9306 | 982.3129 | 280.927 | 748.9306 | 870.5844 | 748.9306 | 582 | 748.9306 | 870.5844 | 982.3129 | 280.927 | 4047 | 4243 | 3564 | 6345 | 8087 | 4340 | 8183 | 2580 | 889.0758 | 928.3299 | 993.1973 | 636.7053
| 583 | 743.6896 | 723.9391 | 842.9376 | 723.9391 | 723.9391 | 842.9376 | 723.9391 | 723.9391 | 842.9376 | 723.9391 | 972.7891 | 275.6029 | 723.9391 | 842.9376 | 723.9391 | 583 | 723.9391 | 842.9376 | 972.7891 | 275.6029 | 5061 | 6062 | 6494 | 6557 | 551 | 3515 | 8136 | 5008 | 889.0758 | 928.3287 | 993.1973 | 636.3921
| 584 | 690.5765 | 626.9044 | 842.1505 | 626.9044 | 626.9044 | 842.1505 | 626.9044 | 626.9044 | 842.1505 | 626.9044 | 986.3946 | 297.839 | 626.9044 | 842.1505 | 626.9044 | 584 | 626.9044 | 842.1505 | 986.3946 | 297.839 | 8277 | 6111 | 2060 | 5704 | 4029 | 3218 | 8133 | 2554 | 889.0277 | 928.3175 | 993.1973 | 636.2355
| 585 | 729.3013 | 689.4314 | 850.4319 | 689.4314 | 689.4314 | 850.4319 | 689.4314 | 689.4314 | 850.4319 | 689.4314 | 959.1837 | 333.8553 | 689.4314 | 850.4319 | 689.4314 | 585 | 689.4314 | 850.4319 | 959.1837 | 333.8553 | 6531 | 5597 | 8341 | 4765 | 2277 | 4182 | 7992 | 6365 | 888.6913 | 928.3089 | 993.1973 | 635.7657
| 586 | 750.078 | 706.3488 | 865.4763 | 706.3488 | 706.3488 | 865.4763 | 706.3488 | 706.3488 | 865.4763 | 706.3488 | 976.8707 | 411.5252 | 706.3488 | 865.4763 | 706.3488 | 586 | 706.3488 | 865.4763 | 976.8707 | 411.5252 | 5808 | 4600 | 5238 | 3295 | 3191 | 1683 | 7989 | 5825 | 888.6432 | 928.2722 | 993.1973 | 635.7657
| 587 | 721.6863 | 683.6642 | 808.3376 | 683.6642 | 683.6642 | 808.3376 | 683.6642 | 683.6642 | 808.3376 | 683.6642 | 985.034 | 415.9098 | 683.6642 | 808.3376 | 683.6642 | 587 | 683.6642 | 808.3376 | 985.034 | 415.9098 | 6798 | 7021 | 2377 | 3225 | 1723 | 1439 | 7871 | 4120 | 888.6432 | 928.2722 | 993.1973 | 635.7657
| 588 | 735.3919 | 692.1228 | 852.9328 | 692.1228 | 692.1228 | 852.9328 | 692.1228 | 692.1228 | 852.9328 | 692.1228 | 989.1156 | 357.6574 | 692.1228 | 852.9328 | 692.1228 | 588 | 692.1228 | 852.9328 | 989.1156 | 357.6574 | 6416 | 5432 | 1339 | 4308 | 2683 | 4058 | 7824 | 4801 | 888.5471 | 928.2152 | 993.1973 | 635.4526
| 589 | 741.3851 | 693.7569 | 873.5134 | 693.7569 | 693.7569 | 873.5134 | 693.7569 | 693.7569 | 873.5134 | 693.7569 | 986.3946 | 348.8882 | 693.7569 | 873.5134 | 693.7569 | 589 | 693.7569 | 873.5134 | 986.3946 | 348.8882 | 6349 | 4059 | 2059 | 4485 | 1726 | 4273 | 7821 | 6468 | 888.5471 | 928.2142 | 993.1973 | 635.1394
| 590 | 662.4747 | 672.5141 | 635.4428 | 672.5141 | 672.5141 | 635.4428 | 672.5141 | 672.5141 | 635.4428 | 672.5141 | 983.6735 | 369.0886 | 672.5141 | 635.4428 | 672.5141 | 590 | 672.5141 | 635.4428 | 983.6735 | 369.0886 | 7225 | 8453 | 3032 | 4092 | 8233 | 4002 | 7703 | 4058 | 888.451 | 928.212 | 993.1973 | 635.1394
| 591 | 711.6544 | 684.361 | 792.9969 | 684.361 | 684.361 | 792.9969 | 684.361 | 684.361 | 792.9969 | 684.361 | 987.7551 | 328.5312 | 684.361 | 792.9969 | 684.361 | 591 | 684.361 | 792.9969 | 987.7551 | 328.5312 | 6766 | 7112 | 1696 | 4874 | 7890 | 3947 | 7656 | 7025 | 888.451 | 928.1854 | 993.1973 | 634.8262
| 592 | 668.4801 | 585.0435 | 842.4792 | 585.0435 | 585.0435 | 842.4792 | 585.0435 | 585.0435 | 842.4792 | 585.0435 | 987.7551 | 320.7015 | 585.0435 | 842.4792 | 585.0435 | 592 | 585.0435 | 842.4792 | 987.7551 | 320.7015 | 8748 | 6091 | 1695 | 5047 | 1702 | 1804 | 7653 | 5100 | 888.4029 | 928.1278 | 993.1973 | 634.8262
| 593 | 724.0509 | 669.5343 | 878.5577 | 669.5343 | 669.5343 | 878.5577 | 669.5343 | 669.5343 | 878.5577 | 669.5343 | 1000 | 266.2073 | 669.5343 | 878.5577 | 669.5343 | 593 | 669.5343 | 878.5577 | 1000 | 266.2073 | 7320 | 3705 | 49 | 6899 | 7915 | 2363 | 7535 | 2749 | 888.3549 | 928.0876 | 993.1973 | 634.8262
| 594 | 741.0459 | 762.7721 | 734.2467 | 762.7721 | 762.7721 | 734.2467 | 762.7721 | 762.7721 | 734.2467 | 762.7721 | 980.9524 | 354.5255 | 762.7721 | 734.2467 | 762.7721 | 594 | 762.7721 | 734.2467 | 980.9524 | 354.5255 | 3530 | 7647 | 3986 | 4366 | 6619 | 4084 | 7488 | 2609 | 888.2588 | 928.0574 | 993.1973 | 634.8262
| 595 | 782.2434 | 783.5824 | 851.2406 | 783.5824 | 783.5824 | 851.2406 | 783.5824 | 783.5824 | 851.2406 | 783.5824 | 995.9184 | 281.8666 | 783.5824 | 851.2406 | 783.5824 | 595 | 783.5824 | 851.2406 | 995.9184 | 281.8666 | 2744 | 5547 | 403 | 6295 | 811 | 2969 | 7485 | 4009 | 888.2107 | 927.9949 | 993.1973 | 634.513
| 596 | 790.4703 | 788.2443 | 863.3101 | 788.2443 | 788.2443 | 863.3101 | 788.2443 | 788.2443 | 863.3101 | 788.2443 | 978.2313 | 329.1575 | 788.2443 | 863.3101 | 788.2443 | 596 | 788.2443 | 863.3101 | 978.2313 | 329.1575 | 2606 | 4750 | 4806 | 4851 | 5780 | 3288 | 7367 | 3424 | 888.1146 | 927.9867 | 993.1973 | 634.513
| 597 | 818.1472 | 831.5471 | 879.6194 | 831.5471 | 831.5471 | 879.6194 | 831.5471 | 831.5471 | 879.6194 | 831.5471 | 993.1973 | 290.0094 | 831.5471 | 879.6194 | 831.5471 | 597 | 831.5471 | 879.6194 | 993.1973 | 290.0094 | 1381 | 3628 | 718 | 5970 | 6380 | 3186 | 7320 | 7193 | 888.0665 | 927.954 | 993.1973 | 634.1998
| 598 | 818.7903 | 838.4198 | 865.9055 | 838.4198 | 838.4198 | 865.9055 | 838.4198 | 838.4198 | 865.9055 | 838.4198 | 994.5578 | 297.5258 | 838.4198 | 865.9055 | 838.4198 | 598 | 838.4198 | 865.9055 | 994.5578 | 297.5258 | 1251 | 4563 | 562 | 5718 | 3044 | 4499 | 7317 | 6981 | 887.9704 | 927.9326 | 993.1973 | 634.1998
| 599 | 762.7159 | 743.4037 | 863.7887 | 743.4037 | 743.4037 | 863.7887 | 743.4037 | 743.4037 | 863.7887 | 743.4037 | 972.7891 | 302.85 | 743.4037 | 863.7887 | 743.4037 | 599 | 743.4037 | 863.7887 | 972.7891 | 302.85 | 4253 | 4715 | 6493 | 5544 | 2902 | 4162 | 7199 | 4564 | 887.9704 | 927.92 | 993.1973 | 634.1998
| 600 | 768.9695 | 746.4796 | 878.1024 | 746.4796 | 746.4796 | 878.1024 | 746.4796 | 746.4796 | 878.1024 | 746.4796 | 993.1973 | 288.1303 | 746.4796 | 878.1024 | 746.4796 | 600 | 746.4796 | 878.1024 | 993.1973 | 288.1303 | 4131 | 3745 | 717 | 6044 | 2803 | 3192 | 7152 | 6633 | 887.8262 | 927.8822 | 993.1973 | 633.8866
| 601 | 770.5804 | 755.8514 | 862.3886 | 755.8514 | 755.8514 | 862.3886 | 755.8514 | 755.8514 | 862.3886 | 755.8514 | 990.4762 | 301.2841 | 755.8514 | 862.3886 | 755.8514 | 601 | 755.8514 | 862.3886 | 990.4762 | 301.2841 | 3790 | 4818 | 1087 | 5607 | 1747 | 1410 | 7149 | 6214 | 887.8262 | 927.8753 | 993.1973 | 633.8866
| 602 | 754.4766 | 735.5217 | 847.7755 | 735.5217 | 735.5217 | 847.7755 | 735.5217 | 735.5217 | 847.7755 | 735.5217 | 998.6395 | 288.7567 | 735.5217 | 847.7755 | 735.5217 | 602 | 735.5217 | 847.7755 | 998.6395 | 288.7567 | 4584 | 5790 | 150 | 6023 | 5973 | 3548 | 7031 | 5694 | 887.634 | 927.8631 | 993.1973 | 633.8866
| 603 | 751.4585 | 730.5714 | 849.7505 | 730.5714 | 730.5714 | 849.7505 | 730.5714 | 730.5714 | 849.7505 | 730.5714 | 995.9184 | 280.927 | 730.5714 | 849.7505 | 730.5714 | 603 | 730.5714 | 849.7505 | 995.9184 | 280.927 | 4797 | 5652 | 402 | 6344 | 7487 | 4252 | 6984 | 6280 | 887.5859 | 927.8586 | 993.1973 | 633.2603
| 604 | 734.1674 | 703.6574 | 845.7537 | 703.6574 | 703.6574 | 845.7537 | 703.6574 | 703.6574 | 845.7537 | 703.6574 | 986.3946 | 279.6743 | 703.6574 | 845.7537 | 703.6574 | 604 | 703.6574 | 845.7537 | 986.3946 | 279.6743 | 5926 | 5922 | 2058 | 6387 | 6283 | 4087 | 6981 | 7192 | 887.5859 | 927.8357 | 993.1973 | 632.9471
| 605 | 741.8103 | 718.4601 | 844.9587 | 718.4601 | 718.4601 | 844.9587 | 718.4601 | 718.4601 | 844.9587 | 718.4601 | 989.1156 | 268.7128 | 718.4601 | 844.9587 | 718.4601 | 605 | 718.4601 | 844.9587 | 989.1156 | 268.7128 | 5294 | 5957 | 1338 | 6813 | 431 | 3566 | 6863 | 6988 | 887.5859 | 927.8302 | 993.1973 | 632.9471
| 606 | 779.6449 | 771.2308 | 870.9988 | 771.2308 | 771.2308 | 870.9988 | 771.2308 | 771.2308 | 870.9988 | 771.2308 | 995.9184 | 265.2678 | 771.2308 | 870.9988 | 771.2308 | 606 | 771.2308 | 870.9988 | 995.9184 | 265.2678 | 3218 | 4210 | 401 | 6929 | 6332 | 1472 | 6816 | 6814 | 887.3456 | 927.8121 | 993.1973 | 632.9471
| 607 | 778.9385 | 776.2292 | 861.8582 | 776.2292 | 776.2292 | 861.8582 | 776.2292 | 776.2292 | 861.8582 | 776.2292 | 974.1497 | 273.7238 | 776.2292 | 861.8582 | 776.2292 | 607 | 776.2292 | 861.8582 | 974.1497 | 273.7238 | 3015 | 4868 | 6075 | 6620 | 2684 | 3584 | 6813 | 5196 | 887.3456 | 927.7812 | 993.1973 | 632.9471
| 608 | 754.5591 | 735.5698 | 846.5665 | 735.5698 | 735.5698 | 846.5665 | 735.5698 | 735.5698 | 846.5665 | 735.5698 | 986.3946 | 306.6082 | 735.5698 | 846.5665 | 735.5698 | 608 | 735.5698 | 846.5665 | 986.3946 | 306.6082 | 4577 | 5860 | 2057 | 5423 | 2228 | 4278 | 6695 | 3425 | 887.1534 | 927.767 | 993.1973 | 632.9471
| 609 | 751.6645 | 724.1794 | 847.318 | 724.1794 | 724.1794 | 847.318 | 724.1794 | 724.1794 | 847.318 | 724.1794 | 982.3129 | 358.2837 | 724.1794 | 847.318 | 724.1794 | 609 | 724.1794 | 847.318 | 982.3129 | 358.2837 | 5050 | 5814 | 3563 | 4300 | 2327 | 4143 | 6648 | 6384 | 887.0572 | 927.642 | 993.1973 | 632.6339
| 610 | 774.8754 | 753.977 | 862.9564 | 753.977 | 753.977 | 862.9564 | 753.977 | 753.977 | 862.9564 | 753.977 | 985.034 | 379.5803 | 753.977 | 862.9564 | 753.977 | 610 | 753.977 | 862.9564 | 985.034 | 379.5803 | 3858 | 4777 | 2376 | 3859 | 2926 | 3191 | 6645 | 1290 | 887.0092 | 927.6044 | 993.1973 | 632.6339
| 611 | 770.1345 | 752.8716 | 853.3064 | 752.8716 | 752.8716 | 853.3064 | 752.8716 | 752.8716 | 853.3064 | 752.8716 | 971.4286 | 374.2562 | 752.8716 | 853.3064 | 752.8716 | 611 | 752.8716 | 853.3064 | 971.4286 | 374.2562 | 3911 | 5414 | 6862 | 3978 | 763 | 4548 | 6527 | 5342 | 887.0092 | 927.586 | 993.1973 | 632.3207
| 612 | 767.3986 | 732.3497 | 874.2661 | 732.3497 | 732.3497 | 874.2661 | 732.3497 | 732.3497 | 874.2661 | 732.3497 | 956.4626 | 431.2559 | 732.3497 | 874.2661 | 732.3497 | 612 | 732.3497 | 874.2661 | 956.4626 | 431.2559 | 4725 | 4014 | 8493 | 2976 | 7077 | 3096 | 6480 | 3870 | 886.8169 | 927.5841 | 993.1973 | 632.3207
| 613 | 774.5225 | 746.0951 | 875.3325 | 746.0951 | 746.0951 | 875.3325 | 746.0951 | 746.0951 | 875.3325 | 746.0951 | 963.2653 | 409.9593 | 746.0951 | 875.3325 | 746.0951 | 613 | 746.0951 | 875.3325 | 963.2653 | 409.9593 | 4148 | 3950 | 8176 | 3323 | 2278 | 4072 | 6477 | 3205 | 886.8169 | 927.5837 | 993.1973 | 632.3207
| 614 | 738.4654 | 683.0394 | 879.934 | 683.0394 | 683.0394 | 879.934 | 683.0394 | 683.0394 | 879.934 | 683.0394 | 975.5102 | 378.954 | 683.0394 | 879.934 | 683.0394 | 614 | 683.0394 | 879.934 | 975.5102 | 378.954 | 6827 | 3608 | 5655 | 3881 | 3235 | 4563 | 6359 | 6809 | 886.7689 | 927.5786 | 993.1973 | 632.0075
| 615 | 748.4863 | 707.31 | 860.8672 | 707.31 | 707.31 | 860.8672 | 707.31 | 707.31 | 860.8672 | 707.31 | 997.2789 | 379.5803 | 707.31 | 860.8672 | 707.31 | 615 | 707.31 | 860.8673 | 997.2789 | 379.5803 | 5761 | 4928 | 205 | 3858 | 1724 | 4321 | 6312 | 6457 | 886.6728 | 927.568 | 993.1973 | 632.0075
| 616 | 762.7687 | 761.1861 | 810.3143 | 761.1861 | 761.1861 | 810.3143 | 761.1861 | 761.1861 | 810.3143 | 761.1861 | 985.034 | 362.9815 | 761.1861 | 810.3143 | 761.1861 | 616 | 761.1861 | 810.3143 | 985.034 | 362.9815 | 3589 | 6996 | 2375 | 4217 | 8471 | 2142 | 6309 | 4837 | 886.5286 | 927.5603 | 993.1973 | 632.0075
| 617 | 764.2785 | 769.9332 | 793.2939 | 769.9332 | 769.9332 | 793.2939 | 769.9332 | 769.9332 | 793.2939 | 769.9332 | 998.6395 | 368.6189 | 769.9332 | 793.2939 | 769.9332 | 617 | 769.9332 | 793.2939 | 998.6395 | 368.6189 | 3274 | 7110 | 149 | 4106 | 5108 | 1480 | 6191 | 4601 | 886.5286 | 927.5603 | 993.1973 | 632.0075
| 618 | 766.1779 | 732.3978 | 890.5435 | 732.3978 | 732.3978 | 890.5435 | 732.3978 | 732.3978 | 890.5435 | 732.3978 | 953.7415 | 351.3937 | 732.3978 | 890.5435 | 732.3978 | 618 | 732.3978 | 890.5435 | 953.7415 | 351.3937 | 4721 | 2811 | 8549 | 4433 | 3501 | 4444 | 6144 | 4826 | 886.4805 | 927.5138 | 993.1973 | 631.6943
| 619 | 823.6944 | 829.2882 | 894.507 | 829.2882 | 829.2882 | 894.507 | 829.2882 | 829.2882 | 894.507 | 829.2882 | 975.5102 | 343.8772 | 829.2882 | 894.507 | 829.2882 | 619 | 829.2882 | 894.507 | 975.5102 | 343.8772 | 1423 | 2493 | 5654 | 4573 | 7939 | 4506 | 6141 | 3645 | 886.2402 | 927.4949 | 993.1973 | 631.6943
| 620 | 836.7035 | 851.8287 | 909.1837 | 851.8287 | 851.8287 | 909.1837 | 851.8287 | 851.8287 | 909.1837 | 851.8287 | 972.7891 | 289.6962 | 851.8287 | 909.1837 | 851.8287 | 620 | 851.8287 | 909.1837 | 972.7891 | 289.6962 | 1020 | 1540 | 6492 | 5984 | 7581 | 1554 | 6023 | 4857 | 886.1441 | 927.4778 | 993.1973 | 631.5377
| 621 | 832.7184 | 852.9341 | 887.2285 | 852.9341 | 852.9341 | 887.2285 | 852.9341 | 852.9341 | 887.2285 | 852.9341 | 976.8707 | 308.8005 | 852.9341 | 887.2285 | 852.9341 | 621 | 852.9341 | 887.2285 | 976.8707 | 308.8005 | 1007 | 3049 | 5237 | 5340 | 2686 | 3348 | 5976 | 1313 | 886.1441 | 927.4411 | 993.1973 | 631.3811
| 622 | 818.3886 | 828.1828 | 884.6898 | 828.1828 | 828.1828 | 884.6898 | 828.1828 | 828.1828 | 884.6898 | 828.1828 | 989.1156 | 304.1027 | 828.1828 | 884.6898 | 828.1828 | 622 | 828.1828 | 884.6898 | 989.1156 | 304.1027 | 1448 | 3285 | 1337 | 5506 | 7727 | 1262 | 5973 | 2944 | 886.048 | 927.3967 | 993.1973 | 631.068
| 623 | 773.8962 | 758.0141 | 871.9467 | 758.0141 | 758.0141 | 871.9467 | 758.0141 | 758.0141 | 871.9467 | 758.0141 | 978.2313 | 304.4159 | 758.0141 | 871.9467 | 758.0141 | 623 | 758.0141 | 871.9467 | 978.2313 | 304.4159 | 3695 | 4152 | 4805 | 5497 | 7605 | 4580 | 5855 | 6366 | 886.048 | 927.3683 | 993.1973 | 630.7548
| 624 | 740.9833 | 695.1987 | 884.893 | 695.1987 | 695.1987 | 884.893 | 695.1987 | 695.1987 | 884.893 | 695.1987 | 970.068 | 302.5368 | 695.1987 | 884.893 | 695.1987 | 624 | 695.1987 | 884.8931 | 970.068 | 302.5368 | 6278 | 3268 | 7275 | 5556 | 3095 | 2088 | 5808 | 5371 | 885.9999 | 927.3511 | 993.1973 | 630.7548
| 625 | 746.8371 | 699.1397 | 893.7873 | 699.1397 | 699.1397 | 893.7873 | 699.1397 | 699.1397 | 893.7873 | 699.1397 | 979.5918 | 307.8609 | 699.1397 | 893.7873 | 699.1397 | 625 | 699.1397 | 893.7873 | 979.5918 | 307.8609 | 6123 | 2555 | 4207 | 5376 | 789 | 3558 | 5805 | 5868 | 885.9999 | 927.3021 | 993.1973 | 630.4416
| 626 | 735.8239 | 694.4778 | 870.8091 | 694.4778 | 694.4778 | 870.8091 | 694.4778 | 694.4778 | 870.8091 | 694.4778 | 968.7075 | 293.7676 | 694.4778 | 870.8091 | 694.4778 | 626 | 694.4778 | 870.8091 | 968.7075 | 293.7676 | 6316 | 4225 | 7449 | 5838 | 1003 | 3616 | 5687 | 4155 | 885.9855 | 927.2004 | 993.1973 | 630.4416
| 627 | 737.695 | 683.6642 | 899.1906 | 683.6642 | 683.6642 | 899.1906 | 683.6642 | 683.6642 | 899.1906 | 683.6642 | 974.1497 | 287.5039 | 683.6642 | 899.1906 | 683.6642 | 627 | 683.6642 | 899.1906 | 974.1497 | 287.5039 | 6797 | 2170 | 6074 | 6065 | 8230 | 3217 | 5640 | 2253 | 885.9519 | 927.1801 | 993.1973 | 630.4416
| 628 | 702.5084 | 623.6363 | 896.6633 | 623.6363 | 623.6363 | 896.6633 | 623.6363 | 623.6363 | 896.6633 | 623.6363 | 980.9524 | 278.4215 | 623.6363 | 896.6633 | 623.6363 | 628 | 623.6363 | 896.6633 | 980.9524 | 278.4215 | 8352 | 2345 | 3985 | 6447 | 694 | 1416 | 5637 | 5169 | 885.9518 | 927.1643 | 993.1973 | 630.1284
| 629 | 727.9404 | 682.751 | 866.5847 | 682.751 | 682.751 | 866.5847 | 682.751 | 682.751 | 866.5847 | 682.751 | 980.9524 | 281.8666 | 682.751 | 866.5847 | 682.751 | 629 | 682.751 | 866.5847 | 980.9524 | 281.8666 | 6842 | 4496 | 3984 | 6294 | 2323 | 4402 | 5519 | 2942 | 885.7596 | 927.1528 | 993.1973 | 630.1284
| 630 | 742.3411 | 705.6279 | 870.7071 | 705.6279 | 705.6279 | 870.7071 | 705.6279 | 705.6279 | 870.7071 | 705.6279 | 987.7551 | 277.1688 | 705.6279 | 870.7071 | 705.6279 | 630 | 705.6279 | 870.7071 | 987.7551 | 277.1688 | 5844 | 4233 | 1694 | 6492 | 2060 | 3501 | 5472 | 1282 | 885.5674 | 927.1502 | 993.1973 | 629.502
| 631 | 716.3708 | 664.9205 | 863.5555 | 664.9205 | 664.9205 | 863.5555 | 664.9205 | 664.9205 | 863.5555 | 664.9205 | 976.8707 | 278.7347 | 664.9205 | 863.5555 | 664.9205 | 631 | 664.9205 | 863.5555 | 976.8707 | 278.7347 | 7439 | 4732 | 5236 | 6425 | 6502 | 3202 | 5469 | 6654 | 885.4712 | 927.1485 | 993.1973 | 629.1889
| 632 | 697.1889 | 632.8159 | 858.2523 | 632.8159 | 632.8159 | 858.2523 | 632.8159 | 632.8159 | 858.2523 | 632.8159 | 978.2313 | 286.8775 | 632.8159 | 858.2523 | 632.8159 | 632 | 632.8159 | 858.2523 | 978.2313 | 286.8775 | 8183 | 5106 | 4804 | 6100 | 8108 | 3467 | 5351 | 3111 | 885.2309 | 927.1291 | 993.1973 | 628.8757
| 633 | 680.8021 | 630.9896 | 791.0623 | 630.9896 | 630.9896 | 791.0623 | 630.9896 | 630.9896 | 791.0623 | 630.9896 | 971.4286 | 347.6355 | 630.9896 | 791.0623 | 630.9896 | 633 | 630.9896 | 791.0623 | 971.4286 | 347.6355 | 8214 | 7129 | 6861 | 4509 | 2275 | 3426 | 5304 | 6621 | 885.2309 | 927.1277 | 993.1973 | 628.5625
| 634 | 639.2176 | 604.9887 | 695.3847 | 604.9887 | 604.9887 | 695.3847 | 604.9887 | 604.9887 | 695.3847 | 604.9887 | 960.5442 | 367.0529 | 604.9887 | 695.3847 | 604.9887 | 634 | 604.9887 | 695.3847 | 960.5442 | 367.0529 | 8585 | 8068 | 8285 | 4135 | 572 | 7384 | 5301 | 5323 | 885.2309 | 927.0733 | 993.1973 | 628.5625
| 635 | 631.5419 | 590.8588 | 691.0539 | 590.8588 | 590.8588 | 691.0539 | 590.8588 | 590.8588 | 691.0539 | 590.8588 | 976.8707 | 373.6298 | 590.8588 | 691.0539 | 590.8588 | 635 | 590.8588 | 691.0539 | 976.8707 | 373.6298 | 8701 | 8114 | 5235 | 3996 | 8060 | 328 | 5183 | 1499 | 885.1348 | 927.0733 | 993.1973 | 628.5625
| 636 | 635.3084 | 621.041 | 646.1748 | 621.041 | 621.041 | 646.1748 | 621.041 | 621.041 | 646.1748 | 621.041 | 967.3469 | 373.943 | 621.041 | 646.1748 | 621.041 | 636 | 621.041 | 646.1748 | 967.3469 | 373.943 | 8394 | 8423 | 7748 | 3985 | 7869 | 2858 | 5136 | 6276 | 885.1348 | 927.0444 | 993.1973 | 628.2493
| 637 | 618.9278 | 623.8766 | 578.9345 | 623.8766 | 623.8766 | 578.9345 | 623.8766 | 623.8766 | 578.9345 | 623.8766 | 940.1361 | 418.1021 | 623.8766 | 578.9345 | 623.8766 | 637 | 623.8766 | 578.9345 | 940.1361 | 418.1021 | 8346 | 8541 | 8703 | 3189 | 7794 | 5067 | 5133 | 6281 | 885.1348 | 927.0374 | 993.1973 | 627.9361
| 638 | 616.1087 | 642.0916 | 505.1253 | 642.0916 | 642.0916 | 624.031 | 642.0916 | 642.0916 | 505.1253 | 642.0916 | 946.9388 | 402.4428 | 642.0916 | 505.1253 | 642.0916 | 638 | 642.0916 | 505.1253 | 946.9388 | 402.4428 | 8008 | 8600 | 8600 | 3448 | 524 | 4405 | 5015 | 2273 | 885.1348 | 927.0374 | 993.1973 | 627.9361
| 639 | 661.0349 | 655.4044 | 669.1275 | 655.4044 | 655.4044 | 669.1275 | 655.4044 | 655.4044 | 669.1275 | 655.4044 | 979.5918 | 355.1519 | 655.4044 | 669.1275 | 655.4044 | 639 | 655.4044 | 669.1275 | 979.5918 | 355.1519 | 7712 | 8299 | 4206 | 4355 | 1771 | 4613 | 4968 | 3539 | 885.0868 | 927 | 993.1973 | 627.786
| 640 | 675.9884 | 654.6355 | 725.3053 | 654.6355 | 654.6355 | 725.3053 | 654.6355 | 654.6355 | 725.3053 | 654.6355 | 970.068 | 355.4651 | 654.6355 | 725.3053 | 654.6355 | 640 | 654.6355 | 725.3053 | 970.068 | 355.4651 | 7728 | 7736 | 7274 | 4346 | 2230 | 4100 | 4965 | 6303 | 885.0627 | 926.9843 | 993.1973 | 627.6229
| 641 | 672.2335 | 648.6759 | 724.0284 | 648.6759 | 648.6759 | 724.0284 | 648.6759 | 648.6759 | 724.0284 | 648.6759 | 972.7891 | 352.9596 | 648.6759 | 724.0284 | 648.6759 | 641 | 648.6759 | 724.0284 | 972.7891 | 352.9596 | 7883 | 7754 | 6491 | 4404 | 3790 | 4059 | 4847 | 4909 | 884.7984 | 926.9603 | 993.1973 | 627.3097
| 642 | 698.3757 | 705.3395 | 708.7408 | 705.3395 | 705.3395 | 708.7408 | 705.3395 | 705.3395 | 708.7408 | 705.3395 | 986.3946 | 313.1851 | 705.3395 | 708.7408 | 705.3395 | 642 | 705.3395 | 708.7408 | 986.3946 | 313.1851 | 5859 | 7941 | 2056 | 5215 | 2110 | 1681 | 4800 | 4443 | 884.462 | 926.9527 | 993.1973 | 627.3097
| 643 | 737.5653 | 780.7469 | 704.1041 | 780.7469 | 780.7469 | 704.1041 | 780.7469 | 780.7469 | 704.1041 | 780.7469 | 970.068 | 293.4544 | 780.7469 | 704.1041 | 780.7469 | 643 | 780.7469 | 704.1041 | 970.068 | 293.4544 | 2849 | 7986 | 7273 | 5849 | 7703 | 1437 | 4797 | 7619 | 884.3658 | 926.9527 | 993.1973 | 626.9966
| 644 | 756.5573 | 800.8843 | 724.9424 | 800.8843 | 800.8843 | 724.9424 | 800.8843 | 800.8843 | 724.9424 | 800.8843 | 983.6735 | 301.2841 | 800.8843 | 724.9424 | 800.8843 | 644 | 800.8843 | 724.9424 | 983.6735 | 301.2841 | 2183 | 7743 | 3031 | 5606 | 1030 | 4564 | 4679 | 3612 | 884.3658 | 926.949 | 993.1973 | 626.9966
| 645 | 746.6475 | 784.6878 | 724.6085 | 784.6878 | 784.6878 | 724.6085 | 784.6878 | 784.6878 | 724.6085 | 784.6878 | 983.6735 | 293.4544 | 784.6878 | 724.6085 | 784.6878 | 645 | 784.6878 | 724.6085 | 983.6735 | 293.4544 | 2707 | 7745 | 3030 | 5848 | 7269 | 4238 | 4632 | 5688 | 884.2217 | 926.9489 | 993.1973 | 626.6834
| 646 | 729.0852 | 766.0403 | 703.022 | 766.0403 | 766.0403 | 703.022 | 766.0403 | 766.0403 | 703.022 | 766.0403 | 979.5918 | 287.1907 | 766.0403 | 703.022 | 766.0403 | 646 | 766.0403 | 703.022 | 979.5918 | 287.1907 | 3431 | 7998 | 4205 | 6081 | 5204 | 4239 | 4629 | 5363 | 884.0775 | 926.9309 | 993.1973 | 626.6834
| 647 | 719.3976 | 710.3859 | 776.9443 | 710.3859 | 710.3859 | 776.9443 | 710.3859 | 710.3859 | 776.9443 | 710.3859 | 993.1973 | 287.5039 | 710.3859 | 776.9443 | 710.3859 | 647 | 710.3859 | 776.9443 | 993.1973 | 287.5039 | 5630 | 7193 | 716 | 6064 | 2592 | 3338 | 4511 | 4789 | 884.0294 | 926.906 | 993.1973 | 626.6834
| 648 | 727.2928 | 688.6144 | 847.5532 | 688.6144 | 688.6144 | 847.5532 | 688.6144 | 688.6144 | 847.5532 | 688.6144 | 982.3129 | 300.6577 | 688.6144 | 847.5532 | 688.6144 | 648 | 688.6144 | 847.5532 | 982.3129 | 300.6577 | 6572 | 5804 | 3562 | 5623 | 1006 | 3552 | 4464 | 1336 | 883.741 | 926.8793 | 993.1973 | 626.6834
| 649 | 708.9108 | 656.0292 | 854.0163 | 656.0292 | 656.0292 | 854.0163 | 656.0292 | 656.0292 | 854.0163 | 656.0292 | 994.5578 | 265.8941 | 656.0292 | 854.0163 | 656.0292 | 649 | 656.0292 | 854.0163 | 994.5578 | 265.8941 | 7692 | 5381 | 561 | 6907 | 8302 | 3368 | 4461 | 2584 | 883.693 | 926.8587 | 993.1973 | 626.057
| 650 | 698.4048 | 641.4188 | 845.0596 | 641.4188 | 641.4188 | 845.0596 | 641.4188 | 641.4188 | 845.0596 | 641.4188 | 990.4762 | 275.6029 | 641.4188 | 845.0596 | 641.4188 | 650 | 641.4188 | 845.0596 | 990.4762 | 275.6029 | 8024 | 5945 | 1086 | 6556 | 7246 | 2922 | 4343 | 2248 | 883.6449 | 926.8587 | 993.1973 | 625.7438
| 651 | 694.7682 | 637.67 | 843.5626 | 637.67 | 637.67 | 842.968 | 637.67 | 637.67 | 843.5626 | 637.67 | 975.5102 | 276.2293 | 637.67 | 843.5626 | 637.67 | 651 | 637.67 | 843.5626 | 975.5102 | 276.2293 | 8090 | 6025 | 5653 | 6533 | 7991 | 2345 | 4296 | 7401 | 883.5969 | 926.8459 | 993.1973 | 625.4306
| 652 | 692.2374 | 633.9213 | 840.8765 | 633.9213 | 633.9213 | 840.8765 | 633.9213 | 633.9213 | 840.8765 | 633.9213 | 979.5918 | 276.8556 | 633.9213 | 840.8765 | 633.9213 | 652 | 633.9213 | 840.8765 | 979.5918 | 276.8556 | 8167 | 6182 | 4204 | 6506 | 2804 | 1468 | 4293 | 5807 | 883.5969 | 926.8366 | 993.1973 | 625.4306
| 653 | 700.8458 | 638.8235 | 859.8408 | 638.8235 | 638.8235 | 859.8408 | 638.8235 | 638.8235 | 859.8408 | 638.8235 | 985.034 | 276.8556 | 638.8235 | 859.8408 | 638.8235 | 653 | 638.8235 | 859.8408 | 985.034 | 276.8556 | 8071 | 4991 | 2374 | 6505 | 2351 | 4498 | 4175 | 1285 | 883.5969 | 926.7729 | 993.1973 | 625.4306
| 654 | 733.8482 | 694.8623 | 867.2506 | 694.8623 | 694.8623 | 867.2506 | 694.8623 | 694.8623 | 867.2506 | 694.8623 | 965.9864 | 279.9875 | 694.8623 | 867.2506 | 694.8623 | 654 | 694.8623 | 867.2506 | 965.9864 | 279.9875 | 6295 | 4458 | 7965 | 6378 | 2784 | 4443 | 4128 | 345 | 883.5007 | 926.7428 | 993.1973 | 625.4306
| 655 | 702.8426 | 639.0638 | 869.1461 | 639.0638 | 639.0638 | 869.1461 | 639.0638 | 639.0638 | 869.1461 | 639.0638 | 978.2313 | 272.471 | 639.0638 | 869.1461 | 639.0638 | 655 | 639.0638 | 869.1461 | 978.2313 | 272.471 | 8065 | 4321 | 4803 | 6673 | 2635 | 3359 | 4125 | 4908 | 883.4046 | 926.7286 | 993.1973 | 625.274
| 656 | 695.0487 | 620.9929 | 869.499 | 620.9929 | 620.9929 | 869.499 | 620.9929 | 620.9929 | 869.499 | 620.9929 | 980.9524 | 303.7895 | 620.9929 | 869.499 | 620.9929 | 656 | 620.9929 | 869.499 | 980.9524 | 303.7895 | 8397 | 4302 | 3983 | 5520 | 7030 | 3185 | 4007 | 6184 | 883.2124 | 926.7155 | 993.1973 | 625.1175
| 657 | 689.564 | 622.2425 | 848.716 | 622.2425 | 622.2425 | 848.716 | 622.2425 | 622.2425 | 848.716 | 622.2425 | 982.3129 | 298.7786 | 622.2425 | 848.716 | 622.2425 | 657 | 622.2425 | 848.716 | 982.3129 | 298.7786 | 8375 | 5742 | 3561 | 5678 | 5707 | 1776 | 3960 | 6533 | 883.2124 | 926.7128 | 993.1973 | 624.9609
| 658 | 680.8663 | 613.928 | 826.4496 | 613.928 | 613.928 | 826.4496 | 613.928 | 613.928 | 826.4496 | 613.928 | 978.2313 | 336.674 | 613.928 | 826.4496 | 613.928 | 658 | 613.928 | 826.4496 | 978.2313 | 336.674 | 8475 | 6715 | 4802 | 4712 | 3669 | 3265 | 3957 | 5368 | 883.2124 | 926.6839 | 993.1973 | 624.1779
| 659 | 700.0264 | 643.8218 | 839.925 | 643.8218 | 643.8218 | 785.6851 | 643.8218 | 643.8218 | 839.925 | 643.8218 | 974.1497 | 370.1848 | 643.8218 | 839.925 | 643.8218 | 659 | 643.8218 | 839.925 | 974.1497 | 370.1848 | 7975 | 6222 | 6073 | 4068 | 2852 | 3499 | 3839 | 3295 | 882.9721 | 926.6827 | 993.1973 | 624.1779
| 660 | 695.5135 | 619.1474 | 861.2959 | 619.1474 | 619.1474 | 861.2959 | 619.1474 | 619.1474 | 861.2959 | 619.1474 | 983.6735 | 355.1519 | 619.1474 | 861.2959 | 619.1474 | 660 | 619.1474 | 861.2959 | 983.6735 | 355.1519 | 8420 | 4903 | 3029 | 4354 | 2593 | 1337 | 3792 | 6678 | 882.876 | 926.6676 | 993.1973 | 623.8647
| 661 | 690.7942 | 613.2552 | 862.2374 | 613.2552 | 613.2552 | 862.2374 | 613.2552 | 613.2552 | 862.2374 | 613.2552 | 965.9864 | 350.1409 | 613.2552 | 862.2374 | 613.2552 | 661 | 613.2552 | 862.2374 | 965.9864 | 350.1409 | 8485 | 4834 | 7964 | 4456 | 3164 | 1921 | 3789 | 4529 | 882.6837 | 926.6626 | 993.1973 | 623.8647
| 662 | 676.5536 | 594.944 | 845.7654 | 594.944 | 594.944 | 845.7654 | 594.944 | 594.944 | 845.7654 | 594.944 | 991.8367 | 337.3003 | 594.944 | 845.7654 | 594.944 | 662 | 594.944 | 845.7654 | 991.8367 | 337.3003 | 8672 | 5919 | 971 | 4702 | 1749 | 1461 | 3671 | 7023 | 882.3953 | 926.6626 | 993.1973 | 623.5515
| 663 | 706.6763 | 637.2855 | 854.8071 | 637.2855 | 637.2855 | 854.8071 | 637.2855 | 637.2855 | 854.8071 | 637.2855 | 970.068 | 405.8879 | 637.2855 | 854.8071 | 637.2855 | 663 | 637.2855 | 854.8071 | 970.068 | 405.8879 | 8108 | 5326 | 7272 | 3380 | 3308 | 1445 | 3624 | 6673 | 882.0589 | 926.5815 | 993.1973 | 623.5515
| 664 | 759.9381 | 742.9231 | 848.0783 | 742.9231 | 742.9231 | 848.0783 | 742.9231 | 742.9231 | 848.0783 | 742.9231 | 983.6735 | 319.762 | 742.9231 | 848.0783 | 742.9231 | 664 | 742.9231 | 848.0783 | 983.6735 | 319.762 | 4276 | 5770 | 3028 | 5072 | 1099 | 3999 | 3621 | 6505 | 882.0589 | 926.5801 | 993.1973 | 623.5515
| 665 | 778.7708 | 756.5242 | 866.3256 | 756.5242 | 756.5242 | 866.3256 | 756.5242 | 756.5242 | 866.3256 | 756.5242 | 989.1156 | 396.1791 | 756.5242 | 866.3256 | 756.5242 | 665 | 756.5242 | 866.3256 | 989.1156 | 396.1791 | 3767 | 4518 | 1336 | 3558 | 3788 | 4138 | 3503 | 3793 | 881.9628 | 926.5368 | 993.1973 | 623.5515
| 666 | 791.5383 | 784.4956 | 865.0692 | 784.4956 | 784.4956 | 865.0692 | 784.4956 | 784.4956 | 865.0692 | 784.4956 | 982.3129 | 362.9815 | 784.4956 | 865.0692 | 784.4956 | 666 | 784.4956 | 865.0692 | 982.3129 | 362.9815 | 2715 | 4627 | 3560 | 4216 | 2805 | 2851 | 3456 | 2850 | 881.9628 | 926.4973 | 993.1973 | 623.5515
| 667 | 864.5801 | 909.2132 | 889.68 | 909.2132 | 909.2132 | 889.68 | 909.2132 | 909.2132 | 889.68 | 909.2132 | 982.3129 | 289.383 | 909.2132 | 889.68 | 909.2132 | 667 | 909.2132 | 889.68 | 982.3129 | 289.383 | 394 | 2869 | 3559 | 5996 | 7942 | 1904 | 3453 | 1139 | 881.9147 | 926.4247 | 993.1973 | 623.5515
| 668 | 861.3756 | 917.5758 | 864.7604 | 917.5758 | 917.5758 | 864.7604 | 917.5758 | 917.5758 | 864.7604 | 917.5758 | 991.8367 | 267.7733 | 917.5758 | 864.7604 | 917.5758 | 668 | 917.5758 | 864.7604 | 991.8367 | 267.7733 | 327 | 4654 | 970 | 6846 | 6333 | 1458 | 3335 | 2825 | 881.7706 | 926.4247 | 993.1973 | 623.3949
| 669 | 883.5514 | 936.704 | 904.1564 | 936.704 | 936.704 | 904.1564 | 936.704 | 936.704 | 904.1564 | 936.704 | 974.1497 | 285.3116 | 936.704 | 904.1564 | 936.704 | 669 | 936.704 | 904.1564 | 974.1497 | 285.3116 | 166 | 1849 | 6072 | 6164 | 3572 | 3583 | 3288 | 6447 | 881.7225 | 926.3924 | 993.1973 | 623.2383
| 670 | 865.0331 | 911.6163 | 889.8068 | 911.6163 | 911.6163 | 889.8068 | 911.6163 | 911.6163 | 889.8068 | 911.6163 | 971.4286 | 286.8775 | 911.6163 | 889.8068 | 911.6163 | 670 | 911.6163 | 889.8068 | 971.4286 | 286.8775 | 365 | 2861 | 6860 | 6099 | 8278 | 4254 | 3285 | 5787 | 881.5783 | 926.3785 | 993.1973 | 623.2383
| 671 | 847.3246 | 875.6668 | 895.8791 | 875.6668 | 875.6668 | 895.8791 | 875.6668 | 875.6668 | 895.8791 | 875.6668 | 987.7551 | 285.938 | 875.6668 | 895.8791 | 875.6668 | 671 | 875.6668 | 895.8791 | 987.7551 | 285.938 | 741 | 2400 | 1693 | 6139 | 1290 | 3358 | 3167 | 5434 | 881.3861 | 926.3701 | 993.1973 | 623.2383
| 672 | 821.427 | 836.8338 | 886.6157 | 836.8338 | 836.8338 | 886.6157 | 836.8338 | 836.8338 | 886.6157 | 836.8338 | 978.2313 | 280.6138 | 836.8338 | 886.6157 | 836.8338 | 672 | 836.8338 | 886.6157 | 978.2313 | 280.6138 | 1269 | 3106 | 4801 | 6359 | 6956 | 1419 | 3120 | 7427 | 881.29 | 926.233 | 993.1973 | 622.9252
| 673 | 769.3554 | 742.2021 | 889.8894 | 742.2021 | 742.2021 | 889.8894 | 742.2021 | 742.2021 | 889.8894 | 742.2021 | 989.1156 | 284.6852 | 742.2021 | 889.8894 | 742.2021 | 673 | 742.2021 | 889.8894 | 989.1156 | 284.6852 | 4316 | 2855 | 1335 | 6183 | 2638 | 3521 | 3117 | 5154 | 881.2419 | 926.219 | 993.1973 | 622.9252
| 674 | 768.7243 | 742.2502 | 892.7621 | 742.2502 | 742.2502 | 892.7621 | 742.2502 | 742.2502 | 892.7621 | 742.2502 | 972.7891 | 280.3007 | 742.2502 | 892.7621 | 742.2502 | 674 | 742.2502 | 892.7621 | 972.7891 | 280.3007 | 4313 | 2648 | 6490 | 6365 | 8400 | 1442 | 2999 | 371 | 881.1458 | 926.2162 | 993.1973 | 622.9251
| 675 | 757.4896 | 720.2864 | 890.6516 | 720.2864 | 720.2864 | 890.6516 | 720.2864 | 720.2864 | 890.6516 | 720.2864 | 987.7551 | 292.2017 | 720.2864 | 890.6516 | 720.2864 | 675 | 720.2864 | 890.6516 | 987.7551 | 292.2017 | 5221 | 2801 | 1692 | 5887 | 1075 | 4262 | 2952 | 6817 | 881.0977 | 926.2159 | 993.1973 | 622.612
| 676 | 756.7609 | 718.8927 | 890.8079 | 718.8927 | 718.8927 | 890.8079 | 718.8927 | 718.8927 | 890.8079 | 718.8927 | 991.8367 | 288.4435 | 718.8927 | 890.8079 | 718.8927 | 676 | 718.8927 | 890.8079 | 991.8367 | 288.4435 | 5278 | 2797 | 969 | 6030 | 6667 | 4422 | 2949 | 5692 | 881.0016 | 926.1642 | 993.1973 | 622.612
| 677 | 768.508 | 745.6145 | 883.5542 | 745.6145 | 745.6145 | 883.5542 | 745.6145 | 745.6145 | 883.5542 | 745.6145 | 972.7891 | 287.1907 | 745.6145 | 883.5542 | 745.6145 | 677 | 745.6145 | 883.5542 | 972.7891 | 287.1907 | 4162 | 3357 | 6489 | 6080 | 3550 | 4006 | 2831 | 3203 | 880.9055 | 926.1551 | 993.1973 | 622.2988
| 678 | 785.9062 | 765.3674 | 904.9341 | 765.3674 | 765.3674 | 904.9341 | 765.3674 | 765.3674 | 904.9341 | 765.3674 | 985.034 | 274.9765 | 765.3674 | 904.9341 | 765.3674 | 678 | 765.3674 | 904.9341 | 985.034 | 274.9765 | 3457 | 1803 | 2373 | 6585 | 2854 | 1784 | 2784 | 1357 | 880.7613 | 926.1502 | 993.1973 | 622.2988
| 679 | 711.4735 | 693.036 | 788.0184 | 693.036 | 693.036 | 788.0184 | 693.036 | 693.036 | 788.0184 | 693.036 | 975.5102 | 288.7567 | 693.036 | 788.0184 | 693.036 | 679 | 693.036 | 788.0184 | 975.5102 | 288.7567 | 6374 | 7144 | 5652 | 6022 | 3719 | 4428 | 2781 | 5621 | 880.6652 | 926.0988 | 993.1973 | 621.046
| 680 | 714.8141 | 690.7291 | 805.6504 | 690.7291 | 690.7291 | 805.6504 | 690.7291 | 690.7291 | 805.6504 | 690.7291 | 983.6735 | 275.2897 | 690.7291 | 805.6504 | 690.7291 | 680 | 690.7291 | 805.6504 | 983.6735 | 275.2897 | 6476 | 7053 | 3027 | 6574 | 7174 | 8443 | 2663 | 4051 | 880.6171 | 926.0479 | 993.1973 | 621.046
| 681 | 742.4732 | 696.8809 | 886.7381 | 696.8809 | 696.8809 | 886.7381 | 696.8809 | 696.8809 | 886.7381 | 696.8809 | 978.2313 | 294.394 | 696.8809 | 886.7381 | 696.8809 | 681 | 696.8809 | 886.7381 | 978.2313 | 294.394 | 6197 | 3088 | 4800 | 5819 | 6356 | 4349 | 2616 | 5873 | 880.6171 | 926.0111 | 993.1973 | 620.7329
| 682 | 748.6533 | 706.4449 | 887.6744 | 706.4449 | 706.4449 | 887.6744 | 706.4449 | 706.4449 | 887.6744 | 706.4449 | 978.2313 | 300.6577 | 706.4449 | 887.6744 | 706.4449 | 682 | 706.4449 | 887.6744 | 978.2313 | 300.6577 | 5804 | 3014 | 4799 | 5622 | 2853 | 2144 | 2613 | 6989 | 880.569 | 925.9883 | 993.1973 | 620.4197
| 683 | 745.4595 | 696.7847 | 880.3164 | 696.7847 | 696.7847 | 880.3164 | 696.7847 | 696.7847 | 880.3164 | 696.7847 | 974.1497 | 366.7397 | 696.7847 | 880.3164 | 696.7847 | 683 | 696.7847 | 880.3164 | 974.1497 | 366.7397 | 6205 | 3587 | 6071 | 4141 | 2256 | 1482 | 2495 | 6544 | 879.9443 | 925.9883 | 993.1973 | 620.4197
| 684 | 755.1292 | 714.5192 | 873.7831 | 714.5192 | 714.5192 | 873.7831 | 714.5192 | 714.5192 | 873.7831 | 714.5192 | 976.8707 | 383.6517 | 714.5192 | 873.7831 | 714.5192 | 684 | 714.5192 | 873.7831 | 976.8707 | 383.6517 | 5445 | 4043 | 5234 | 3783 | 1151 | 1115 | 2448 | 6213 | 879.9443 | 925.9772 | 993.1973 | 620.4197
| 685 | 752.857 | 714.6153 | 868.9486 | 714.6153 | 714.6153 | 868.9486 | 714.6153 | 714.6153 | 868.9486 | 714.6153 | 983.6735 | 363.6079 | 714.6153 | 868.9486 | 714.6153 | 685 | 714.6153 | 868.9486 | 983.6735 | 363.6079 | 5440 | 4338 | 3026 | 4199 | 6670 | 3354 | 2445 | 2851 | 879.8962 | 925.9765 | 993.1973 | 620.4197
| 686 | 756.4839 | 725.9095 | 879.1762 | 725.9095 | 725.9095 | 879.1762 | 725.9095 | 725.9095 | 879.1762 | 725.9095 | 983.6735 | 283.1193 | 725.9095 | 879.1762 | 725.9095 | 686 | 725.9096 | 879.1762 | 983.6735 | 283.1193 | 4978 | 3660 | 3025 | 6256 | 2061 | 3231 | 2327 | 4741 | 879.8962 | 925.9757 | 993.1973 | 620.2631
| 687 | 735.0982 | 685.5385 | 865.6857 | 685.5385 | 685.5385 | 865.6857 | 685.5385 | 685.5385 | 865.6857 | 685.5385 | 970.068 | 374.2562 | 685.5385 | 865.6857 | 685.5385 | 687 | 685.5385 | 865.6857 | 970.068 | 374.2562 | 6706 | 4579 | 7271 | 3977 | 3715 | 3264 | 2280 | 6947 | 879.8477 | 925.9668 | 993.1973 | 620.1065
| 688 | 763.8052 | 727.0149 | 883.6206 | 727.0149 | 727.0149 | 883.6206 | 727.0149 | 727.0149 | 883.6206 | 727.0149 | 976.8707 | 365.8002 | 727.0149 | 883.6206 | 727.0149 | 688 | 727.0149 | 883.6206 | 976.8707 | 365.8002 | 4927 | 3352 | 5233 | 4164 | 1964 | 4083 | 2277 | 5872 | 879.7039 | 925.9457 | 993.1973 | 620.1065
| 689 | 751.9823 | 695.1507 | 902.2622 | 695.1507 | 695.1507 | 902.2622 | 695.1507 | 695.1507 | 902.2622 | 695.1507 | 978.2313 | 379.2671 | 695.1507 | 902.2622 | 695.1507 | 689 | 695.1507 | 902.2622 | 978.2313 | 379.2671 | 6284 | 1944 | 4798 | 3871 | 6477 | 3230 | 2159 | 4740 | 879.5598 | 925.9348 | 993.1973 | 620.0282
| 690 | 770.1577 | 750.1802 | 883.1128 | 750.1802 | 750.1802 | 883.1128 | 750.1802 | 750.1802 | 883.1128 | 750.1802 | 983.6735 | 264.6414 | 750.1802 | 883.1128 | 750.1802 | 690 | 750.1802 | 883.1128 | 983.6735 | 264.6414 | 4005 | 3389 | 3024 | 6951 | 1532 | 3836 | 2112 | 3492 | 879.4636 | 925.8611 | 993.1973 | 619.7933
| 691 | 801.5839 | 797.8084 | 897.5437 | 797.8084 | 797.8084 | 897.5437 | 797.8084 | 797.8084 | 897.5437 | 797.8084 | 927.8912 | 321.6411 | 797.8084 | 897.5437 | 797.8084 | 691 | 797.8084 | 897.5437 | 927.8912 | 321.6411 | 2274 | 2284 | 8756 | 5020 | 6357 | 3486 | 2109 | 3445 | 879.3675 | 925.7989 | 993.1973 | 619.7933
| 692 | 857.5966 | 906.2335 | 865.6728 | 906.2335 | 906.2335 | 865.6728 | 906.2335 | 906.2335 | 865.6728 | 906.2335 | 968.7075 | 325.0861 | 906.2335 | 865.6728 | 906.2335 | 692 | 906.2335 | 865.6728 | 968.7075 | 325.0861 | 432 | 4582 | 7448 | 4950 | 7895 | 4325 | 1991 | 3348 | 879.2714 | 925.7561 | 993.1973 | 619.715
| 693 | 857.2685 | 899.8414 | 897.8272 | 899.8414 | 899.8414 | 897.8272 | 899.8414 | 899.8414 | 897.8272 | 899.8414 | 960.5442 | 251.1744 | 899.8414 | 897.8272 | 899.8414 | 693 | 899.8414 | 897.8272 | 960.5442 | 251.1744 | 483 | 2267 | 8284 | 7425 | 7799 | 2145 | 1944 | 6231 | 879.2233 | 925.7432 | 993.1973 | 619.4801
| 694 | 845.2999 | 885.9518 | 879.0621 | 885.9518 | 885.9518 | 879.0621 | 885.9518 | 885.9518 | 879.0621 | 885.9518 | 974.1497 | 256.1854 | 885.9518 | 879.0621 | 885.9518 | 694 | 885.9518 | 879.0621 | 974.1497 | 256.1854 | 628 | 3665 | 6070 | 7239 | 4027 | 1483 | 1941 | 5219 | 879.1753 | 925.7432 | 993.1973 | 619.4801
| 695 | 812.2968 | 819.2435 | 897.5378 | 819.2435 | 819.2435 | 897.5378 | 819.2435 | 819.2435 | 897.5378 | 819.2435 | 980.9524 | 247.103 | 819.2435 | 897.5378 | 819.2435 | 695 | 819.2435 | 897.5378 | 980.9524 | 247.103 | 1650 | 2286 | 3982 | 7569 | 2664 | 3213 | 1823 | 3710 | 879.0792 | 925.7192 | 993.1973 | 619.4801
| 696 | 798.1159 | 791.8489 | 905.7014 | 791.8489 | 791.8489 | 905.7014 | 791.8489 | 791.8489 | 905.7014 | 791.8489 | 971.4286 | 244.5976 | 791.8489 | 905.7014 | 791.8489 | 696 | 791.8489 | 905.7014 | 971.4286 | 244.5976 | 2485 | 1758 | 6859 | 7649 | 1175 | 4080 | 1776 | 5941 | 879.0792 | 925.6945 | 993.1973 | 618.8537
| 697 | 746.0905 | 702.8885 | 901.6656 | 702.8885 | 702.8885 | 901.6656 | 702.8885 | 702.8885 | 901.6656 | 702.8885 | 968.7075 | 246.7899 | 702.8885 | 901.6656 | 702.8885 | 697 | 702.8885 | 901.6656 | 968.7075 | 246.7899 | 5973 | 1986 | 7447 | 7580 | 2012 | 3573 | 1773 | 3253 | 878.983 | 925.6412 | 993.1973 | 618.8537
| 698 | 730.0319 | 674.9171 | 904.2488 | 674.9171 | 674.9171 | 904.2488 | 674.9171 | 674.9171 | 904.2488 | 674.9171 | 967.3469 | 236.7679 | 674.9171 | 904.2488 | 674.9171 | 698 | 674.9171 | 904.2488 | 967.3469 | 236.7679 | 7145 | 1844 | 7747 | 7890 | 1989 | 3387 | 1655 | 7714 | 878.983 | 925.6139 | 993.1973 | 618.5406
| 699 | 728.9107 | 674.7729 | 900.4049 | 674.7729 | 674.7729 | 900.4049 | 674.7729 | 674.7729 | 900.4049 | 674.7729 | 965.9864 | 238.9602 | 674.7729 | 900.4049 | 674.7729 | 699 | 674.7729 | 900.4049 | 965.9864 | 238.9602 | 7151 | 2089 | 7963 | 7824 | 3691 | 2927 | 1608 | 2657 | 878.9734 | 925.6139 | 993.1973 | 618.5406
| 700 | 720.455 | 659.2493 | 903.5555 | 659.2493 | 659.2493 | 903.5555 | 659.2493 | 659.2493 | 903.5555 | 659.2493 | 963.2653 | 234.8888 | 659.2493 | 903.5555 | 659.2493 | 700 | 659.2493 | 903.5555 | 963.2653 | 234.8888 | 7605 | 1876 | 8175 | 7940 | 2975 | 1537 | 1605 | 6504 | 878.8389 | 925.5959 | 993.1973 | 618.2274
| 701 | 710.6904 | 649.3488 | 887.6928 | 649.3488 | 649.3488 | 887.6928 | 649.3488 | 649.3488 | 887.6928 | 649.3488 | 963.2653 | 240.8393 | 649.3488 | 887.6928 | 649.3488 | 701 | 649.3488 | 887.6928 | 963.2653 | 240.8393 | 7864 | 3012 | 8174 | 7773 | 7054 | 3221 | 1487 | 6516 | 878.7427 | 925.5664 | 993.1973 | 617.601
| 702 | 779.942 | 757.918 | 914.2118 | 757.918 | 757.918 | 914.2118 | 757.918 | 757.918 | 914.2118 | 757.918 | 965.9864 | 233.0097 | 757.918 | 914.2118 | 757.918 | 702 | 757.918 | 914.2118 | 965.9864 | 233.0097 | 3699 | 1255 | 7962 | 7989 | 6139 | 6875 | 1440 | 5789 | 878.6736 | 925.5663 | 993.1973 | 616.9746
| 703 | 741.1598 | 699.7164 | 898.0927 | 699.7164 | 699.7164 | 898.0927 | 699.7164 | 699.7164 | 898.0927 | 699.7164 | 957.8231 | 228.3119 | 699.7164 | 898.0927 | 699.7164 | 703 | 699.7164 | 898.0927 | 957.8231 | 228.3119 | 6098 | 2250 | 8392 | 8104 | 7746 | 3502 | 1437 | 3662 | 878.4544 | 925.558 | 993.1973 | 616.9746
| 704 | 719.1532 | 670.3033 | 882.4875 | 670.3033 | 670.3033 | 882.4875 | 670.3033 | 670.3033 | 882.4875 | 670.3033 | 945.5782 | 230.191 | 670.3033 | 882.4875 | 670.3033 | 704 | 670.3033 | 882.4875 | 945.5782 | 230.191 | 7294 | 3435 | 8651 | 8061 | 3309 | 4326 | 1319 | 7036 | 878.4063 | 925.5507 | 993.1973 | 616.6615
| 705 | 728.6583 | 673.1388 | 885.146 | 673.1388 | 673.1388 | 885.146 | 673.1388 | 673.1388 | 885.146 | 673.1388 | 967.3469 | 308.1741 | 673.1388 | 885.146 | 673.1388 | 705 | 673.1388 | 885.146 | 967.3469 | 308.1741 | 7205 | 3245 | 7746 | 5363 | 8109 | 1519 | 1272 | 5783 | 878.166 | 925.5355 | 993.1973 | 616.6615
| 706 | 724.5299 | 667.708 | 873.9393 | 667.708 | 667.708 | 873.9393 | 667.708 | 667.708 | 873.9393 | 667.708 | 964.6259 | 341.3718 | 667.708 | 873.9393 | 667.708 | 706 | 667.708 | 873.9393 | 964.6259 | 341.3718 | 7361 | 4035 | 8027 | 4619 | 573 | 3879 | 1269 | 2939 | 878.166 | 925.5337 | 993.1973 | 616.6614
| 707 | 733.4291 | 678.1372 | 885.5834 | 678.1372 | 678.1372 | 885.5834 | 678.1372 | 678.1372 | 885.5834 | 678.1372 | 967.3469 | 333.2289 | 678.1372 | 885.5834 | 678.1372 | 707 | 678.1372 | 885.5834 | 967.3469 | 333.2289 | 7010 | 3202 | 7745 | 4777 | 5997 | 3413 | 1151 | 5884 | 878.1179 | 925.5068 | 993.1973 | 616.3483
| 708 | 728.0195 | 670.3994 | 880.7356 | 670.3994 | 670.3994 | 880.7356 | 670.3994 | 670.3994 | 880.7356 | 670.3994 | 978.2313 | 327.9048 | 670.3994 | 880.7356 | 670.3994 | 708 | 670.3994 | 880.7356 | 978.2313 | 327.9048 | 7290 | 3555 | 4797 | 4886 | 5516 | 4338 | 1104 | 5105 | 878.0699 | 925.494 | 993.1973 | 616.0351
| 709 | 725.757 | 677.2721 | 870.5859 | 677.2721 | 677.2721 | 870.5859 | 677.2721 | 677.2721 | 870.5859 | 677.2721 | 970.068 | 290.0094 | 677.2721 | 870.5859 | 677.2721 | 709 | 677.2721 | 870.5859 | 970.068 | 290.0094 | 7038 | 4241 | 7270 | 5969 | 1987 | 3346 | 1101 | 5049 | 878.0699 | 925.4868 | 993.1973 | 615.7219
| 710 | 714.0317 | 657.1827 | 870.898 | 657.1827 | 657.1827 | 870.898 | 657.1827 | 657.1827 | 870.898 | 657.1827 | 974.1497 | 281.2402 | 657.1827 | 870.898 | 657.1827 | 710 | 657.1827 | 870.898 | 974.1497 | 281.2402 | 7658 | 4217 | 6069 | 6328 | 1246 | 4177 | 983 | 3303 | 878.0699 | 925.4547 | 993.1973 | 615.7219
| 711 | 734.6732 | 679.0984 | 879.6083 | 679.0984 | 679.0984 | 879.6083 | 679.0984 | 679.0984 | 879.6083 | 679.0984 | 972.7891 | 361.4156 | 679.0984 | 879.6083 | 679.0984 | 711 | 679.0984 | 879.6083 | 972.7891 | 361.4156 | 6984 | 3630 | 6488 | 4245 | 1076 | 2342 | 936 | 7028 | 877.9257 | 925.4238 | 993.1973 | 615.4087
| 712 | 730.4335 | 688.2299 | 856.347 | 688.2299 | 688.2299 | 856.347 | 688.2299 | 688.2299 | 856.347 | 688.2299 | 970.068 | 324.7729 | 688.2299 | 856.347 | 688.2299 | 712 | 688.2299 | 856.347 | 970.068 | 324.7729 | 6589 | 5234 | 7269 | 4955 | 7655 | 2930 | 933 | 6827 | 877.8776 | 925.4056 | 993.1973 | 615.4087
| 713 | 739.2898 | 691.1136 | 893.1082 | 691.1136 | 691.1136 | 893.1082 | 691.1136 | 691.1136 | 893.1082 | 691.1136 | 976.8707 | 271.8447 | 691.1136 | 893.1082 | 691.1136 | 713 | 691.1136 | 893.1082 | 976.8707 | 271.8447 | 6460 | 2621 | 5232 | 6691 | 3549 | 8503 | 815 | 6351 | 877.8776 | 925.3877 | 993.1973 | 615.4087
| 714 | 768.2646 | 737.2999 | 890.0114 | 737.2999 | 737.2999 | 890.0114 | 737.2999 | 737.2999 | 890.0114 | 737.2999 | 976.8707 | 320.3883 | 737.2999 | 890.0114 | 737.2999 | 714 | 737.2999 | 890.0114 | 976.8707 | 320.3884 | 4492 | 2840 | 5231 | 5056 | 2827 | 8057 | 768 | 4693 | 877.8296 | 925.3877 | 993.1973 | 615.4087
| 715 | 820.1299 | 842.553 | 883.9092 | 842.553 | 842.553 | 883.9092 | 842.553 | 842.553 | 883.9092 | 842.553 | 956.4626 | 249.2953 | 842.553 | 883.9092 | 842.553 | 715 | 842.553 | 883.9092 | 956.4626 | 249.2953 | 1185 | 3334 | 8492 | 7496 | 7171 | 521 | 765 | 6878 | 877.7895 | 925.3877 | 993.1973 | 614.7823
| 716 | 884.0625 | 953.9097 | 881.2967 | 953.9097 | 953.9097 | 881.2967 | 953.9097 | 953.9097 | 881.2967 | 953.9097 | 971.4286 | 248.9821 | 953.9097 | 881.2967 | 953.9097 | 716 | 953.9097 | 881.2967 | 971.4286 | 248.9821 | 81 | 3522 | 6858 | 7504 | 7986 | 2348 | 647 | 6364 | 877.7335 | 925.3816 | 993.1973 | 614.7823
| 717 | 805.6224 | 816.8405 | 883.1628 | 816.8405 | 816.8405 | 883.1628 | 816.8405 | 816.8405 | 883.1628 | 816.8405 | 975.5102 | 235.8284 | 816.8405 | 883.1628 | 816.8405 | 717 | 816.8405 | 883.1628 | 975.5102 | 235.8284 | 1729 | 3386 | 5651 | 7913 | 2636 | 2362 | 600 | 1333 | 877.7335 | 925.3708 | 993.1973 | 614.7823
| 718 | 820.506 | 849.0892 | 867.386 | 849.0892 | 849.0892 | 867.386 | 849.0892 | 849.0892 | 867.386 | 849.0892 | 983.6735 | 241.1525 | 849.0892 | 867.386 | 849.0892 | 718 | 849.0892 | 867.386 | 983.6735 | 241.1525 | 1066 | 4447 | 3023 | 7764 | 8394 | 3551 | 597 | 6385 | 877.4932 | 925.3708 | 993.1973 | 614.4692
| 719 | 791.3417 | 791.8008 | 880.9838 | 791.8008 | 791.8008 | 880.9838 | 791.8008 | 791.8008 | 880.9838 | 791.8008 | 983.6735 | 236.7679 | 791.8008 | 880.9838 | 791.8008 | 719 | 791.8008 | 880.9838 | 983.6735 | 236.7679 | 2488 | 3545 | 3022 | 7889 | 2255 | 4550 | 479 | 3131 | 877.4451 | 925.3689 | 993.1973 | 614.4692
| 720 | 769.605 | 752.9197 | 883.5341 | 752.9197 | 752.9197 | 883.5341 | 752.9197 | 752.9197 | 883.5341 | 752.9197 | 975.5102 | 241.4657 | 752.9197 | 883.5341 | 752.9197 | 720 | 752.9197 | 883.5341 | 975.5102 | 241.4657 | 3909 | 3360 | 5650 | 7756 | 8660 | 3194 | 432 | 995 | 877.397 | 925.3113 | 993.1973 | 614.4692
| 721 | 758.2793 | 733.5993 | 881.312 | 733.5993 | 733.5993 | 881.312 | 733.5993 | 733.5993 | 881.312 | 733.5993 | 970.068 | 251.8008 | 733.5993 | 881.312 | 733.5993 | 721 | 733.5993 | 881.312 | 970.068 | 251.8008 | 4665 | 3520 | 7268 | 7402 | 6308 | 1516 | 429 | 4763 | 877.2529 | 925.2555 | 993.1973 | 613.8428
| 722 | 741.3178 | 711.8278 | 866.4803 | 711.8278 | 711.8278 | 866.4803 | 711.8278 | 711.8278 | 866.4803 | 711.8278 | 971.4286 | 246.4767 | 711.8278 | 866.4803 | 711.8278 | 722 | 711.8278 | 866.4803 | 971.4286 | 246.4767 | 5557 | 4506 | 6857 | 7584 | 5853 | 3098 | 311 | 5819 | 877.2529 | 925.2526 | 993.1973 | 613.6862
| 723 | 730.1381 | 702.7443 | 846.0691 | 702.7443 | 702.7443 | 846.0691 | 702.7443 | 702.7443 | 846.0691 | 702.7443 | 967.3469 | 248.3558 | 702.7443 | 846.0691 | 702.7443 | 723 | 702.7443 | 846.0691 | 967.3469 | 248.3558 | 5979 | 5887 | 7744 | 7533 | 3211 | 3083 | 264 | 6178 | 877.0606 | 925.2415 | 993.1973 | 613.5296
| 724 | 736.7093 | 708.2232 | 864.9441 | 708.2232 | 708.2232 | 864.9441 | 708.2232 | 708.2232 | 864.9441 | 708.2232 | 974.1497 | 214.2186 | 708.2232 | 864.9441 | 708.2232 | 724 | 708.2232 | 864.9441 | 974.1497 | 214.2186 | 5721 | 4641 | 6068 | 8367 | 7553 | 1906 | 261 | 6491 | 876.9645 | 925.1745 | 993.1973 | 613.2164
| 725 | 724.137 | 686.1633 | 867.3045 | 686.1633 | 686.1633 | 867.3045 | 686.1633 | 686.1633 | 867.3045 | 686.1633 | 975.5102 | 203.8835 | 686.1633 | 867.3045 | 686.1633 | 725 | 686.1633 | 867.3045 | 975.5102 | 203.8835 | 6692 | 4454 | 5649 | 8513 | 6307 | 1460 | 143 | 5099 | 876.7722 | 925.1745 | 993.1973 | 613.2164
| 726 | 703.35 | 644.1102 | 876.1456 | 644.1102 | 644.1102 | 876.1456 | 644.1102 | 644.1102 | 876.1456 | 644.1102 | 983.6735 | 205.7626 | 644.1102 | 876.1456 | 644.1102 | 726 | 644.1102 | 876.1456 | 983.6735 | 205.7626 | 7968 | 3873 | 3021 | 8491 | 8298 | 1204 | 96 | 2983 | 876.7242 | 925.1451 | 993.1973 | 613.2164
| 727 | 719.6794 | 669.9668 | 884.9005 | 669.9668 | 669.9668 | 884.9005 | 669.9668 | 669.9668 | 884.9005 | 669.9668 | 982.3129 | 193.8616 | 669.9668 | 884.9005 | 669.9668 | 727 | 669.9668 | 884.9005 | 982.3129 | 193.8616 | 7307 | 3264 | 3558 | 8601 | 814 | 4171 | 93 | 4526 | 876.6281 | 925.1177 | 993.1973 | 612.9032
| 728 | 718.6258 | 674.2923 | 870.9988 | 674.2923 | 674.2923 | 870.9988 | 674.2923 | 674.2923 | 870.9988 | 674.2923 | 978.2313 | 204.1967 | 674.2923 | 870.9988 | 674.2923 | 728 | 674.2923 | 870.9988 | 978.2313 | 204.1967 | 7169 | 4207 | 4796 | 8508 | 5109 | 1426 | 8740 | 3305 | 876.4839 | 925.072 | 991.8367 | 612.9032
| 729 | 695.7012 | 627.8176 | 881.9088 | 627.8176 | 627.8176 | 881.9088 | 627.8176 | 627.8176 | 881.9088 | 627.8176 | 982.3129 | 207.3285 | 627.8176 | 881.9088 | 627.8176 | 729 | 627.8176 | 881.9088 | 982.3129 | 207.3285 | 8259 | 3463 | 3557 | 8472 | 1533 | 4306 | 8732 | 6353 | 876.3397 | 925.0629 | 991.8367 | 612.59
| 730 | 686.2813 | 602.9702 | 882.8154 | 602.9702 | 602.9702 | 882.8154 | 602.9702 | 602.9702 | 882.8154 | 602.9702 | 986.3946 | 266.5205 | 602.9702 | 882.8154 | 602.9702 | 730 | 602.9702 | 882.8154 | 986.3946 | 266.5205 | 8602 | 3404 | 2055 | 6887 | 7003 | 3392 | 8726 | 4956 | 876.2436 | 925.0625 | 991.8367 | 612.2769
| 731 | 636.365 | 601.9128 | 703.4922 | 601.9128 | 601.9128 | 703.4922 | 601.9128 | 601.9128 | 703.4922 | 601.9128 | 982.3129 | 297.5258 | 601.9128 | 703.4922 | 601.9128 | 731 | 601.9128 | 703.4922 | 982.3129 | 297.5258 | 8616 | 7993 | 3556 | 5717 | 8059 | 1240 | 8645 | 3610 | 876.1955 | 925.0611 | 991.8367 | 612.1203
| 732 | 646.4635 | 620.1759 | 702.783 | 620.1759 | 620.1759 | 702.783 | 620.1759 | 620.1759 | 702.783 | 620.1759 | 978.2313 | 299.7181 | 620.1759 | 702.783 | 620.1759 | 732 | 620.1759 | 702.783 | 978.2313 | 299.7181 | 8406 | 7999 | 4795 | 5653 | 3596 | 4341 | 8644 | 2650 | 876.1955 | 925.0507 | 991.8367 | 611.9637
| 733 | 659.9954 | 636.7569 | 726.3246 | 636.7569 | 636.7569 | 726.3246 | 636.7569 | 636.7569 | 726.3246 | 636.7569 | 980.9524 | 259.6304 | 636.7569 | 726.3246 | 636.7569 | 733 | 636.7569 | 726.3246 | 980.9524 | 259.6304 | 8122 | 7726 | 3981 | 7125 | 523 | 2083 | 8572 | 5485 | 876.1955 | 925.0487 | 991.8367 | 611.6505
| 734 | 653.8274 | 637.622 | 706.9213 | 637.622 | 637.622 | 706.9213 | 637.622 | 637.622 | 706.9213 | 637.622 | 980.9524 | 243.9712 | 637.622 | 706.9213 | 637.622 | 734 | 637.622 | 706.9213 | 980.9524 | 243.9712 | 8094 | 7962 | 3980 | 7669 | 7149 | 5074 | 8564 | 5030 | 876.1475 | 925.0408 | 991.8367 | 611.6505
| 735 | 668.5056 | 658.5284 | 718.2097 | 658.5284 | 658.5284 | 718.2097 | 658.5284 | 658.5284 | 718.2097 | 658.5284 | 972.7891 | 245.2239 | 658.5284 | 718.2097 | 658.5284 | 735 | 658.5284 | 718.2097 | 972.7891 | 245.2239 | 7618 | 7820 | 6487 | 7627 | 6261 | 4412 | 8558 | 5014 | 876.0513 | 925.0408 | 991.8367 | 611.6505
| 736 | 673.6185 | 666.939 | 720.9521 | 666.939 | 666.939 | 720.9521 | 666.939 | 666.939 | 720.9521 | 666.939 | 975.5102 | 235.8284 | 666.939 | 720.9521 | 666.939 | 736 | 666.939 | 720.9521 | 975.5102 | 235.8284 | 7380 | 7783 | 5648 | 7912 | 7771 | 3377 | 8477 | 6833 | 875.8755 | 925.0116 | 991.8367 | 611.3373
| 737 | 690.2026 | 689.3353 | 721.9061 | 689.3353 | 689.3353 | 721.9061 | 689.3353 | 689.3353 | 721.9061 | 689.3353 | 983.6735 | 276.8556 | 689.3353 | 721.9061 | 689.3353 | 737 | 689.3353 | 721.9061 | 983.6735 | 276.8556 | 6534 | 7769 | 3020 | 6504 | 5612 | 4056 | 8476 | 5997 | 875.8591 | 924.9966 | 991.8367 | 611.3373
| 738 | 694.0519 | 706.7814 | 713.4157 | 706.7814 | 706.7814 | 713.4157 | 706.7814 | 706.7814 | 713.4157 | 706.7814 | 967.3469 | 241.4657 | 706.7814 | 713.4157 | 706.7814 | 738 | 706.7814 | 713.4157 | 967.3469 | 241.4657 | 5785 | 7891 | 7743 | 7755 | 2352 | 3555 | 8404 | 4093 | 875.7149 | 924.9159 | 991.8367 | 611.3373
| 739 | 787.4721 | 872.2545 | 700.0883 | 872.2545 | 872.2545 | 700.0883 | 872.2545 | 872.2545 | 700.0883 | 872.2545 | 980.9524 | 265.2678 | 872.2545 | 700.0883 | 872.2545 | 739 | 872.2545 | 700.0883 | 980.9524 | 265.2678 | 792 | 8034 | 3979 | 6928 | 2013 | 1514 | 8396 | 5782 | 875.7149 | 924.9103 | 991.8367 | 611.0241
| 740 | 790.3593 | 866.7275 | 719.9259 | 866.7275 | 866.7275 | 719.9259 | 866.7275 | 866.7275 | 719.9259 | 866.7275 | 986.3946 | 265.1112 | 866.7275 | 719.9259 | 866.7275 | 740 | 866.7275 | 719.9259 | 986.3946 | 265.1112 | 850 | 7796 | 2054 | 6931 | 8207 | 3095 | 8390 | 5775 | 875.6669 | 924.9062 | 991.8367 | 611.0241
| 741 | 810.0843 | 902.1964 | 727.15 | 902.1964 | 902.1964 | 727.15 | 902.1964 | 902.1964 | 727.15 | 902.1964 | 982.3129 | 232.6965 | 902.1964 | 727.15 | 902.1964 | 741 | 902.1964 | 727.15 | 982.3129 | 232.6965 | 461 | 7713 | 3555 | 8001 | 671 | 3117 | 8309 | 3782 | 875.6668 | 924.8911 | 991.8367 | 611.0241
| 742 | 801.181 | 843.7064 | 812.9099 | 843.7064 | 843.7064 | 812.9099 | 843.7064 | 843.7064 | 812.9099 | 843.7064 | 971.4286 | 243.8146 | 843.7064 | 812.9099 | 843.7064 | 742 | 843.7064 | 812.9099 | 971.4286 | 243.8146 | 1155 | 6963 | 6856 | 7671 | 2254 | 3524 | 8308 | 6279 | 875.6188 | 924.878 | 991.8367 | 610.7109
| 743 | 787.3661 | 781.0352 | 887.8884 | 781.0352 | 781.0352 | 887.8884 | 781.0352 | 781.0352 | 887.8884 | 781.0352 | 985.034 | 238.2556 | 781.0352 | 887.8884 | 781.0352 | 743 | 781.0352 | 887.8884 | 985.034 | 238.2556 | 2836 | 2998 | 2372 | 7844 | 6286 | 1512 | 8236 | 3641 | 875.2824 | 924.8443 | 991.8367 | 610.7109
| 744 | 781.9783 | 769.02 | 892.7141 | 769.02 | 769.02 | 892.7141 | 769.02 | 769.02 | 892.7141 | 769.02 | 987.7551 | 236.9245 | 769.02 | 892.7141 | 769.02 | 744 | 769.02 | 892.7141 | 987.7551 | 236.9245 | 3310 | 2652 | 1691 | 7882 | 2084 | 3235 | 8212 | 3016 | 875.2824 | 924.8436 | 991.8367 | 610.7109
| 745 | 723.0212 | 675.5419 | 876.061 | 675.5419 | 675.5419 | 876.061 | 675.5419 | 675.5419 | 876.061 | 675.5419 | 987.7551 | 225.963 | 675.5419 | 876.061 | 675.5419 | 745 | 675.5419 | 876.061 | 987.7551 | 225.963 | 7124 | 3879 | 1690 | 8157 | 8490 | 3688 | 8204 | 6372 | 875.1862 | 924.808 | 991.8367 | 610.3978
| 746 | 741.6837 | 704.907 | 879.4731 | 704.907 | 704.907 | 879.4731 | 704.907 | 704.907 | 879.4731 | 704.907 | 995.9184 | 230.5042 | 704.907 | 879.4731 | 704.907 | 746 | 704.907 | 879.4731 | 995.9184 | 230.5042 | 5878 | 3638 | 400 | 8054 | 7556 | 3684 | 8198 | 5722 | 875.1862 | 924.7542 | 991.8367 | 610.3978
| 747 | 731.4949 | 686.692 | 879.4864 | 686.692 | 686.692 | 879.4864 | 686.692 | 686.692 | 879.4864 | 686.692 | 994.5578 | 234.8888 | 686.692 | 879.4864 | 686.692 | 747 | 686.692 | 879.4864 | 994.5578 | 234.8888 | 6667 | 3637 | 560 | 7939 | 3355 | 3329 | 8117 | 5663 | 875.1812 | 924.7132 | 991.8367 | 610.3978
| 748 | 732.3216 | 701.0141 | 860.2099 | 701.0141 | 701.0141 | 860.2099 | 701.0141 | 701.0141 | 860.2099 | 701.0141 | 991.8367 | 211.7131 | 701.0141 | 860.2099 | 701.0141 | 748 | 701.0141 | 860.2099 | 991.8367 | 211.7131 | 6049 | 4966 | 968 | 8401 | 4052 | 3207 | 8116 | 5051 | 875.1382 | 924.6956 | 991.8367 | 610.3978
| 749 | 744.4565 | 718.4601 | 868.573 | 718.4601 | 718.4601 | 868.573 | 718.4601 | 718.4601 | 868.573 | 718.4601 | 991.8367 | 208.5813 | 718.4601 | 868.573 | 718.4601 | 749 | 718.4601 | 868.573 | 991.8367 | 208.5813 | 5293 | 4372 | 967 | 8450 | 8375 | 1418 | 8044 | 3328 | 874.994 | 924.682 | 991.8367 | 610.3977
| 750 | 755.6372 | 735.6659 | 877.2407 | 735.6659 | 735.6659 | 877.2407 | 735.6659 | 735.6659 | 877.2407 | 735.6659 | 982.3129 | 202.3176 | 735.6659 | 877.2407 | 735.6659 | 750 | 735.6659 | 877.2407 | 982.3129 | 202.3176 | 4570 | 3818 | 3554 | 8525 | 3499 | 8263 | 8036 | 4518 | 874.994 | 924.6701 | 991.8367 | 610.0846
| 751 | 763.0304 | 745.0377 | 888.0461 | 745.0377 | 745.0377 | 888.0461 | 745.0377 | 745.0377 | 888.0461 | 745.0377 | 972.7891 | 197.15 | 745.0377 | 888.0461 | 745.0377 | 751 | 745.0377 | 888.0461 | 972.7891 | 197.15 | 4180 | 2989 | 6486 | 8574 | 3120 | 8033 | 8030 | 4338 | 874.9459 | 924.6701 | 991.8367 | 610.0846
| 752 | 732.2576 | 689.2392 | 885.3271 | 689.2392 | 689.2392 | 885.3271 | 689.2392 | 689.2392 | 885.3271 | 689.2392 | 986.3946 | 209.9906 | 689.2392 | 885.3271 | 689.2392 | 752 | 689.2392 | 885.3271 | 986.3946 | 209.9906 | 6538 | 3231 | 2053 | 8426 | 3334 | 497 | 7973 | 3183 | 874.8018 | 924.6701 | 991.8367 | 610.0846
| 753 | 736.6131 | 710.8665 | 860.0086 | 710.8665 | 710.8665 | 860.0086 | 710.8665 | 710.8665 | 860.0086 | 710.8665 | 959.1837 | 226.4328 | 710.8665 | 860.0086 | 710.8665 | 753 | 710.8665 | 860.0086 | 959.1837 | 226.4328 | 5601 | 4981 | 8340 | 8147 | 2518 | 4584 | 7972 | 5179 | 874.8018 | 924.5979 | 991.8367 | 609.7714
| 754 | 739.9068 | 723.074 | 833.7741 | 723.074 | 723.074 | 833.7741 | 723.074 | 723.074 | 833.7741 | 723.074 | 976.8707 | 262.1359 | 723.074 | 833.7741 | 723.074 | 754 | 723.074 | 833.7741 | 976.8707 | 262.1359 | 5099 | 6482 | 5230 | 7023 | 3692 | 4333 | 7900 | 4397 | 874.7921 | 924.5978 | 991.8367 | 609.7714
| 755 | 744.2868 | 723.4104 | 838.9916 | 723.4104 | 723.4104 | 838.9916 | 723.4104 | 723.4104 | 838.9916 | 723.4104 | 985.034 | 291.7319 | 723.4104 | 838.9916 | 723.4104 | 755 | 723.4104 | 838.9916 | 985.034 | 291.7319 | 5083 | 6259 | 2371 | 5904 | 1245 | 4521 | 7892 | 3664 | 874.7056 | 924.4366 | 991.8367 | 609.4582
| 756 | 748.7267 | 717.3547 | 866.7181 | 717.3547 | 717.3547 | 866.7181 | 717.3547 | 717.3547 | 866.7181 | 717.3547 | 989.1156 | 287.3473 | 717.3547 | 866.7181 | 717.3547 | 756 | 717.3547 | 866.7181 | 989.1156 | 287.3473 | 5339 | 4488 | 1334 | 6069 | 1368 | 4027 | 7886 | 1288 | 874.5614 | 924.3968 | 991.8367 | 609.4582
| 757 | 753.7822 | 723.5065 | 879.2487 | 723.5065 | 723.5065 | 879.2487 | 723.5065 | 723.5065 | 879.2487 | 723.5065 | 986.3946 | 261.5096 | 723.5065 | 879.2487 | 723.5065 | 757 | 723.5065 | 879.2487 | 986.3946 | 261.5096 | 5078 | 3655 | 2052 | 7043 | 887 | 2857 | 7805 | 1284 | 874.4653 | 924.3716 | 991.8367 | 609.4582
| 758 | 747.1084 | 722.0166 | 861.5077 | 722.0166 | 722.0166 | 861.5077 | 722.0166 | 722.0166 | 861.5077 | 722.0166 | 983.6735 | 253.6799 | 722.0166 | 861.5077 | 722.0166 | 758 | 722.0166 | 861.5077 | 983.6735 | 253.6799 | 5146 | 4888 | 3019 | 7330 | 7435 | 2140 | 7804 | 5197 | 874.3692 | 924.343 | 991.8367 | 609.145
| 759 | 742.9221 | 726.246 | 835.4976 | 726.246 | 726.246 | 835.4976 | 726.246 | 726.246 | 835.4976 | 726.246 | 987.7551 | 261.1964 | 726.246 | 835.4976 | 726.246 | 759 | 726.246 | 835.4976 | 987.7551 | 261.1964 | 4961 | 6405 | 1689 | 7058 | 379 | 1478 | 7732 | 4602 | 874.3692 | 924.343 | 991.8367 | 609.145
| 760 | 743.3272 | 731.1962 | 827.3671 | 731.1962 | 731.1962 | 827.3671 | 731.1962 | 731.1962 | 827.3671 | 731.1962 | 987.7551 | 259.787 | 731.1962 | 827.3671 | 731.1962 | 760 | 731.1962 | 827.3671 | 987.7551 | 259.787 | 4774 | 6693 | 1688 | 7116 | 6451 | 3018 | 7724 | 4378 | 874.367 | 924.3316 | 991.8367 | 609.145
| 761 | 756.4257 | 745.278 | 837.6418 | 745.278 | 745.278 | 837.6418 | 745.278 | 745.278 | 837.6418 | 745.278 | 1000 | 277.1688 | 745.278 | 837.6418 | 745.278 | 761 | 745.278 | 837.6418 | 1000 | 277.1688 | 4171 | 6332 | 48 | 6491 | 1534 | 3687 | 7718 | 2602 | 874.3211 | 924.3211 | 991.8367 | 609.145
| 762 | 776.2601 | 775.4121 | 859.1507 | 775.4121 | 775.4121 | 859.1507 | 775.4121 | 775.4121 | 859.1507 | 775.4121 | 980.9524 | 246.7899 | 775.4121 | 859.1507 | 775.4121 | 762 | 775.4121 | 859.1507 | 980.9524 | 246.7899 | 3055 | 5046 | 3978 | 7579 | 8351 | 3970 | 7637 | 5484 | 874.177 | 924.2929 | 991.8367 | 608.8318
| 763 | 838.3773 | 887.0092 | 847.6676 | 887.0092 | 887.0092 | 847.6676 | 887.0092 | 887.0092 | 847.6676 | 887.0092 | 995.9184 | 254.6195 | 887.0092 | 847.6676 | 887.0092 | 763 | 887.0092 | 847.6676 | 995.9184 | 254.6195 | 611 | 5795 | 399 | 7290 | 2301 | 3252 | 7636 | 5994 | 874.0808 | 924.2922 | 991.8367 | 608.5186
| 764 | 860.5613 | 925.3136 | 854.6319 | 925.3136 | 925.3136 | 854.6319 | 925.3136 | 925.3136 | 854.6319 | 925.3136 | 978.2313 | 248.5907 | 925.3136 | 854.6319 | 925.3136 | 764 | 925.3136 | 854.6319 | 978.2313 | 248.5907 | 272 | 5334 | 4794 | 7520 | 5948 | 4067 | 7564 | 3961 | 874.0328 | 924.1957 | 991.8367 | 608.5186
| 765 | 850.5979 | 911.6643 | 849.561 | 911.6643 | 911.6643 | 849.561 | 911.6643 | 911.6643 | 849.561 | 911.6643 | 993.1973 | 223.6142 | 911.6643 | 849.561 | 911.6643 | 765 | 911.6643 | 849.561 | 993.1973 | 223.6142 | 363 | 5675 | 715 | 8218 | 3763 | 1501 | 7556 | 2867 | 873.9703 | 924.1603 | 991.8367 | 608.5186
| 766 | 843.0477 | 889.6525 | 863.3544 | 889.6525 | 889.6525 | 863.3544 | 889.6525 | 889.6525 | 863.3544 | 889.6525 | 994.5578 | 237.4726 | 889.6525 | 863.3544 | 889.6525 | 766 | 889.6525 | 863.3544 | 994.5578 | 237.4726 | 575 | 4747 | 559 | 7862 | 2107 | 3597 | 7550 | 3538 | 873.9367 | 924.1353 | 991.8367 | 608.4469
| 767 | 807.8262 | 829.8169 | 866.5138 | 829.8169 | 829.8169 | 866.5138 | 829.8169 | 829.8169 | 866.5138 | 829.8169 | 972.7891 | 232.1876 | 829.8169 | 866.5138 | 829.8169 | 767 | 829.8169 | 866.5138 | 972.7891 | 232.1876 | 1411 | 4503 | 6485 | 8006 | 3645 | 3205 | 7469 | 6732 | 873.8405 | 924.0871 | 991.8367 | 608.2055
| 768 | 789.4573 | 797.0395 | 863.5072 | 797.0395 | 797.0395 | 863.5072 | 797.0395 | 797.0395 | 863.5072 | 797.0395 | 993.1973 | 228.86 | 797.0395 | 863.5072 | 797.0395 | 768 | 797.0395 | 863.5072 | 993.1973 | 228.86 | 2309 | 4735 | 714 | 8089 | 7722 | 4257 | 7468 | 6446 | 873.7925 | 924.0656 | 991.8367 | 608.2055
| 769 | 769.2759 | 762.1474 | 870.5207 | 762.1474 | 762.1474 | 870.5207 | 762.1474 | 762.1474 | 870.5207 | 762.1474 | 990.4762 | 200.1253 | 762.1474 | 870.5207 | 762.1474 | 769 | 762.1474 | 870.5207 | 990.4762 | 200.1253 | 3551 | 4246 | 1085 | 8548 | 7704 | 1413 | 7396 | 4173 | 873.7444 | 924.0077 | 991.8367 | 607.8923
| 770 | 764.8938 | 754.1693 | 865.4971 | 754.1693 | 754.1693 | 865.4971 | 754.1693 | 754.1693 | 865.4971 | 754.1693 | 998.6395 | 214.5318 | 754.1693 | 865.4971 | 754.1693 | 770 | 754.1693 | 865.4971 | 998.6395 | 214.5318 | 3851 | 4597 | 148 | 8362 | 3096 | 7390 | 7388 | 7716 | 873.6964 | 923.9707 | 991.8367 | 607.5791
| 771 | 732.1914 | 714.7595 | 828.8158 | 714.7595 | 714.7595 | 828.8158 | 714.7595 | 714.7595 | 828.8158 | 714.7595 | 995.9184 | 221.4219 | 714.7595 | 828.8158 | 714.7595 | 771 | 714.7595 | 828.8158 | 995.9184 | 221.4219 | 5434 | 6653 | 398 | 8256 | 4004 | 334 | 7382 | 3346 | 873.6002 | 923.9707 | 991.8367 | 607.5791
| 772 | 735.9484 | 724.4197 | 828.0795 | 724.4197 | 724.4197 | 828.0795 | 724.4197 | 724.4197 | 828.0795 | 724.4197 | 986.3946 | 209.2076 | 724.4197 | 828.0795 | 724.4197 | 772 | 724.4197 | 828.0795 | 986.3946 | 209.2076 | 5036 | 6676 | 2051 | 8441 | 2253 | 1470 | 7301 | 2410 | 873.5522 | 923.9682 | 991.8367 | 607.5791
| 773 | 739.5689 | 728.8413 | 830.2101 | 728.8413 | 728.8413 | 830.2101 | 728.8413 | 728.8413 | 830.2101 | 728.8413 | 989.1156 | 213.279 | 728.8413 | 830.2101 | 728.8413 | 773 | 728.8413 | 830.2101 | 989.1156 | 213.279 | 4859 | 6620 | 1333 | 8382 | 1558 | 4830 | 7300 | 5824 | 873.5522 | 923.9537 | 991.8367 | 607.1093
| 774 | 756.6714 | 764.262 | 821.128 | 764.262 | 764.262 | 821.128 | 764.262 | 764.262 | 821.128 | 764.262 | 995.9184 | 198.8725 | 764.262 | 821.128 | 764.262 | 774 | 764.262 | 821.128 | 995.9184 | 198.8725 | 3484 | 6832 | 397 | 8557 | 6957 | 4384 | 7228 | 6818 | 873.5041 | 923.9537 | 991.8367 | 606.9527
| 775 | 714.6061 | 693.5166 | 820.441 | 693.5166 | 693.5166 | 820.441 | 693.5166 | 693.5166 | 820.441 | 693.5166 | 974.1497 | 200.4385 | 693.5166 | 820.441 | 693.5166 | 775 | 693.5166 | 820.441 | 974.1497 | 200.4385 | 6356 | 6840 | 6067 | 8546 | 2637 | 4472 | 7220 | 5264 | 873.4561 | 923.9498 | 991.8367 | 606.9527
| 776 | 695.5315 | 663.9112 | 805.9933 | 663.9112 | 663.9112 | 805.9933 | 663.9112 | 663.9112 | 805.9933 | 663.9112 | 986.3946 | 215.7845 | 663.9112 | 805.9933 | 663.9112 | 776 | 663.9112 | 805.9933 | 986.3946 | 215.7845 | 7473 | 7045 | 2050 | 8343 | 4508 | 3260 | 7214 | 5221 | 873.408 | 923.8878 | 991.8367 | 606.9527
| 777 | 717.0175 | 691.5942 | 819.4105 | 691.5942 | 691.5942 | 819.4105 | 691.5942 | 691.5942 | 819.4105 | 691.5942 | 982.3129 | 245.5371 | 691.5942 | 819.4105 | 691.5942 | 777 | 691.5942 | 819.4105 | 982.3129 | 245.5371 | 6436 | 6861 | 3553 | 7612 | 2951 | 4420 | 7133 | 4389 | 873.3599 | 923.8201 | 991.8367 | 606.9527
| 778 | 725.4979 | 699.0917 | 830.3629 | 699.0917 | 699.0917 | 830.3629 | 699.0917 | 699.0917 | 830.3629 | 699.0917 | 985.034 | 257.7513 | 699.0917 | 830.3629 | 699.0917 | 778 | 699.0917 | 830.3629 | 985.034 | 257.7513 | 6126 | 6613 | 2370 | 7190 | 2371 | 1792 | 7132 | 7406 | 873.2157 | 923.8095 | 991.8367 | 606.6395
| 779 | 739.2004 | 723.3143 | 826.2311 | 723.3143 | 723.3143 | 826.2311 | 723.3143 | 723.3143 | 826.2311 | 723.3143 | 971.4286 | 285.938 | 723.3143 | 826.2311 | 723.3143 | 779 | 723.3143 | 826.2311 | 971.4286 | 285.938 | 5085 | 6722 | 6855 | 6138 | 2059 | 3971 | 7060 | 6523 | 873.1677 | 923.7914 | 991.8367 | 606.6395
| 780 | 736.3668 | 708.4154 | 852.5933 | 708.4154 | 708.4154 | 852.5933 | 708.4154 | 708.4154 | 852.5933 | 708.4154 | 956.4626 | 274.9765 | 708.4154 | 852.5933 | 708.4154 | 780 | 708.4154 | 852.5933 | 956.4626 | 274.9765 | 5710 | 5448 | 8491 | 6584 | 7582 | 3228 | 7052 | 4720 | 873.0716 | 923.7872 | 991.8367 | 606.6395
| 781 | 669.7149 | 678.762 | 679.8147 | 678.762 | 678.762 | 679.8147 | 678.762 | 678.762 | 679.8147 | 678.762 | 963.2653 | 263.3887 | 678.762 | 679.8147 | 678.762 | 781 | 678.762 | 679.8147 | 963.2653 | 263.3887 | 6994 | 8212 | 8173 | 6990 | 2397 | 3112 | 7046 | 350 | 873.0716 | 923.7773 | 991.8367 | 606.6395
| 782 | 726.479 | 695.1987 | 842.5544 | 695.1987 | 695.1987 | 842.5544 | 695.1987 | 695.1987 | 842.5544 | 695.1987 | 975.5102 | 263.3887 | 695.1987 | 842.5544 | 695.1987 | 782 | 695.1987 | 842.5544 | 975.5102 | 263.3887 | 6277 | 6081 | 5647 | 6989 | 8511 | 3068 | 6965 | 2340 | 873.0235 | 923.7469 | 991.8367 | 606.3263
| 783 | 727.5243 | 683.8564 | 860.0105 | 683.8564 | 683.8564 | 860.0105 | 683.8564 | 683.8564 | 860.0105 | 683.8564 | 997.2789 | 277.1688 | 683.8564 | 860.0105 | 683.8564 | 783 | 683.8564 | 860.0105 | 997.2789 | 277.1688 | 6785 | 4980 | 204 | 6490 | 6379 | 3932 | 6964 | 5241 | 872.8313 | 923.7468 | 991.8367 | 606.1698
| 784 | 759.0335 | 739.7991 | 859.8242 | 739.7991 | 739.7991 | 859.8242 | 739.7991 | 739.7991 | 859.8242 | 739.7991 | 985.034 | 283.7457 | 739.7991 | 859.8242 | 739.7991 | 784 | 739.7991 | 859.8242 | 985.034 | 283.7457 | 4401 | 4999 | 2369 | 6228 | 8757 | 2861 | 6892 | 4024 | 872.7351 | 923.7144 | 991.8367 | 606.0132
| 785 | 757.2354 | 736.531 | 858.2315 | 736.531 | 736.531 | 858.2315 | 736.531 | 736.531 | 858.2315 | 736.531 | 998.6395 | 277.482 | 736.531 | 858.2315 | 736.531 | 785 | 736.531 | 858.2315 | 998.6395 | 277.482 | 4525 | 5108 | 147 | 6475 | 6862 | 1766 | 6884 | 3628 | 872.639 | 923.6751 | 991.8367 | 606.0132
| 786 | 767.996 | 772.7207 | 841.0807 | 772.7207 | 772.7207 | 841.0807 | 772.7207 | 772.7207 | 841.0807 | 772.7207 | 953.7415 | 252.114 | 772.7207 | 841.0807 | 772.7207 | 786 | 772.7207 | 841.0807 | 953.7415 | 252.114 | 3156 | 6167 | 8548 | 7390 | 5517 | 2327 | 6878 | 5151 | 872.591 | 923.5871 | 991.8367 | 605.7
| 787 | 668.6068 | 600.3268 | 834.5997 | 600.3268 | 600.3268 | 834.5997 | 600.3268 | 600.3268 | 834.5997 | 600.3268 | 975.5102 | 243.9712 | 600.3268 | 834.5997 | 600.3268 | 787 | 600.3268 | 834.5997 | 975.5102 | 243.9712 | 8626 | 6439 | 5646 | 7668 | 3500 | 3333 | 6797 | 4438 | 872.591 | 923.573 | 991.8367 | 605.7
| 788 | 787.6937 | 817.5614 | 820.5904 | 817.5614 | 817.5614 | 820.5904 | 817.5614 | 817.5614 | 820.5904 | 817.5614 | 972.7891 | 232.0702 | 817.5614 | 820.5904 | 817.5614 | 788 | 817.5614 | 820.5904 | 972.7891 | 232.0702 | 1708 | 6837 | 6484 | 8016 | 790 | 4419 | 6796 | 3959 | 872.591 | 923.5621 | 991.8367 | 605.7
| 789 | 827.5496 | 885.9999 | 826.5733 | 885.9999 | 885.9999 | 826.5733 | 885.9999 | 885.9999 | 826.5733 | 885.9999 | 976.8707 | 214.5318 | 885.9999 | 826.5733 | 885.9999 | 789 | 885.9999 | 826.5733 | 976.8707 | 214.5318 | 625 | 6712 | 5229 | 8361 | 3571 | 4048 | 6724 | 1934 | 872.4468 | 923.5519 | 991.8367 | 605.7
| 790 | 827.7987 | 872.591 | 847.0521 | 872.591 | 872.591 | 847.0521 | 872.591 | 872.591 | 847.0521 | 872.591 | 989.1156 | 231.1306 | 872.591 | 847.0521 | 872.591 | 790 | 872.591 | 847.0521 | 989.1156 | 231.1306 | 788 | 5831 | 1332 | 8041 | 3527 | 3411 | 6716 | 6946 | 872.3987 | 923.5519 | 991.8367 | 605.3868
| 791 | 779.6562 | 797.2317 | 833.2454 | 797.2317 | 797.2317 | 833.2454 | 797.2317 | 797.2317 | 833.2454 | 797.2317 | 978.2313 | 226.1196 | 797.2317 | 833.2454 | 797.2317 | 791 | 797.2317 | 833.2454 | 978.2313 | 226.1196 | 2300 | 6503 | 4793 | 8155 | 933 | 1294 | 6710 | 4932 | 872.2545 | 923.5469 | 991.8367 | 605.3868
| 792 | 764.8658 | 766.6651 | 845.9844 | 766.6651 | 766.6651 | 845.9844 | 766.6651 | 766.6651 | 845.9844 | 766.6651 | 970.068 | 220.7955 | 766.6651 | 845.9844 | 766.6651 | 792 | 766.6651 | 845.9844 | 970.068 | 220.7955 | 3410 | 5896 | 7267 | 8268 | 739 | 1441 | 6629 | 2992 | 872.2545 | 923.5227 | 991.8367 | 605.3868
| 793 | 759.5572 | 753.6887 | 850.428 | 753.6887 | 753.6887 | 850.428 | 753.6887 | 753.6887 | 850.428 | 753.6887 | 979.5918 | 222.9878 | 753.6887 | 850.428 | 753.6887 | 793 | 753.6887 | 850.428 | 979.5918 | 222.9878 | 3874 | 5598 | 4203 | 8224 | 8514 | 4305 | 6628 | 5458 | 872.2065 | 923.5187 | 991.8367 | 605.0736
| 794 | 738.9315 | 735.4736 | 817.624 | 735.4736 | 735.4736 | 817.624 | 735.4736 | 735.4736 | 817.624 | 735.4736 | 968.7075 | 222.0482 | 735.4736 | 817.624 | 735.4736 | 794 | 735.4736 | 817.624 | 968.7075 | 222.0482 | 4589 | 6885 | 7446 | 8246 | 6331 | 3210 | 6556 | 4000 | 871.9662 | 923.5101 | 991.8367 | 605.0736
| 795 | 743.0741 | 735.9062 | 827.8618 | 735.9062 | 735.9062 | 827.8618 | 735.9062 | 735.9062 | 827.8618 | 735.9062 | 974.1497 | 230.191 | 735.9062 | 827.8618 | 735.9062 | 795 | 735.9062 | 827.8618 | 974.1497 | 230.191 | 4562 | 6682 | 6066 | 8060 | 6189 | 3572 | 6548 | 3638 | 871.9662 | 923.496 | 991.8367 | 605.0736
| 796 | 747.8939 | 733.0225 | 847.6234 | 733.0225 | 733.0225 | 847.6234 | 733.0225 | 733.0225 | 847.6234 | 733.0225 | 980.9524 | 234.8888 | 733.0225 | 847.6234 | 733.0225 | 796 | 733.0225 | 847.6234 | 980.9524 | 234.8888 | 4695 | 5798 | 3977 | 7938 | 3000 | 8283 | 6542 | 3379 | 871.7739 | 923.4602 | 991.8367 | 605.0736
| 797 | 744.5707 | 731.6288 | 842.7728 | 731.6288 | 731.6288 | 842.7728 | 731.6288 | 731.6288 | 842.7728 | 731.6288 | 980.9524 | 218.9164 | 731.6288 | 842.7728 | 731.6288 | 797 | 731.6288 | 842.7728 | 980.9524 | 218.9164 | 4752 | 6071 | 3976 | 8303 | 8611 | 8039 | 6461 | 2869 | 871.7259 | 923.4602 | 991.8367 | 605.0736
| 798 | 766.6362 | 762.8683 | 854.4911 | 762.8683 | 762.8683 | 854.4911 | 762.8683 | 762.8683 | 854.4911 | 762.8683 | 987.7551 | 224.2405 | 762.8683 | 854.4911 | 762.8683 | 798 | 762.8683 | 854.4911 | 987.7551 | 224.2405 | 3526 | 5340 | 1687 | 8203 | 3859 | 503 | 6460 | 2826 | 871.5336 | 923.4602 | 991.8367 | 604.917
| 799 | 755.3504 | 748.7384 | 846.5983 | 748.7384 | 748.7384 | 846.5983 | 748.7384 | 748.7384 | 846.5983 | 748.7384 | 976.8707 | 221.735 | 748.7384 | 846.5983 | 748.7384 | 799 | 748.7384 | 846.5983 | 976.8707 | 221.735 | 4050 | 5857 | 5228 | 8248 | 3835 | 3106 | 6388 | 5121 | 871.5336 | 923.4526 | 991.8367 | 604.7604
| 800 | 731.9903 | 714.9036 | 833.6549 | 714.9036 | 714.9036 | 833.6549 | 714.9036 | 714.9036 | 833.6549 | 714.9036 | 978.2313 | 215.7845 | 714.9036 | 833.6549 | 714.9036 | 800 | 714.9036 | 833.6549 | 978.2313 | 215.7845 | 5427 | 6486 | 4792 | 8342 | 1078 | 4275 | 6380 | 1091 | 871.4856 | 923.4291 | 991.8367 | 604.7604
| 801 | 734.0619 | 717.8353 | 831.4185 | 717.8353 | 717.8353 | 831.4185 | 717.8353 | 717.8353 | 831.4185 | 717.8353 | 971.4286 | 237.0811 | 717.8353 | 831.4185 | 717.8353 | 801 | 717.8353 | 831.4186 | 971.4286 | 237.0811 | 5322 | 6576 | 6854 | 7880 | 7243 | 3617 | 6374 | 7163 | 871.3894 | 923.429 | 991.8367 | 604.4472
| 802 | 753.5924 | 750.0841 | 825.3148 | 750.0841 | 750.0841 | 825.3148 | 750.0841 | 750.0841 | 825.3148 | 750.0841 | 960.5442 | 287.8171 | 750.0841 | 825.3148 | 750.0841 | 802 | 750.0841 | 825.3148 | 960.5442 | 287.8171 | 4007 | 6741 | 8283 | 6057 | 5971 | 4003 | 6293 | 5693 | 871.2933 | 923.3908 | 991.8367 | 604.4472
| 803 | 774.0449 | 779.0167 | 831.5068 | 779.0167 | 779.0167 | 831.5068 | 779.0167 | 779.0167 | 831.5068 | 779.0167 | 976.8707 | 301.5972 | 779.0167 | 831.5068 | 779.0167 | 803 | 779.0167 | 831.5068 | 976.8707 | 301.5972 | 2918 | 6569 | 5227 | 5595 | 3331 | 1296 | 6292 | 2343 | 871.2453 | 923.3811 | 991.8367 | 604.4472
| 804 | 775.1008 | 781.2275 | 835.6673 | 781.2275 | 781.2275 | 835.6673 | 781.2275 | 781.2275 | 835.6673 | 781.2275 | 967.3469 | 291.5753 | 781.2275 | 835.6673 | 781.2275 | 804 | 781.2275 | 835.6673 | 967.3469 | 291.5753 | 2831 | 6398 | 7742 | 5909 | 6140 | 1444 | 6220 | 4263 | 870.9465 | 923.3647 | 991.8367 | 604.134
| 805 | 755.8183 | 766.4728 | 810.0497 | 766.4728 | 766.4728 | 810.0497 | 766.4728 | 766.4728 | 810.0497 | 766.4728 | 940.1361 | 269.3392 | 766.4728 | 810.0497 | 766.4728 | 805 | 766.4728 | 810.0497 | 940.1361 | 269.3392 | 3419 | 7002 | 8702 | 6787 | 7148 | 3685 | 6212 | 4031 | 870.9088 | 923.3313 | 991.8367 | 604.134
| 806 | 761.8622 | 753.3042 | 849.1847 | 753.3042 | 753.3042 | 849.1847 | 753.3042 | 753.3042 | 849.1847 | 753.3042 | 946.9388 | 295.9599 | 753.3042 | 849.1847 | 753.3042 | 806 | 753.3042 | 849.1847 | 946.9388 | 295.9599 | 3891 | 5706 | 8599 | 5767 | 2492 | 3262 | 6206 | 3923 | 870.7166 | 923.2991 | 991.8367 | 604.134
| 807 | 778.6452 | 751.0934 | 860.7292 | 751.0934 | 751.0934 | 860.7292 | 751.0934 | 751.0934 | 860.7292 | 751.0934 | 979.5918 | 469.7776 | 751.0934 | 860.7292 | 751.0934 | 807 | 751.0934 | 860.7292 | 979.5918 | 469.7776 | 3972 | 4936 | 4202 | 2314 | 1703 | 3229 | 6125 | 3643 | 870.5724 | 923.2799 | 991.8367 | 603.8209
| 808 | 772.3734 | 734.2241 | 869.4166 | 734.2241 | 734.2241 | 869.4166 | 734.2241 | 734.2241 | 869.4166 | 734.2241 | 970.068 | 491.7006 | 734.2241 | 869.4166 | 734.2241 | 808 | 734.2241 | 869.4166 | 970.068 | 491.7006 | 4638 | 4306 | 7266 | 1999 | 6789 | 3120 | 6124 | 5437 | 870.5243 | 923.2712 | 991.8367 | 603.5077
| 809 | 795.1897 | 771.9998 | 866.3083 | 771.9998 | 771.9998 | 866.3083 | 771.9998 | 771.9998 | 866.3083 | 771.9998 | 972.7891 | 518.6345 | 771.9998 | 866.3083 | 771.9998 | 809 | 771.9998 | 866.3083 | 972.7891 | 518.6345 | 3181 | 4522 | 6483 | 1659 | 6526 | 3195 | 6052 | 4038 | 870.5243 | 923.2706 | 991.8367 | 603.5077
| 810 | 798.3675 | 789.9265 | 860.6472 | 789.9265 | 789.9265 | 860.6472 | 789.9265 | 789.9265 | 860.6472 | 789.9265 | 986.3946 | 428.7504 | 789.9265 | 860.6472 | 789.9265 | 810 | 789.9265 | 860.6472 | 986.3946 | 428.7504 | 2543 | 4939 | 2049 | 3023 | 1027 | 4353 | 6044 | 3184 | 870.1879 | 923.248 | 991.8367 | 603.5077
| 811 | 839.8084 | 888.2107 | 858.8501 | 888.2107 | 888.2107 | 858.8501 | 888.2107 | 888.2107 | 858.8501 | 888.2107 | 970.068 | 246.1635 | 888.2107 | 858.8501 | 888.2107 | 811 | 888.2107 | 858.8501 | 970.068 | 246.1635 | 595 | 5070 | 7265 | 7593 | 6164 | 1097 | 6038 | 3161 | 869.8996 | 923.2069 | 991.8367 | 603.5077
| 812 | 858.7054 | 909.5977 | 876.7784 | 909.5977 | 909.5977 | 876.7784 | 909.5977 | 909.5977 | 876.7784 | 909.5977 | 983.6735 | 254.3063 | 909.5977 | 876.7784 | 909.5977 | 812 | 909.5977 | 876.7784 | 983.6735 | 254.3063 | 388 | 3842 | 3018 | 7303 | 5781 | 4137 | 5957 | 951 | 869.8996 | 923.1912 | 991.8367 | 603.5077
| 813 | 854.3564 | 904.4072 | 878.202 | 904.4072 | 904.4072 | 878.202 | 904.4072 | 904.4072 | 878.202 | 904.4072 | 983.6735 | 229.2515 | 904.4072 | 878.202 | 904.4072 | 813 | 904.4072 | 878.202 | 983.6735 | 229.2515 | 445 | 3738 | 3017 | 8081 | 1506 | 1257 | 5956 | 5355 | 869.7554 | 923.1793 | 991.8367 | 603.1945
| 814 | 838.4514 | 876.6281 | 874.7283 | 876.6281 | 876.6281 | 874.7283 | 876.6281 | 876.6281 | 874.7283 | 876.6281 | 979.5918 | 246.7899 | 876.6281 | 874.7283 | 876.6281 | 814 | 876.6281 | 874.7283 | 979.5918 | 246.7899 | 727 | 3985 | 4201 | 7578 | 6068 | 4505 | 5884 | 4126 | 869.7073 | 923.1739 | 991.8367 | 603.1945
| 815 | 808.1909 | 824.338 | 870.935 | 824.338 | 824.338 | 870.935 | 824.338 | 824.338 | 870.935 | 824.338 | 993.1973 | 243.0316 | 824.338 | 870.935 | 824.338 | 815 | 824.338 | 870.935 | 993.1973 | 243.0316 | 1520 | 4214 | 713 | 7712 | 7101 | 1494 | 5876 | 3686 | 869.6112 | 923.1561 | 991.8367 | 602.8813
| 816 | 794.3303 | 801.1246 | 872.1186 | 801.1246 | 801.1246 | 872.1186 | 801.1246 | 801.1246 | 872.1186 | 801.1246 | 982.3129 | 240.8393 | 801.1246 | 872.1186 | 801.1246 | 816 | 801.1246 | 872.1186 | 982.3129 | 240.8393 | 2176 | 4136 | 3552 | 7772 | 5613 | 3556 | 5870 | 2506 | 869.3228 | 923.1305 | 991.8367 | 602.8813
| 817 | 775.7331 | 773.73 | 860.479 | 773.73 | 773.73 | 860.479 | 773.73 | 773.73 | 860.479 | 773.73 | 994.5578 | 233.9493 | 773.73 | 860.479 | 773.73 | 817 | 773.73 | 860.479 | 994.5578 | 233.9493 | 3107 | 4950 | 558 | 7963 | 1963 | 4951 | 5789 | 5594 | 869.2748 | 923.1248 | 991.8367 | 602.2549
| 818 | 768.6597 | 766.9054 | 850.0003 | 766.9054 | 766.9054 | 850.0003 | 766.9054 | 766.9054 | 850.0003 | 766.9054 | 990.4762 | 235.5152 | 766.9054 | 850.0003 | 766.9054 | 818 | 766.9054 | 850.0003 | 990.4762 | 235.5152 | 3399 | 5630 | 1084 | 7921 | 7818 | 3564 | 5788 | 7425 | 869.0825 | 923.095 | 991.8367 | 601.9418
| 819 | 778.1502 | 770.8463 | 877.9023 | 770.8463 | 770.8463 | 877.9023 | 770.8463 | 770.8463 | 877.9023 | 770.8463 | 975.5102 | 240.213 | 770.8463 | 877.9023 | 770.8463 | 819 | 770.8464 | 877.9023 | 975.5102 | 240.213 | 3237 | 3760 | 5645 | 7788 | 3502 | 4591 | 5716 | 6823 | 869.0825 | 923.0913 | 991.8367 | 601.9418
| 820 | 766.6195 | 757.8219 | 864.374 | 757.8219 | 757.8219 | 864.374 | 757.8219 | 757.8219 | 864.374 | 757.8219 | 979.5918 | 233.0097 | 757.8219 | 864.374 | 757.8219 | 820 | 757.8219 | 864.374 | 979.5918 | 233.0097 | 3706 | 4685 | 4200 | 7988 | 6358 | 4361 | 5708 | 5908 | 868.8422 | 923.0913 | 991.8367 | 601.9418
| 821 | 772.525 | 766.7612 | 865.0214 | 766.7612 | 766.7612 | 865.0214 | 766.7612 | 766.7612 | 865.0214 | 766.7612 | 985.034 | 236.1416 | 766.7612 | 865.0214 | 766.7612 | 821 | 766.7612 | 865.0214 | 985.034 | 236.1416 | 3403 | 4631 | 2368 | 7906 | 6475 | 1208 | 5702 | 369 | 868.7942 | 923.0631 | 991.8367 | 601.9417
| 822 | 798.8676 | 812.0825 | 870.0868 | 812.0825 | 812.0825 | 870.0868 | 812.0825 | 812.0825 | 870.0868 | 812.0825 | 965.9864 | 241.1525 | 812.0825 | 870.0868 | 812.0825 | 822 | 812.0825 | 870.0868 | 965.9864 | 241.1525 | 1850 | 4275 | 7961 | 7763 | 7962 | 4272 | 5621 | 5344 | 868.698 | 923.0623 | 991.8367 | 601.6286
| 823 | 770.3355 | 764.4543 | 864.8468 | 764.4543 | 764.4543 | 864.8468 | 764.4543 | 764.4543 | 864.8468 | 764.4543 | 978.2313 | 231.4438 | 764.4543 | 864.8468 | 764.4543 | 823 | 764.4543 | 864.8468 | 978.2313 | 231.4438 | 3478 | 4648 | 4791 | 8030 | 7126 | 4037 | 5620 | 4794 | 868.698 | 923.054 | 991.8367 | 601.6286
| 824 | 769.444 | 765.3194 | 852.7395 | 765.3194 | 765.3194 | 852.7395 | 765.3194 | 765.3194 | 852.7395 | 765.3194 | 980.9524 | 257.7513 | 765.3194 | 852.7395 | 765.3194 | 824 | 765.3194 | 852.7395 | 980.9524 | 257.7513 | 3459 | 5439 | 3975 | 7189 | 1436 | 3388 | 5548 | 4523 | 868.6019 | 923.0228 | 991.8367 | 601.6286
| 825 | 750.5924 | 705.0031 | 877.455 | 705.0031 | 705.0031 | 877.455 | 705.0031 | 705.0031 | 877.455 | 705.0031 | 982.3129 | 376.1353 | 705.0031 | 877.455 | 705.0031 | 825 | 705.0031 | 877.455 | 982.3129 | 376.1353 | 5873 | 3794 | 3551 | 3945 | 3573 | 2928 | 5540 | 3985 | 868.5539 | 923.0228 | 991.8367 | 601.6286
| 826 | 773.1023 | 742.3463 | 853.2126 | 742.3463 | 742.3463 | 853.2126 | 742.3463 | 742.3463 | 853.2126 | 742.3463 | 978.2313 | 493.5797 | 742.3463 | 853.2126 | 742.3463 | 826 | 742.3463 | 853.2126 | 978.2313 | 493.5797 | 4308 | 5420 | 4790 | 1968 | 2204 | 2966 | 5534 | 2986 | 868.5539 | 923.0143 | 991.8367 | 601.6286
| 827 | 764.2088 | 751.574 | 813.1849 | 751.574 | 751.574 | 813.1849 | 751.574 | 751.574 | 813.1849 | 751.574 | 974.1497 | 459.4425 | 751.574 | 813.1849 | 751.574 | 827 | 751.574 | 813.1849 | 974.1497 | 459.4425 | 3953 | 6958 | 6065 | 2497 | 8659 | 4592 | 5453 | 1113 | 868.5058 | 922.9873 | 991.8367 | 601.6286
| 828 | 765.2221 | 737.1558 | 842.6389 | 737.1558 | 737.1558 | 842.6389 | 737.1558 | 737.1558 | 842.6389 | 737.1558 | 983.6735 | 461.6348 | 737.1558 | 842.6389 | 737.1558 | 828 | 737.1558 | 842.6389 | 983.6735 | 461.6348 | 4495 | 6076 | 3016 | 2456 | 6452 | 4362 | 5452 | 3778 | 868.4829 | 922.9873 | 991.8367 | 601.3154
| 829 | 801.4172 | 773.3936 | 870.7322 | 773.3936 | 773.3936 | 870.7322 | 773.3936 | 773.3936 | 870.7322 | 773.3936 | 965.9864 | 583.777 | 773.3936 | 870.7322 | 773.3936 | 829 | 773.3936 | 870.7322 | 965.9864 | 583.777 | 3119 | 4229 | 7960 | 976 | 3597 | 3461 | 5380 | 6285 | 868.2174 | 922.958 | 991.8367 | 601.0022
| 830 | 795.954 | 780.9872 | 831.8404 | 780.9872 | 780.9872 | 831.8404 | 780.9872 | 780.9872 | 831.8404 | 780.9872 | 991.8367 | 576.2606 | 780.9872 | 831.8404 | 780.9872 | 830 | 780.9872 | 831.8404 | 991.8367 | 576.2606 | 2839 | 6553 | 966 | 1040 | 8327 | 1112 | 5372 | 5718 | 868.1694 | 922.9319 | 991.8367 | 601.0022
| 831 | 768.9455 | 779.5453 | 756.0497 | 779.5453 | 779.5453 | 756.0497 | 779.5453 | 779.5453 | 756.0497 | 779.5453 | 970.068 | 534.607 | 779.5453 | 756.0497 | 779.5453 | 831 | 779.5453 | 756.0497 | 970.068 | 534.607 | 2890 | 7398 | 7264 | 1476 | 8686 | 2102 | 5366 | 3629 | 868.0733 | 922.9264 | 991.8367 | 601.0022
| 832 | 779.4276 | 793.4349 | 764.4535 | 793.4349 | 793.4349 | 764.4535 | 793.4349 | 793.4349 | 764.4535 | 793.4349 | 983.6735 | 523.0191 | 793.4349 | 764.4535 | 793.4349 | 832 | 793.4349 | 764.4535 | 983.6735 | 523.0191 | 2434 | 7297 | 3015 | 1610 | 3192 | 1384 | 5285 | 6537 | 867.9291 | 922.9211 | 991.8367 | 600.689
| 833 | 769.0516 | 740.1836 | 866.3209 | 740.1836 | 740.1836 | 866.3209 | 740.1836 | 740.1836 | 866.3209 | 740.1836 | 989.1156 | 390.855 | 740.1836 | 866.3209 | 740.1836 | 833 | 740.1836 | 866.3209 | 989.1156 | 390.855 | 4388 | 4520 | 1331 | 3658 | 1200 | 4401 | 5284 | 5890 | 867.9291 | 922.8771 | 991.8367 | 600.689
| 834 | 784.8874 | 767.0496 | 867.4441 | 767.0496 | 767.0496 | 867.4441 | 767.0496 | 767.0496 | 867.4441 | 767.0496 | 982.3129 | 399.9374 | 767.0496 | 867.4441 | 767.0496 | 834 | 767.0496 | 867.4441 | 982.3129 | 399.9374 | 3394 | 4444 | 3550 | 3493 | 5852 | 1664 | 5212 | 5364 | 867.7239 | 922.8266 | 991.8367 | 600.689
| 835 | 864.5552 | 903.8785 | 875.9121 | 903.8785 | 903.8785 | 875.9121 | 903.8785 | 903.8785 | 875.9121 | 903.8785 | 982.3129 | 386.7836 | 903.8785 | 875.9121 | 903.8785 | 835 | 903.8785 | 875.9121 | 982.3129 | 386.7836 | 449 | 3890 | 3549 | 3729 | 2062 | 1434 | 5204 | 6625 | 867.5926 | 922.8266 | 991.8367 | 600.3758
| 836 | 866.5262 | 919.8347 | 879.4444 | 919.8347 | 919.8347 | 879.4444 | 919.8347 | 919.8347 | 879.4444 | 919.8347 | 991.8367 | 263.0755 | 919.8347 | 879.4444 | 919.8347 | 836 | 919.8347 | 879.4444 | 991.8367 | 263.0755 | 314 | 3639 | 965 | 6995 | 3528 | 1100 | 5198 | 4439 | 867.5446 | 922.7916 | 991.8367 | 600.3758
| 837 | 855.8032 | 914.4038 | 856.6493 | 914.4038 | 914.4038 | 856.6493 | 914.4038 | 914.4038 | 856.6493 | 914.4038 | 974.1497 | 265.2678 | 914.4038 | 856.6493 | 914.4038 | 837 | 914.4038 | 856.6493 | 974.1497 | 265.2678 | 345 | 5210 | 6064 | 6927 | 3358 | 3341 | 5117 | 4739 | 867.5446 | 922.7914 | 991.8367 | 600.0626
| 838 | 861.8403 | 923.1509 | 866.9156 | 923.1509 | 923.1509 | 866.9156 | 923.1509 | 923.1509 | 866.9156 | 923.1509 | 971.4286 | 241.4657 | 923.1509 | 866.9156 | 923.1509 | 838 | 923.1509 | 866.9156 | 971.4286 | 241.4657 | 288 | 4478 | 6853 | 7754 | 2584 | 3951 | 5116 | 1138 | 867.5446 | 922.7792 | 991.8367 | 599.7495
| 839 | 807.8958 | 834.671 | 849.0308 | 834.671 | 834.671 | 849.0308 | 834.671 | 834.671 | 849.0308 | 834.671 | 987.7551 | 249.2953 | 834.671 | 849.0308 | 834.671 | 839 | 834.671 | 849.0308 | 987.7551 | 249.2953 | 1310 | 5717 | 1686 | 7495 | 931 | 4036 | 5044 | 7001 | 867.5446 | 922.7769 | 991.8367 | 598.8099
| 840 | 803.5328 | 816.456 | 874.8417 | 816.456 | 816.456 | 874.8417 | 816.456 | 816.456 | 874.8417 | 816.456 | 978.2313 | 240.213 | 816.456 | 874.8417 | 816.456 | 840 | 816.456 | 874.8417 | 978.2313 | 240.213 | 1741 | 3980 | 4789 | 7787 | 5205 | 2138 | 5036 | 6652 | 867.4965 | 922.7678 | 991.8367 | 598.4967
| 841 | 755.746 | 735.2333 | 869.0348 | 735.2333 | 735.2333 | 869.0348 | 735.2333 | 735.2333 | 869.0348 | 735.2333 | 989.1156 | 233.3229 | 735.2333 | 869.0348 | 735.2333 | 841 | 735.2333 | 869.0348 | 989.1156 | 233.3229 | 4598 | 4326 | 1330 | 7980 | 2543 | 1476 | 5030 | 6474 | 867.3523 | 922.7678 | 991.8367 | 598.4967
| 842 | 739.5724 | 720.719 | 846.7118 | 720.719 | 720.719 | 846.7118 | 720.719 | 720.719 | 846.7118 | 720.719 | 972.7891 | 228.6251 | 720.719 | 846.7118 | 720.719 | 842 | 720.719 | 846.7118 | 972.7891 | 228.6251 | 5206 | 5847 | 6482 | 8096 | 8496 | 3997 | 4949 | 5664 | 867.3043 | 922.7464 | 991.8367 | 598.4967
| 843 | 732.2978 | 712.0681 | 836.4555 | 712.0681 | 712.0681 | 836.4555 | 712.0681 | 712.0681 | 836.4555 | 712.0681 | 987.7551 | 222.0482 | 712.0681 | 836.4555 | 712.0681 | 843 | 712.0681 | 836.4555 | 987.7551 | 222.0482 | 5545 | 6372 | 1685 | 8245 | 6188 | 4514 | 4948 | 3155 | 867.2562 | 922.7447 | 991.8367 | 598.4967
| 844 | 758.929 | 747.1524 | 856.7529 | 747.1524 | 747.1524 | 856.7529 | 747.1524 | 747.1524 | 856.7529 | 747.1524 | 991.8367 | 228.9383 | 747.1524 | 856.7529 | 747.1524 | 844 | 747.1524 | 856.7529 | 991.8367 | 228.9383 | 4115 | 5205 | 964 | 8087 | 4507 | 1349 | 4876 | 3134 | 867.064 | 922.734 | 991.8367 | 598.4967
| 845 | 762.4824 | 755.6592 | 853.8847 | 755.6592 | 755.6592 | 853.8847 | 755.6592 | 755.6592 | 853.8847 | 755.6592 | 972.7891 | 241.1525 | 755.6592 | 853.8847 | 755.6592 | 845 | 755.6592 | 853.8847 | 972.7891 | 241.1525 | 3801 | 5384 | 6481 | 7762 | 5492 | 3201 | 4868 | 1314 | 867.002 | 922.7123 | 991.8367 | 598.4967
| 846 | 763.1071 | 751.7662 | 865.1022 | 751.7662 | 751.7662 | 865.1022 | 751.7662 | 751.7662 | 865.1022 | 751.7662 | 985.034 | 223.9273 | 751.7662 | 865.1022 | 751.7662 | 846 | 751.7662 | 865.1022 | 985.034 | 223.9273 | 3949 | 4624 | 2367 | 8211 | 2011 | 7397 | 4862 | 7187 | 866.9678 | 922.6768 | 991.8367 | 598.1835
| 847 | 747.2628 | 728.3126 | 859.4051 | 728.3126 | 728.3126 | 859.4051 | 728.3126 | 728.3126 | 859.4051 | 728.3126 | 975.5102 | 222.0482 | 728.3126 | 859.4051 | 728.3126 | 847 | 728.3126 | 859.4051 | 975.5102 | 222.0482 | 4876 | 5028 | 5644 | 8244 | 2785 | 341 | 4781 | 6012 | 866.9198 | 922.6768 | 991.8367 | 598.1835
| 848 | 733.0324 | 723.6988 | 818.0383 | 723.6988 | 723.6988 | 818.0383 | 723.6988 | 723.6988 | 818.0383 | 723.6988 | 983.6735 | 217.0373 | 723.6988 | 818.0383 | 723.6988 | 848 | 723.6988 | 818.0383 | 983.6735 | 217.0373 | 5070 | 6877 | 3014 | 8327 | 7650 | 4101 | 4780 | 5800 | 866.8237 | 922.6543 | 991.8367 | 598.1835
| 849 | 763.4614 | 729.8025 | 862.957 | 729.8025 | 729.8025 | 862.957 | 729.8025 | 729.8025 | 862.957 | 729.8025 | 978.2313 | 419.9812 | 729.8025 | 862.957 | 729.8025 | 849 | 729.8025 | 862.957 | 978.2313 | 419.9812 | 4828 | 4775 | 4788 | 3151 | 6885 | 3483 | 4708 | 4815 | 866.7756 | 922.6362 | 991.8367 | 598.1835
| 850 | 765.8825 | 745.0377 | 837.8282 | 745.0377 | 745.0377 | 837.8282 | 745.0377 | 745.0377 | 837.8282 | 745.0377 | 978.2313 | 432.5086 | 745.0377 | 837.8282 | 745.0377 | 850 | 745.0377 | 837.8282 | 978.2313 | 432.5086 | 4179 | 6320 | 4787 | 2961 | 740 | 5066 | 4700 | 4595 | 866.7275 | 922.6294 | 991.8367 | 598.1835
| 851 | 765.7186 | 748.9787 | 849.2624 | 748.9787 | 748.9787 | 849.2624 | 748.9787 | 748.9787 | 849.2624 | 748.9787 | 974.1497 | 357.031 | 748.9787 | 849.2624 | 748.9787 | 851 | 748.9787 | 849.2624 | 974.1497 | 357.031 | 4043 | 5699 | 6063 | 4317 | 6838 | 4404 | 4694 | 4057 | 866.295 | 922.6294 | 991.8367 | 598.1835
| 852 | 768.5709 | 738.2131 | 843.0625 | 738.2131 | 738.2131 | 843.0625 | 738.2131 | 738.2131 | 843.0625 | 738.2131 | 976.8707 | 505.1676 | 738.2131 | 843.0625 | 738.2131 | 852 | 738.2131 | 843.0625 | 976.8707 | 505.1676 | 4462 | 6057 | 5226 | 1831 | 1632 | 1808 | 4613 | 6688 | 866.1989 | 922.629 | 991.8367 | 597.8703
| 853 | 747.347 | 708.2232 | 857.2018 | 708.2232 | 708.2232 | 857.2018 | 708.2232 | 708.2232 | 857.2018 | 708.2232 | 983.6735 | 384.5913 | 708.2232 | 857.2018 | 708.2232 | 853 | 708.2232 | 857.2018 | 983.6735 | 384.5913 | 5720 | 5174 | 3013 | 3766 | 6813 | 4021 | 4612 | 6553 | 866.1508 | 922.5944 | 991.8367 | 597.8703
| 854 | 756.3747 | 725.501 | 857.6099 | 725.501 | 725.501 | 857.6099 | 725.501 | 725.501 | 857.6099 | 725.501 | 983.6735 | 371.1243 | 725.501 | 857.6099 | 725.501 | 854 | 725.501 | 857.6099 | 983.6735 | 371.1243 | 4990 | 5159 | 3012 | 4040 | 5684 | 1287 | 4540 | 7620 | 866.0547 | 922.5468 | 991.8367 | 597.5572
| 855 | 783.7113 | 765.4876 | 849.7824 | 765.4876 | 765.4876 | 849.7824 | 765.4876 | 765.4876 | 849.7824 | 765.4876 | 970.068 | 478.86 | 765.4876 | 849.7824 | 765.4876 | 855 | 765.4876 | 849.7824 | 970.068 | 478.86 | 3447 | 5647 | 7263 | 2166 | 2806 | 2100 | 4532 | 6317 | 866.0066 | 922.5404 | 991.8367 | 597.5572
| 856 | 780.2611 | 767.434 | 836.6542 | 767.434 | 767.434 | 836.6542 | 767.434 | 767.434 | 836.6542 | 767.434 | 976.8707 | 460.6953 | 767.434 | 836.6542 | 767.434 | 856 | 767.434 | 836.6542 | 976.8707 | 460.6953 | 3379 | 6366 | 5225 | 2475 | 5779 | 4096 | 4526 | 5618 | 865.9586 | 922.4796 | 991.8367 | 597.5572
| 857 | 787.8501 | 778.9686 | 854.6829 | 778.9686 | 778.9686 | 854.6829 | 778.9686 | 778.9686 | 854.6829 | 778.9686 | 978.2313 | 401.1901 | 778.9686 | 854.6829 | 778.9686 | 857 | 778.9686 | 854.6829 | 978.2313 | 401.1901 | 2919 | 5331 | 4786 | 3473 | 7847 | 3477 | 4445 | 4532 | 865.9105 | 922.4763 | 991.8367 | 597.5572
| 858 | 785.9688 | 773.0091 | 841.6664 | 773.0091 | 773.0091 | 841.6664 | 773.0091 | 773.0091 | 841.6664 | 773.0091 | 983.6735 | 469.1513 | 773.0091 | 841.6664 | 773.0091 | 858 | 773.0091 | 841.6664 | 983.6735 | 469.1513 | 3138 | 6133 | 3011 | 2325 | 6381 | 1203 | 4444 | 3872 | 865.8625 | 922.4548 | 991.8367 | 597.5572
| 859 | 784.7282 | 795.117 | 858.2598 | 795.117 | 795.117 | 858.2598 | 795.117 | 795.117 | 858.2598 | 795.117 | 927.8912 | 264.3282 | 795.117 | 858.2598 | 795.117 | 859 | 795.117 | 858.2598 | 927.8912 | 264.3282 | 2363 | 5104 | 8755 | 6963 | 1270 | 3863 | 4372 | 4029 | 865.7183 | 922.4489 | 991.8367 | 596.9308
| 860 | 784.6668 | 801.3169 | 835.4411 | 801.3169 | 801.3169 | 835.4411 | 801.3169 | 801.3169 | 835.4411 | 801.3169 | 968.7075 | 264.3282 | 801.3169 | 835.4411 | 801.3169 | 860 | 801.3169 | 835.4411 | 968.7075 | 264.3282 | 2167 | 6409 | 7445 | 6962 | 4099 | 4022 | 4364 | 4002 | 865.5741 | 922.4242 | 991.8367 | 596.9308
| 861 | 854.4338 | 924.6407 | 835.0186 | 924.6407 | 924.6407 | 835.0186 | 924.6407 | 924.6407 | 835.0186 | 924.6407 | 960.5442 | 264.3282 | 924.6407 | 835.0186 | 924.6407 | 861 | 924.6407 | 835.0186 | 960.5442 | 264.3282 | 277 | 6420 | 8282 | 6961 | 8567 | 1299 | 4358 | 1308 | 865.3819 | 922.4153 | 991.8367 | 596.9308
| 862 | 843.2132 | 906.7141 | 840.1778 | 906.7141 | 906.7141 | 840.1778 | 906.7141 | 906.7141 | 840.1778 | 906.7141 | 974.1497 | 216.4109 | 906.7141 | 840.1778 | 906.7141 | 862 | 906.7141 | 840.1778 | 974.1497 | 216.4109 | 420 | 6213 | 6062 | 8334 | 5324 | 4102 | 4277 | 7382 | 865.3338 | 922.3956 | 991.8367 | 596.6176
| 863 | 808.6666 | 839.2368 | 852.5187 | 839.2368 | 839.2368 | 852.5187 | 839.2368 | 839.2368 | 852.5187 | 839.2368 | 980.9524 | 216.4109 | 839.2368 | 852.5187 | 839.2368 | 863 | 839.2368 | 852.5187 | 980.9524 | 216.4109 | 1236 | 5454 | 3974 | 8333 | 1990 | 3048 | 4276 | 4650 | 865.0935 | 922.3784 | 991.8367 | 596.6176
| 864 | 803.9125 | 824.2899 | 865.2573 | 824.2899 | 824.2899 | 865.2573 | 824.2899 | 824.2899 | 865.2573 | 824.2899 | 971.4286 | 227.9987 | 824.2899 | 865.2573 | 824.2899 | 864 | 824.2899 | 865.2573 | 971.4286 | 227.9987 | 1522 | 4615 | 6852 | 8111 | 5685 | 1731 | 4204 | 326 | 865.0454 | 922.356 | 991.8367 | 596.6176
| 865 | 802.9435 | 822.5597 | 866.3977 | 822.5597 | 822.5597 | 866.3977 | 822.5597 | 822.5597 | 866.3977 | 822.5597 | 968.7075 | 226.4328 | 822.5597 | 866.3977 | 822.5597 | 865 | 822.5597 | 866.3977 | 968.7075 | 226.4328 | 1569 | 4511 | 7444 | 8146 | 2855 | 3582 | 4196 | 7625 | 864.9974 | 922.3505 | 991.8367 | 596.3044
| 866 | 780.433 | 789.7823 | 853.8973 | 789.7823 | 789.7823 | 853.8973 | 789.7823 | 789.7823 | 853.8973 | 789.7823 | 967.3469 | 224.8669 | 789.7823 | 853.8973 | 789.7823 | 866 | 789.7823 | 853.8973 | 967.3469 | 224.8669 | 2553 | 5382 | 7741 | 8187 | 6214 | 3149 | 4190 | 5486 | 864.8051 | 922.3213 | 991.8367 | 596.3044
| 867 | 764.2822 | 762.0512 | 851.3711 | 762.0512 | 762.0512 | 851.3711 | 762.0512 | 762.0512 | 851.3711 | 762.0512 | 965.9864 | 232.0702 | 762.0512 | 851.3711 | 762.0512 | 867 | 762.0512 | 851.3711 | 965.9864 | 232.0702 | 3556 | 5538 | 7959 | 8015 | 1557 | 1382 | 4109 | 5129 | 864.709 | 922.3181 | 991.8367 | 596.3044
| 868 | 733.1182 | 722.3531 | 824.8793 | 722.3531 | 722.3531 | 824.8793 | 722.3531 | 722.3531 | 824.8793 | 722.3531 | 963.2653 | 222.0482 | 722.3531 | 824.8793 | 722.3531 | 868 | 722.3531 | 824.8793 | 963.2653 | 222.0482 | 5128 | 6754 | 8172 | 8243 | 938 | 3219 | 4108 | 4887 | 864.4206 | 922.2718 | 991.8367 | 596.3044
| 869 | 763.425 | 770.0774 | 835.5045 | 770.0774 | 770.0774 | 835.5045 | 770.0774 | 770.0774 | 835.5045 | 770.0774 | 963.2653 | 222.0482 | 770.0774 | 835.5045 | 770.0774 | 869 | 770.0774 | 835.5045 | 963.2653 | 222.0482 | 3267 | 6403 | 8171 | 8242 | 8639 | 1499 | 4036 | 2645 | 864.2765 | 922.2426 | 991.8367 | 596.3044
| 870 | 757.4272 | 754.6499 | 845.9396 | 754.6499 | 754.6499 | 845.9396 | 754.6499 | 754.6499 | 845.9396 | 754.6499 | 965.9864 | 217.0373 | 754.6499 | 845.9396 | 754.6499 | 870 | 754.6499 | 845.9396 | 965.9864 | 217.0373 | 3838 | 5901 | 7958 | 8326 | 1344 | 3508 | 4028 | 1018 | 864.1803 | 922.2282 | 991.8367 | 596.3044
| 871 | 736.193 | 717.2106 | 848.2263 | 717.2106 | 717.2106 | 848.2263 | 717.2106 | 717.2106 | 848.2263 | 717.2106 | 957.8231 | 218.29 | 717.2106 | 848.2263 | 717.2106 | 871 | 717.2106 | 848.2263 | 957.8231 | 218.29 | 5345 | 5762 | 8391 | 8318 | 7871 | 4068 | 4022 | 7235 | 864.1323 | 922.1821 | 991.8367 | 595.9912
| 872 | 735.9059 | 721.4399 | 838.6136 | 721.4399 | 721.4399 | 838.6136 | 721.4399 | 721.4399 | 838.6136 | 721.4399 | 945.5782 | 231.1306 | 721.4399 | 838.6136 | 721.4399 | 872 | 721.4399 | 838.6136 | 945.5782 | 231.1306 | 5174 | 6281 | 8650 | 8040 | 6884 | 3208 | 3941 | 6284 | 864.1323 | 922.1515 | 991.8367 | 595.9912
| 873 | 734.0401 | 679.7712 | 851.6477 | 679.7712 | 679.7712 | 851.6477 | 679.7712 | 679.7712 | 851.6477 | 679.7712 | 967.3469 | 464.4535 | 679.7712 | 851.6477 | 679.7712 | 873 | 679.7712 | 851.6477 | 967.3469 | 464.4535 | 6959 | 5517 | 7740 | 2401 | 5974 | 3339 | 3940 | 1426 | 864.0842 | 922.1395 | 991.8367 | 595.9912
| 874 | 746.4238 | 701.2063 | 855.3062 | 701.2063 | 701.2063 | 855.3062 | 701.2063 | 701.2063 | 855.3062 | 701.2063 | 964.6259 | 454.4316 | 701.2063 | 855.3062 | 701.2063 | 874 | 701.2063 | 855.3062 | 964.6259 | 454.4316 | 6040 | 5294 | 8026 | 2587 | 3023 | 8500 | 3868 | 1097 | 864.0842 | 922.1373 | 991.8367 | 595.9912
| 875 | 749.6025 | 721.1035 | 833.7868 | 721.1035 | 721.1035 | 833.7868 | 721.1035 | 721.1035 | 833.7868 | 721.1035 | 967.3469 | 423.1131 | 721.1035 | 833.7868 | 721.1035 | 875 | 721.1035 | 833.7868 | 967.3469 | 423.1131 | 5192 | 6481 | 7739 | 3113 | 3955 | 8054 | 3860 | 3843 | 864.0361 | 922.1373 | 991.8367 | 595.678
| 876 | 752.7583 | 712.9812 | 863.2881 | 712.9812 | 712.9812 | 863.2881 | 712.9812 | 712.9812 | 863.2881 | 712.9812 | 978.2313 | 403.3824 | 712.9812 | 863.2881 | 712.9812 | 876 | 712.9812 | 863.2881 | 978.2313 | 403.3824 | 5511 | 4752 | 4785 | 3426 | 6812 | 518 | 3854 | 1968 | 863.892 | 922.1373 | 991.8367 | 595.678
| 877 | 729.4694 | 663.5748 | 870.1033 | 663.5748 | 663.5748 | 870.1033 | 663.5748 | 663.5748 | 870.1033 | 663.5748 | 970.068 | 453.492 | 663.5748 | 870.1033 | 663.5748 | 877 | 663.5748 | 870.1033 | 970.068 | 453.492 | 7486 | 4274 | 7262 | 2607 | 1800 | 3778 | 3773 | 1047 | 863.892 | 922.1327 | 991.8367 | 595.678
| 878 | 746.5114 | 693.0841 | 867.1275 | 693.0841 | 693.0841 | 867.1275 | 693.0841 | 693.0841 | 867.1275 | 693.0841 | 974.1497 | 463.8271 | 693.0841 | 867.1275 | 693.0841 | 878 | 693.0841 | 867.1275 | 974.1497 | 463.8271 | 6369 | 4465 | 6061 | 2421 | 2035 | 4150 | 3772 | 3475 | 863.7958 | 922.1265 | 991.8367 | 595.3649
| 879 | 737.2015 | 683.4719 | 843.5372 | 683.4719 | 683.4719 | 843.5372 | 683.4719 | 683.4719 | 843.5372 | 683.4719 | 972.7891 | 506.1071 | 683.4719 | 843.5372 | 683.4719 | 879 | 683.4719 | 843.5373 | 972.7891 | 506.1071 | 6805 | 6029 | 6480 | 1819 | 4100 | 3040 | 3700 | 7740 | 863.6997 | 922.1161 | 991.8367 | 595.0517
| 880 | 734.8772 | 718.0276 | 809.0948 | 718.0276 | 718.0276 | 809.0948 | 718.0276 | 718.0276 | 809.0948 | 718.0276 | 970.068 | 337.6135 | 718.0276 | 809.0948 | 718.0276 | 880 | 718.0276 | 809.0948 | 970.068 | 337.6135 | 5315 | 7015 | 7261 | 4696 | 8370 | 4291 | 3692 | 2532 | 863.6036 | 922.1133 | 991.8367 | 595.0517
| 881 | 755.4208 | 736.2907 | 823.3529 | 736.2907 | 736.2907 | 823.3529 | 736.2907 | 736.2907 | 823.3529 | 736.2907 | 976.8707 | 415.2834 | 736.2907 | 823.3529 | 736.2907 | 881 | 736.2907 | 823.3529 | 976.8707 | 415.2834 | 4543 | 6786 | 5224 | 3235 | 6788 | 3686 | 3686 | 6820 | 863.5555 | 922.0775 | 991.8367 | 594.7385
| 882 | 798.2709 | 812.2267 | 832.8093 | 812.2267 | 812.2267 | 832.8093 | 812.2267 | 812.2267 | 832.8093 | 812.2267 | 976.8707 | 369.8716 | 812.2267 | 832.8093 | 812.2267 | 882 | 812.2267 | 832.8093 | 976.8707 | 369.8716 | 1846 | 6514 | 5223 | 4072 | 2083 | 1420 | 3605 | 7188 | 863.4594 | 922.0383 | 991.8367 | 594.4253
| 883 | 797.107 | 802.3742 | 869.7499 | 802.3742 | 802.3742 | 869.7499 | 802.3742 | 802.3742 | 869.7499 | 802.3742 | 956.4626 | 305.0423 | 802.3742 | 869.7499 | 802.3742 | 883 | 802.3742 | 869.7499 | 956.4626 | 305.0423 | 2141 | 4284 | 8490 | 5477 | 1488 | 3994 | 3604 | 3471 | 863.4594 | 922.0135 | 991.8367 | 594.4253
| 884 | 776.8127 | 835.2478 | 752.642 | 835.2478 | 835.2478 | 752.642 | 835.2478 | 835.2478 | 752.642 | 835.2478 | 971.4286 | 211.3999 | 835.2478 | 752.642 | 835.2478 | 884 | 835.2478 | 752.642 | 971.4286 | 211.3999 | 1303 | 7442 | 6851 | 8405 | 6404 | 3402 | 3532 | 3163 | 863.2672 | 922.0071 | 991.8367 | 594.4253
| 885 | 859.9431 | 932.8591 | 850.6435 | 932.8591 | 932.8591 | 850.6435 | 932.8591 | 932.8591 | 850.6435 | 932.8591 | 975.5102 | 198.2462 | 932.8591 | 850.6435 | 932.8591 | 885 | 932.8591 | 850.6435 | 975.5102 | 198.2462 | 192 | 5580 | 5643 | 8564 | 3644 | 3482 | 3524 | 1094 | 863.123 | 921.9923 | 991.8367 | 594.4253
| 886 | 852.6636 | 920.2672 | 846.0377 | 920.2672 | 920.2672 | 846.0377 | 920.2672 | 920.2672 | 846.0377 | 920.2672 | 983.6735 | 207.3285 | 920.2672 | 846.0377 | 920.2672 | 886 | 920.2672 | 846.0377 | 983.6735 | 207.3285 | 311 | 5893 | 3010 | 8471 | 2607 | 3420 | 3518 | 7680 | 863.0749 | 921.9905 | 991.8367 | 594.1121
| 887 | 830.1482 | 874.4653 | 856.8802 | 874.4653 | 874.4653 | 856.8802 | 874.4653 | 874.4653 | 856.8802 | 874.4653 | 983.6735 | 215.1582 | 874.4653 | 856.8802 | 874.4653 | 887 | 874.4653 | 856.8802 | 983.6735 | 215.1582 | 757 | 5197 | 3009 | 8351 | 2085 | 4611 | 3437 | 7402 | 862.9788 | 921.9767 | 991.8367 | 594.1121
| 888 | 801.2979 | 824.0977 | 857.6624 | 824.0977 | 824.0977 | 857.6624 | 824.0977 | 824.0977 | 857.6624 | 824.0977 | 975.5102 | 219.2296 | 824.0977 | 857.6624 | 824.0977 | 888 | 824.0977 | 857.6624 | 975.5102 | 219.2296 | 1526 | 5156 | 5642 | 8293 | 6046 | 4367 | 3436 | 346 | 862.8827 | 921.9767 | 991.8367 | 594.1121
| 889 | 666.4836 | 588.2636 | 860.8769 | 588.2636 | 588.2636 | 860.8769 | 588.2636 | 588.2636 | 860.8769 | 588.2636 | 970.068 | 211.0868 | 588.2636 | 860.8769 | 588.2636 | 889 | 588.2636 | 860.8769 | 970.068 | 211.0868 | 8725 | 4926 | 7260 | 8409 | 5876 | 3488 | 3364 | 4153 | 862.6424 | 921.9308 | 991.8367 | 593.9555
| 890 | 751.2611 | 740.7363 | 852.4149 | 740.7363 | 740.7363 | 854.3534 | 740.7363 | 740.7363 | 852.4149 | 740.7363 | 971.4286 | 208.7379 | 740.7363 | 852.4149 | 740.7363 | 890 | 740.7363 | 852.4149 | 971.4286 | 208.7379 | 4360 | 5458 | 6850 | 8447 | 5181 | 1297 | 3356 | 7723 | 862.6424 | 921.843 | 991.8367 | 593.7989
| 891 | 739.6742 | 721.7042 | 851.8492 | 721.7042 | 721.7042 | 847.9799 | 721.7042 | 721.7042 | 851.8492 | 721.7042 | 967.3469 | 210.9302 | 721.7042 | 851.8492 | 721.7042 | 891 | 721.7042 | 851.8492 | 967.3469 | 210.9302 | 5163 | 5502 | 7738 | 8410 | 7535 | 4534 | 3350 | 6849 | 862.5943 | 921.8325 | 991.8367 | 593.7989
| 892 | 724.5875 | 701.0621 | 841.7564 | 701.0621 | 701.0621 | 837.593 | 701.0621 | 701.0621 | 841.7564 | 701.0621 | 974.1497 | 198.7159 | 701.0621 | 841.7564 | 701.0621 | 892 | 701.0621 | 841.7564 | 974.1497 | 198.7159 | 6047 | 6125 | 6060 | 8558 | 5325 | 7560 | 3269 | 5666 | 862.4501 | 921.8228 | 991.8367 | 593.7989
| 893 | 734.5404 | 730.0908 | 807.3545 | 730.0908 | 730.0908 | 842.6338 | 730.0908 | 730.0908 | 807.3545 | 730.0908 | 975.5102 | 202.6308 | 730.0908 | 807.3545 | 730.0908 | 893 | 730.0908 | 807.3545 | 975.5102 | 202.6308 | 4816 | 7033 | 5641 | 8523 | 7511 | 4347 | 3268 | 5284 | 862.4021 | 921.8106 | 991.8367 | 593.7989
| 894 | 746.1215 | 744.2688 | 817.9385 | 744.2688 | 744.2688 | 852.6835 | 744.2688 | 744.2688 | 817.9385 | 744.2688 | 983.6735 | 201.378 | 744.2688 | 817.9385 | 744.2688 | 894 | 744.2688 | 817.9385 | 983.6735 | 201.378 | 4223 | 6879 | 3008 | 8536 | 7223 | 1397 | 3196 | 4337 | 862.4021 | 921.7868 | 991.8367 | 593.7989
| 895 | 720.9868 | 700.942 | 814.5799 | 700.942 | 700.942 | 852.7414 | 700.942 | 700.942 | 814.5799 | 700.942 | 982.3129 | 207.4851 | 700.942 | 814.5799 | 700.942 | 895 | 700.942 | 814.5799 | 982.3129 | 207.4851 | 6051 | 6942 | 3548 | 8466 | 959 | 3791 | 3188 | 3772 | 862.4021 | 921.7576 | 991.8367 | 593.7989
| 896 | 715.585 | 694.6701 | 806.9722 | 694.6701 | 694.6701 | 843.7042 | 694.6701 | 694.6701 | 806.9722 | 694.6701 | 978.2313 | 217.9768 | 694.6701 | 806.9722 | 694.6701 | 896 | 694.6701 | 806.9722 | 978.2313 | 217.9768 | 6308 | 7035 | 4784 | 8321 | 455 | 4041 | 3182 | 6650 | 862.4021 | 921.7375 | 991.8367 | 593.6423
| 897 | 707.9679 | 687.1486 | 812.3657 | 687.1486 | 687.1486 | 812.3657 | 687.1486 | 687.1486 | 812.3657 | 687.1486 | 982.3129 | 182.5869 | 687.1486 | 812.3657 | 687.1486 | 897 | 687.1486 | 812.3657 | 982.3129 | 182.5869 | 6641 | 6973 | 3547 | 8675 | 2828 | 3249 | 3101 | 4060 | 862.2098 | 921.7111 | 991.8367 | 593.4858
| 898 | 719.5926 | 704.8589 | 812.383 | 704.8589 | 704.8589 | 812.383 | 704.8589 | 704.8589 | 812.383 | 704.8589 | 986.3946 | 199.4989 | 704.8589 | 812.383 | 704.8589 | 898 | 704.8589 | 812.383 | 986.3946 | 199.4989 | 5882 | 6971 | 2048 | 8551 | 1320 | 3013 | 3100 | 4046 | 862.0176 | 921.688 | 991.8367 | 593.4858
| 899 | 725.2916 | 721.6802 | 798.1414 | 721.6802 | 721.6802 | 798.1414 | 721.6802 | 721.6802 | 798.1414 | 721.6802 | 982.3129 | 205.7626 | 721.6802 | 798.1414 | 721.6802 | 899 | 721.6802 | 798.1414 | 982.3129 | 205.7626 | 5165 | 7093 | 3546 | 8490 | 8521 | 3257 | 3028 | 3113 | 861.8734 | 921.6801 | 991.8367 | 593.4858
| 900 | 716.6978 | 710.8665 | 789.0667 | 710.8665 | 710.8665 | 789.0667 | 710.8665 | 710.8665 | 789.0667 | 710.8665 | 978.2313 | 212.3395 | 710.8665 | 789.0667 | 710.8665 | 900 | 710.8665 | 789.0667 | 978.2313 | 212.3395 | 5600 | 7141 | 4783 | 8394 | 7462 | 4284 | 3020 | 2295 | 861.7773 | 921.6687 | 991.8367 | 593.4858
| 901 | 709.4386 | 696.6886 | 792.8226 | 696.6886 | 696.6886 | 792.8226 | 696.6886 | 696.6886 | 792.8226 | 696.6886 | 980.9524 | 206.389 | 696.6886 | 792.8226 | 696.6886 | 901 | 696.6886 | 792.8226 | 980.9524 | 206.389 | 6210 | 7114 | 3973 | 8481 | 6022 | 3580 | 3014 | 6658 | 861.7773 | 921.6215 | 991.8367 | 593.1726
| 902 | 725.3354 | 705.9163 | 831.1803 | 705.9163 | 705.9163 | 831.1803 | 705.9163 | 705.9163 | 831.1803 | 705.9163 | 980.9524 | 201.6912 | 705.9163 | 831.1803 | 705.9163 | 902 | 705.9163 | 831.1803 | 980.9524 | 201.6912 | 5835 | 6583 | 3972 | 8532 | 406 | 4504 | 2933 | 5971 | 861.7773 | 921.606 | 991.8367 | 593.1726
| 903 | 724.0346 | 727.2793 | 725.6543 | 727.2793 | 727.2793 | 725.6543 | 727.2793 | 727.2793 | 725.6543 | 727.2793 | 972.7891 | 442.8437 | 727.2793 | 725.6543 | 727.2793 | 903 | 727.2793 | 725.6543 | 972.7891 | 442.8437 | 4915 | 7733 | 6479 | 2789 | 1513 | 3553 | 2932 | 5632 | 861.7292 | 921.5863 | 991.8367 | 593.1726
| 904 | 758.0848 | 742.5386 | 813.9052 | 742.5386 | 742.5386 | 813.9052 | 742.5386 | 742.5386 | 813.9052 | 742.5386 | 975.5102 | 441.7476 | 742.5386 | 813.9052 | 742.5386 | 904 | 742.5386 | 813.9052 | 975.5102 | 441.7476 | 4297 | 6950 | 5640 | 2803 | 7603 | 3480 | 2860 | 1956 | 861.6331 | 921.5698 | 991.8367 | 593.1726
| 905 | 749.1858 | 753.2561 | 824.621 | 753.2561 | 753.2561 | 824.621 | 753.2561 | 753.2561 | 824.621 | 753.2561 | 983.6735 | 180.3946 | 753.2561 | 824.621 | 753.2561 | 905 | 753.2561 | 824.621 | 983.6735 | 180.3946 | 3893 | 6756 | 3007 | 8690 | 8472 | 3180 | 2852 | 1264 | 861.5851 | 921.5642 | 991.8367 | 593.1726
| 906 | 783.5245 | 779.8337 | 822.2916 | 779.8337 | 779.8337 | 839.0443 | 779.8337 | 779.8337 | 822.2916 | 779.8337 | 967.3469 | 457.4068 | 779.8337 | 822.2916 | 779.8337 | 906 | 779.8337 | 822.2916 | 967.3469 | 457.4068 | 2881 | 6811 | 7737 | 2531 | 8402 | 3119 | 2846 | 5795 | 861.4889 | 921.5452 | 991.8367 | 592.5462
| 907 | 708.5762 | 661.3159 | 866.2651 | 661.3159 | 661.3159 | 866.2651 | 661.3159 | 661.3159 | 866.2651 | 661.3159 | 980.9524 | 183.5265 | 661.3159 | 866.2651 | 661.3159 | 907 | 661.3159 | 866.2651 | 980.9524 | 183.5265 | 7553 | 4532 | 3971 | 8669 | 2181 | 4169 | 2765 | 6982 | 861.4409 | 921.5403 | 991.8367 | 592.233
| 908 | 719.2495 | 684.9618 | 854.108 | 684.9618 | 684.9618 | 854.108 | 684.9618 | 684.9618 | 854.108 | 684.9618 | 986.3946 | 186.9715 | 684.9618 | 854.108 | 684.9618 | 908 | 684.9618 | 854.108 | 986.3946 | 186.9715 | 6738 | 5376 | 2047 | 8645 | 2180 | 4268 | 2764 | 5990 | 861.3447 | 921.5332 | 991.8367 | 592.233
| 909 | 719.1752 | 694.1895 | 840.1715 | 694.1895 | 694.1895 | 840.1715 | 694.1895 | 694.1895 | 840.1715 | 694.1895 | 982.3129 | 171.9386 | 694.1895 | 840.1715 | 694.1895 | 909 | 694.1895 | 840.1715 | 982.3129 | 171.9386 | 6329 | 6214 | 3545 | 8731 | 3146 | 3094 | 2692 | 4743 | 861.2967 | 921.525 | 991.8367 | 592.233
| 910 | 714.0597 | 676.5992 | 858.8376 | 676.5992 | 676.5992 | 858.8376 | 676.5992 | 676.5992 | 858.8376 | 676.5992 | 971.4286 | 177.2628 | 676.5992 | 858.8376 | 676.5992 | 910 | 676.5992 | 858.8376 | 971.4286 | 177.2628 | 7082 | 5072 | 6849 | 8706 | 8513 | 1768 | 2684 | 5592 | 861.2006 | 921.5137 | 991.8367 | 592.0764
| 911 | 683.1916 | 619.4069 | 861.2345 | 619.4069 | 619.4069 | 861.2345 | 619.4069 | 619.4069 | 861.2345 | 619.4069 | 985.034 | 179.4551 | 619.4069 | 861.2345 | 619.4069 | 911 | 619.4069 | 861.2345 | 985.034 | 179.4551 | 8417 | 4908 | 2366 | 8697 | 2829 | 4012 | 2678 | 3930 | 861.1525 | 921.5092 | 991.8367 | 591.9198
| 912 | 665.3236 | 587.4946 | 859.2569 | 587.4946 | 587.4946 | 859.2569 | 587.4946 | 587.4946 | 859.2569 | 587.4946 | 987.7551 | 189.7902 | 587.4946 | 859.2569 | 587.4946 | 912 | 587.4946 | 859.2569 | 987.7551 | 189.7902 | 8735 | 5039 | 1684 | 8626 | 5947 | 3590 | 2597 | 6183 | 861.0083 | 921.4761 | 991.8367 | 591.6066
| 913 | 723.2067 | 693.036 | 851.4697 | 693.036 | 693.036 | 851.4697 | 693.036 | 693.036 | 851.4697 | 693.036 | 987.7551 | 186.9715 | 693.036 | 851.4697 | 693.036 | 913 | 693.036 | 851.4697 | 987.7551 | 186.9715 | 6373 | 5530 | 1683 | 8644 | 1965 | 3561 | 2596 | 2251 | 861.0083 | 921.4316 | 991.8367 | 591.6066
| 914 | 724.3777 | 691.6903 | 854.8094 | 691.6903 | 691.6903 | 854.8094 | 691.6903 | 691.6903 | 854.8094 | 691.6903 | 995.9184 | 192.6088 | 691.6903 | 854.8094 | 691.6903 | 914 | 691.6903 | 854.8094 | 995.9184 | 192.6088 | 6432 | 5324 | 396 | 8615 | 6141 | 1340 | 2524 | 1938 | 860.9603 | 921.3708 | 991.8367 | 591.6066
| 915 | 715.2543 | 681.3572 | 844.5887 | 681.3572 | 681.3572 | 844.5887 | 681.3572 | 681.3572 | 844.5887 | 681.3572 | 994.5578 | 189.7902 | 681.3572 | 844.5887 | 681.3572 | 915 | 681.3572 | 844.5887 | 994.5578 | 189.7902 | 6891 | 5971 | 557 | 8625 | 2279 | 4494 | 2516 | 4694 | 860.9603 | 921.3512 | 991.8367 | 590.9803
| 916 | 714.7584 | 679.7712 | 850.3067 | 679.7712 | 679.7712 | 850.3067 | 679.7712 | 679.7712 | 850.3067 | 679.7712 | 991.8367 | 175.3837 | 679.7712 | 850.3067 | 679.7712 | 916 | 679.7712 | 850.3067 | 991.8367 | 175.3837 | 6958 | 5601 | 963 | 8715 | 5372 | 1733 | 2510 | 3687 | 860.8161 | 921.2535 | 991.8367 | 590.9803
| 917 | 721.0669 | 690.1043 | 849.7632 | 690.1043 | 690.1043 | 849.7632 | 690.1043 | 690.1043 | 849.7632 | 690.1043 | 991.8367 | 183.2133 | 690.1043 | 849.7632 | 690.1043 | 917 | 690.1043 | 849.7632 | 991.8367 | 183.2133 | 6495 | 5648 | 962 | 8672 | 2205 | 4510 | 2429 | 7295 | 860.72 | 921.2455 | 991.8367 | 590.6671
| 918 | 748.3459 | 733.8876 | 859.4273 | 733.8876 | 733.8876 | 859.4273 | 733.8876 | 733.8876 | 859.4273 | 733.8876 | 982.3129 | 185.7188 | 733.8876 | 859.4273 | 733.8876 | 918 | 733.8876 | 859.4273 | 982.3129 | 185.7188 | 4649 | 5024 | 3544 | 8657 | 1391 | 1118 | 2428 | 6798 | 860.72 | 921.1805 | 991.8367 | 590.6671
| 919 | 719.7059 | 684.6734 | 857.2566 | 684.6734 | 684.6734 | 857.2566 | 684.6734 | 684.6734 | 857.2566 | 684.6734 | 972.7891 | 196.6802 | 684.6734 | 857.2566 | 684.6734 | 919 | 684.6734 | 857.2566 | 972.7891 | 196.6802 | 6754 | 5171 | 6478 | 8579 | 2424 | 3579 | 2356 | 6681 | 860.6719 | 921.1735 | 991.8367 | 590.6671
| 920 | 709.257 | 667.9002 | 848.7947 | 667.9002 | 667.9002 | 848.7947 | 667.9002 | 667.9002 | 848.7947 | 667.9002 | 986.3946 | 204.8231 | 667.9002 | 848.7947 | 667.9002 | 920 | 667.9002 | 848.7947 | 986.3946 | 204.8231 | 7356 | 5739 | 2046 | 8499 | 7696 | 2855 | 2348 | 4513 | 860.5277 | 921.1635 | 991.8367 | 590.6671
| 921 | 735.6721 | 694.5259 | 841.0092 | 694.5259 | 694.5259 | 841.0092 | 694.5259 | 694.5259 | 841.0092 | 694.5259 | 959.1837 | 419.9812 | 694.5259 | 841.0092 | 694.5259 | 921 | 694.5259 | 841.0092 | 959.1837 | 419.9812 | 6311 | 6173 | 8339 | 3150 | 479 | 3492 | 2342 | 4020 | 860.4796 | 921.1264 | 991.8367 | 590.6671
| 922 | 754.2605 | 708.5116 | 861.7747 | 708.5116 | 708.5116 | 861.7747 | 708.5116 | 708.5116 | 861.7747 | 708.5116 | 976.8707 | 467.5853 | 708.5116 | 861.7747 | 708.5116 | 922 | 708.5116 | 861.7747 | 976.8707 | 467.5853 | 5701 | 4872 | 5222 | 2343 | 1775 | 4533 | 2261 | 3830 | 860.4316 | 921.1144 | 991.8367 | 590.6671
| 923 | 752.3169 | 722.2569 | 844.0751 | 722.2569 | 722.2569 | 844.0751 | 722.2569 | 722.2569 | 844.0751 | 722.2569 | 985.034 | 393.0473 | 722.2569 | 844.0751 | 722.2569 | 923 | 722.2569 | 844.0751 | 985.034 | 393.0473 | 5134 | 5995 | 2365 | 3619 | 3741 | 3460 | 2260 | 3684 | 860.1913 | 921.0966 | 991.8367 | 590.6671
| 924 | 747.8438 | 708.7519 | 848.2234 | 708.7519 | 708.7519 | 848.2234 | 708.7519 | 708.7519 | 848.2234 | 708.7519 | 989.1156 | 417.7889 | 708.7519 | 848.2234 | 708.7519 | 924 | 708.7519 | 848.2234 | 989.1156 | 417.7889 | 5689 | 5765 | 1329 | 3192 | 6310 | 1443 | 2188 | 6507 | 860.1432 | 921.0832 | 991.8367 | 590.3539
| 925 | 758.0278 | 729.8025 | 862.4902 | 729.8025 | 729.8025 | 862.4902 | 729.8025 | 729.8025 | 862.4902 | 729.8025 | 986.3946 | 337.6135 | 729.8025 | 862.4902 | 729.8025 | 925 | 729.8025 | 862.4902 | 986.3946 | 337.6135 | 4827 | 4810 | 2045 | 4695 | 3071 | 3565 | 2180 | 5877 | 860.1432 | 921.0479 | 991.8367 | 590.0407
| 926 | 757.3142 | 718.7485 | 837.9172 | 718.7485 | 718.7485 | 837.9172 | 718.7485 | 718.7485 | 837.9172 | 718.7485 | 983.6735 | 517.0686 | 718.7485 | 837.9172 | 718.7485 | 926 | 718.7485 | 837.9172 | 983.6735 | 517.0686 | 5282 | 6318 | 3006 | 1691 | 2947 | 3884 | 2174 | 5641 | 860.0952 | 921.027 | 991.8367 | 590.0407
| 927 | 778.4706 | 771.0867 | 840.64 | 771.0867 | 771.0867 | 840.64 | 771.0867 | 771.0867 | 840.64 | 771.0867 | 987.7551 | 379.5803 | 771.0867 | 840.64 | 771.0867 | 927 | 771.0867 | 840.64 | 987.7551 | 379.5803 | 3223 | 6191 | 1682 | 3857 | 6981 | 6876 | 2093 | 4937 | 859.999 | 921.0072 | 991.8367 | 590.0407
| 928 | 795.896 | 767.0496 | 868.1277 | 767.0496 | 767.0496 | 868.1277 | 767.0496 | 767.0496 | 868.1277 | 767.0496 | 987.7551 | 545.8816 | 767.0496 | 868.1277 | 767.0496 | 928 | 767.0496 | 868.1277 | 987.7551 | 545.8816 | 3393 | 4401 | 1681 | 1345 | 2494 | 3495 | 2092 | 1908 | 859.951 | 920.9898 | 991.8367 | 590.0407
| 929 | 793.8104 | 770.2216 | 871.4668 | 770.2216 | 770.2216 | 871.4668 | 770.2216 | 770.2216 | 871.4668 | 770.2216 | 1000 | 465.7062 | 770.2216 | 871.4668 | 770.2216 | 929 | 770.2216 | 871.4668 | 1000 | 465.7062 | 3262 | 4182 | 47 | 2374 | 8661 | 4251 | 2020 | 5788 | 859.8068 | 920.969 | 991.8367 | 589.7275
| 930 | 777.6099 | 747.4408 | 845.2793 | 747.4408 | 747.4408 | 845.2793 | 747.4408 | 747.4408 | 845.2793 | 747.4408 | 980.9524 | 544.9421 | 747.4408 | 845.2793 | 747.4408 | 930 | 747.4408 | 845.2793 | 980.9524 | 544.9421 | 4104 | 5937 | 3970 | 1352 | 6933 | 1532 | 2012 | 3999 | 859.6146 | 920.9674 | 991.8367 | 589.7275
| 931 | 833.9631 | 867.5446 | 857.9934 | 867.5446 | 867.5446 | 857.9934 | 867.5446 | 867.5446 | 857.9934 | 867.5446 | 995.9184 | 307.2346 | 867.5446 | 857.9934 | 867.5446 | 931 | 867.5446 | 857.9934 | 995.9184 | 307.2346 | 839 | 5131 | 395 | 5399 | 3693 | 3401 | 2006 | 3515 | 859.5665 | 920.9582 | 991.8367 | 589.5122
| 932 | 838.9571 | 891.8153 | 844.9765 | 891.8153 | 891.8153 | 844.9765 | 891.8153 | 891.8153 | 844.9765 | 891.8153 | 978.2313 | 252.7404 | 891.8153 | 844.9765 | 891.8153 | 932 | 891.8153 | 844.9765 | 978.2313 | 252.7404 | 558 | 5953 | 4782 | 7366 | 7559 | 7096 | 1925 | 4258 | 859.5184 | 920.957 | 991.8367 | 589.4143
| 933 | 825.2548 | 872.2545 | 842.1854 | 872.2545 | 872.2545 | 842.1854 | 872.2545 | 872.2545 | 842.1854 | 872.2545 | 993.1973 | 213.5922 | 872.2545 | 842.1854 | 872.2545 | 933 | 872.2545 | 842.1854 | 993.1973 | 213.5922 | 791 | 6106 | 712 | 8376 | 6405 | 4474 | 1924 | 4131 | 859.3262 | 920.886 | 991.8367 | 589.4143
| 934 | 811.9558 | 845.1963 | 850.3547 | 845.1963 | 845.1963 | 850.3547 | 845.1963 | 845.1963 | 850.3547 | 845.1963 | 994.5578 | 209.834 | 845.1963 | 850.3547 | 845.1963 | 934 | 845.1963 | 850.3547 | 994.5578 | 209.834 | 1134 | 5599 | 556 | 8430 | 8294 | 4801 | 1852 | 1382 | 859.0859 | 920.8705 | 991.8367 | 589.4143
| 935 | 793.3237 | 822.1272 | 834.4521 | 822.1272 | 822.1272 | 834.4521 | 822.1272 | 822.1272 | 834.4521 | 822.1272 | 972.7891 | 218.9164 | 822.1272 | 834.4521 | 822.1272 | 935 | 822.1272 | 834.4521 | 972.7891 | 218.9164 | 1582 | 6447 | 6477 | 8302 | 6260 | 7078 | 1844 | 3520 | 859.0378 | 920.8675 | 991.8367 | 589.3752
| 936 | 786.7751 | 804.0083 | 843.7641 | 804.0083 | 804.0083 | 843.7641 | 804.0083 | 804.0083 | 843.7641 | 804.0083 | 993.1973 | 214.5318 | 804.0083 | 843.7641 | 804.0083 | 936 | 804.0083 | 843.7641 | 993.1973 | 214.5318 | 2096 | 6011 | 711 | 8360 | 5611 | 3549 | 1838 | 7699 | 858.9898 | 920.8675 | 991.8367 | 589.1012
| 937 | 844.0974 | 903.3498 | 846.2327 | 903.3498 | 903.3498 | 846.2327 | 903.3498 | 903.3498 | 846.2327 | 903.3498 | 990.4762 | 215.1582 | 903.3498 | 846.2327 | 903.3498 | 937 | 903.3498 | 846.2327 | 990.4762 | 215.1582 | 456 | 5880 | 1083 | 8350 | 4509 | 1767 | 1757 | 3127 | 858.9417 | 920.8407 | 991.8367 | 589.1012
| 938 | 817.4316 | 864.4206 | 830.2859 | 864.4206 | 864.4206 | 830.2859 | 864.4206 | 864.4206 | 830.2859 | 864.4206 | 998.6395 | 208.8945 | 864.4206 | 830.2859 | 864.4206 | 938 | 864.4206 | 830.2859 | 998.6395 | 208.8945 | 868 | 6616 | 146 | 8446 | 3145 | 3968 | 1756 | 7058 | 858.8936 | 920.8242 | 991.8367 | 588.788
| 939 | 762.2074 | 767.5302 | 831.8538 | 767.5302 | 767.5302 | 831.8538 | 767.5302 | 767.5302 | 831.8538 | 767.5302 | 995.9184 | 207.3285 | 767.5302 | 831.8538 | 767.5302 | 939 | 767.5302 | 831.8538 | 995.9184 | 207.3285 | 3375 | 6551 | 394 | 8470 | 5180 | 3247 | 1684 | 4959 | 858.7975 | 920.8217 | 991.8367 | 588.788
| 940 | 743.1111 | 742.6828 | 815.5266 | 742.6828 | 742.6828 | 815.5266 | 742.6828 | 742.6828 | 815.5266 | 742.6828 | 986.3946 | 213.5922 | 742.6828 | 815.5266 | 742.6828 | 940 | 742.6828 | 815.5266 | 986.3946 | 213.5922 | 4288 | 6926 | 2044 | 8375 | 6165 | 4594 | 1676 | 4549 | 858.7495 | 920.7852 | 991.8367 | 588.788
| 941 | 754.5416 | 765.0791 | 812.331 | 765.0791 | 765.0791 | 812.331 | 765.0791 | 765.0791 | 812.331 | 765.0791 | 989.1156 | 204.5099 | 765.0791 | 812.331 | 765.0791 | 941 | 765.0791 | 812.331 | 989.1156 | 204.5099 | 3467 | 6974 | 1328 | 8503 | 3335 | 4364 | 1670 | 4059 | 858.7495 | 920.7852 | 991.8367 | 588.4748
| 942 | 736.0032 | 727.6878 | 822.2512 | 727.6878 | 727.6878 | 822.2512 | 727.6878 | 727.6878 | 822.2512 | 727.6878 | 995.9184 | 197.6198 | 727.6878 | 822.2512 | 727.6878 | 942 | 727.6878 | 822.2512 | 995.9184 | 197.6198 | 4903 | 6814 | 393 | 8568 | 1847 | 4421 | 1589 | 3486 | 858.6053 | 920.7697 | 991.8367 | 588.1616
| 943 | 748.4155 | 760.0807 | 805.6456 | 760.0807 | 760.0807 | 805.6456 | 760.0807 | 760.0807 | 805.6456 | 760.0807 | 974.1497 | 200.4385 | 760.0807 | 805.6456 | 760.0807 | 943 | 760.0807 | 805.6456 | 974.1497 | 200.4385 | 3619 | 7054 | 6059 | 8545 | 7967 | 2890 | 1588 | 3158 | 858.413 | 920.7642 | 991.8367 | 588.1616
| 944 | 777.407 | 805.3059 | 809.7679 | 805.3059 | 805.3059 | 809.7679 | 805.3059 | 805.3059 | 809.7679 | 805.3059 | 986.3946 | 215.7845 | 805.3059 | 809.7679 | 805.3059 | 944 | 805.3059 | 809.7679 | 986.3946 | 215.7845 | 2056 | 7008 | 2043 | 8341 | 5468 | 8009 | 1516 | 3537 | 858.3169 | 920.6804 | 991.8367 | 588.0637
| 945 | 777.8416 | 775.9408 | 811.2997 | 775.9408 | 775.9408 | 811.2997 | 775.9408 | 775.9408 | 811.2997 | 775.9408 | 982.3129 | 454.7448 | 775.9408 | 811.2997 | 775.9408 | 945 | 775.9408 | 811.2997 | 982.3129 | 454.7448 | 3035 | 6984 | 3543 | 2582 | 1335 | 3182 | 1508 | 6840 | 858.1727 | 920.6556 | 991.8367 | 587.8484
| 946 | 787.4748 | 772.6246 | 821.9984 | 772.6246 | 772.6246 | 821.9984 | 772.6246 | 772.6246 | 821.9984 | 772.6246 | 985.034 | 570.6232 | 772.6246 | 821.9984 | 772.6246 | 946 | 772.6246 | 821.9984 | 985.034 | 570.6232 | 3159 | 6819 | 2364 | 1095 | 8322 | 4593 | 1502 | 5222 | 857.9324 | 920.6415 | 991.8367 | 587.8484
| 947 | 795.6168 | 776.2772 | 857.4747 | 776.2772 | 776.2772 | 857.4747 | 776.2772 | 776.2772 | 857.4747 | 776.2772 | 971.4286 | 527.0905 | 776.2772 | 857.4747 | 776.2772 | 947 | 776.2772 | 857.4747 | 971.4286 | 527.0905 | 3011 | 5165 | 6848 | 1564 | 2761 | 4363 | 1421 | 5103 | 857.9324 | 920.6415 | 991.8367 | 587.8484
| 948 | 781.2339 | 769.8851 | 861.3206 | 769.8851 | 769.8851 | 861.3206 | 769.8851 | 769.8851 | 861.3206 | 769.8851 | 956.4626 | 376.4485 | 769.8851 | 861.3206 | 769.8851 | 948 | 769.8851 | 861.3206 | 956.4626 | 376.4485 | 3277 | 4900 | 8489 | 3938 | 7555 | 1504 | 1420 | 4166 | 857.8123 | 920.6286 | 991.8367 | 587.8484
| 949 | 782.1734 | 769.5968 | 837.4907 | 769.5968 | 769.5968 | 837.4907 | 769.5968 | 769.5968 | 837.4907 | 769.5968 | 963.2653 | 480.4259 | 769.5968 | 837.4907 | 769.5968 | 949 | 769.5968 | 837.4907 | 963.2653 | 480.4259 | 3290 | 6339 | 8170 | 2146 | 3147 | 2869 | 1348 | 6349 | 857.6921 | 920.5472 | 991.8367 | 587.5352
| 950 | 786.9476 | 775.9408 | 832.2655 | 775.9408 | 775.9408 | 832.2655 | 775.9408 | 775.9408 | 832.2655 | 775.9408 | 975.5102 | 505.1676 | 775.9408 | 832.2655 | 775.9408 | 950 | 775.9408 | 832.2655 | 975.5102 | 505.1676 | 3034 | 6533 | 5639 | 1830 | 1345 | 3577 | 1340 | 5932 | 857.6441 | 920.5229 | 991.8367 | 587.5352
| 951 | 798.8931 | 771.4231 | 853.083 | 771.4231 | 771.4231 | 853.083 | 771.4231 | 771.4231 | 853.083 | 771.4231 | 997.2789 | 603.5077 | 771.4231 | 853.083 | 771.4231 | 951 | 771.4231 | 853.083 | 997.2789 | 603.5077 | 3213 | 5425 | 203 | 812 | 2639 | 5195 | 1334 | 5715 | 857.4999 | 920.5114 | 991.8367 | 587.5352
| 952 | 792.8979 | 784.2553 | 824.5297 | 784.2553 | 784.2553 | 824.5297 | 784.2553 | 784.2553 | 824.5297 | 784.2553 | 985.034 | 543.3761 | 784.2553 | 824.5297 | 784.2553 | 952 | 784.2553 | 824.5297 | 985.034 | 543.3761 | 2727 | 6758 | 2363 | 1371 | 8509 | 4095 | 1253 | 4792 | 857.4038 | 920.5098 | 991.8367 | 587.5352
| 953 | 782.7063 | 787.0909 | 829.6609 | 787.0909 | 787.0909 | 829.6609 | 787.0909 | 787.0909 | 829.6609 | 787.0909 | 998.6395 | 343.8772 | 787.0909 | 829.6609 | 787.0909 | 953 | 787.0909 | 829.6609 | 998.6395 | 343.8772 | 2645 | 6634 | 145 | 4572 | 8522 | 3463 | 1252 | 7408 | 857.3557 | 920.5017 | 991.8367 | 586.5957
| 954 | 791.3187 | 788.7249 | 831.8227 | 788.7249 | 788.7249 | 831.8227 | 788.7249 | 788.7249 | 831.8227 | 788.7249 | 953.7415 | 487.6292 | 788.7249 | 831.8227 | 788.7249 | 954 | 788.7249 | 831.8227 | 953.7415 | 487.6292 | 2590 | 6554 | 8547 | 2051 | 2493 | 3754 | 1180 | 5808 | 857.2596 | 920.4766 | 991.8367 | 586.5957
| 955 | 788.1484 | 802.23 | 831.1027 | 802.23 | 802.23 | 831.1027 | 802.23 | 802.23 | 831.1027 | 802.23 | 975.5102 | 316.3169 | 802.23 | 831.1027 | 802.23 | 955 | 802.23 | 831.1027 | 975.5102 | 316.3169 | 2143 | 6586 | 5638 | 5141 | 8735 | 3101 | 1172 | 4094 | 857.1635 | 920.4718 | 991.8367 | 586.5957
| 956 | 781.3489 | 807.8051 | 819.0707 | 807.8051 | 807.8051 | 819.0707 | 807.8051 | 807.8051 | 819.0707 | 807.8051 | 972.7891 | 227.3724 | 807.8051 | 819.0707 | 807.8051 | 956 | 807.8051 | 819.0707 | 972.7891 | 227.3724 | 1969 | 6867 | 6476 | 8128 | 2231 | 3547 | 1166 | 352 | 857.1635 | 920.4598 | 991.8367 | 586.5957
| 957 | 859.7568 | 938.5784 | 835.2376 | 938.5784 | 938.5784 | 835.2376 | 938.5784 | 938.5784 | 835.2376 | 938.5784 | 976.8707 | 210.1472 | 938.5784 | 835.2376 | 938.5784 | 957 | 938.5784 | 835.2376 | 976.8707 | 210.1472 | 150 | 6416 | 5221 | 8425 | 3646 | 1417 | 1085 | 6691 | 857.0673 | 920.4533 | 991.8367 | 586.2825
| 958 | 842.5828 | 907.3389 | 838.383 | 907.3389 | 907.3389 | 838.383 | 907.3389 | 907.3389 | 838.383 | 907.3389 | 989.1156 | 194.8011 | 907.3389 | 838.383 | 907.3389 | 958 | 907.3389 | 838.383 | 989.1156 | 194.8011 | 415 | 6290 | 1327 | 8594 | 5156 | 1564 | 1084 | 4715 | 856.9712 | 920.4532 | 991.8367 | 586.2825
| 959 | 817.1509 | 862.4021 | 842.514 | 862.4021 | 862.4021 | 842.514 | 862.4021 | 862.4021 | 842.514 | 862.4021 | 978.2313 | 192.6088 | 862.4021 | 842.514 | 862.4021 | 959 | 862.4021 | 842.514 | 978.2313 | 192.6088 | 895 | 6083 | 4781 | 8614 | 5132 | 4014 | 1012 | 4606 | 856.8751 | 920.4513 | 991.8367 | 586.2825
| 960 | 800.0573 | 825.8759 | 856.605 | 825.8759 | 825.8759 | 856.605 | 825.8759 | 825.8759 | 856.605 | 825.8759 | 970.068 | 197.3066 | 825.8759 | 856.605 | 825.8759 | 960 | 825.8759 | 856.605 | 970.068 | 197.3066 | 1487 | 5214 | 7259 | 8572 | 2302 | 7732 | 1004 | 2802 | 856.8751 | 920.3975 | 991.8367 | 586.2825
| 961 | 781.8738 | 796.9914 | 847.333 | 796.9914 | 796.9914 | 847.333 | 796.9914 | 796.9914 | 847.333 | 796.9914 | 979.5918 | 201.378 | 796.9914 | 847.333 | 796.9914 | 961 | 796.9914 | 847.333 | 979.5918 | 201.378 | 2311 | 5812 | 4199 | 8535 | 1271 | 4020 | 998 | 7018 | 856.8751 | 920.3352 | 991.8367 | 585.9693
| 962 | 778.2058 | 791.897 | 849.0492 | 791.897 | 791.897 | 849.0492 | 791.897 | 791.897 | 849.0492 | 791.897 | 968.7075 | 194.8011 | 791.897 | 849.0492 | 791.897 | 962 | 791.897 | 849.0492 | 968.7075 | 194.8011 | 2482 | 5715 | 7443 | 8593 | 8512 | 2856 | 917 | 5321 | 856.827 | 920.3138 | 991.8367 | 585.9693
| 963 | 769.6616 | 773.1533 | 852.4525 | 773.1533 | 773.1533 | 852.4525 | 773.1533 | 773.1533 | 852.4525 | 773.1533 | 974.1497 | 206.0758 | 773.1533 | 852.4525 | 773.1533 | 963 | 773.1533 | 852.4525 | 974.1497 | 206.0758 | 3133 | 5457 | 6058 | 8483 | 8539 | 3044 | 916 | 4890 | 856.7309 | 920.2871 | 991.8367 | 585.9693
| 964 | 778.5128 | 788.4366 | 849.6771 | 788.4366 | 788.4366 | 849.6771 | 788.4366 | 788.4366 | 849.6771 | 788.4366 | 980.9524 | 212.0263 | 788.4366 | 849.6771 | 788.4366 | 964 | 788.4366 | 849.6771 | 980.9524 | 212.0263 | 2597 | 5664 | 3969 | 8397 | 7751 | 6885 | 844 | 3458 | 856.6348 | 920.2835 | 991.8367 | 585.6561
| 965 | 775.1144 | 787.6196 | 840.9825 | 787.6196 | 787.6196 | 840.9825 | 787.6196 | 787.6196 | 840.9825 | 787.6196 | 980.9524 | 205.7626 | 787.6196 | 840.9825 | 787.6196 | 965 | 787.6196 | 840.9825 | 980.9524 | 205.7626 | 2629 | 6176 | 3968 | 8489 | 1104 | 3421 | 836 | 6229 | 856.6348 | 920.2771 | 991.8367 | 585.3429
| 966 | 744.6064 | 727.9281 | 851.7301 | 727.9281 | 727.9281 | 851.7301 | 727.9281 | 727.9281 | 851.7301 | 727.9281 | 987.7551 | 206.389 | 727.9281 | 851.7301 | 727.9281 | 966 | 727.9281 | 851.7301 | 987.7551 | 206.389 | 4895 | 5513 | 1680 | 8480 | 5373 | 6873 | 830 | 4222 | 856.5387 | 920.2494 | 991.8367 | 585.3429
| 967 | 732.9098 | 716.5377 | 835.6674 | 716.5377 | 716.5377 | 835.6674 | 716.5377 | 716.5377 | 835.6674 | 716.5377 | 976.8707 | 208.8945 | 716.5377 | 835.6674 | 716.5377 | 967 | 716.5377 | 835.6674 | 976.8707 | 208.8945 | 5371 | 6397 | 5220 | 8445 | 7583 | 4293 | 749 | 4198 | 856.4426 | 920.2256 | 991.8367 | 585.3429
| 968 | 724.7091 | 694.8142 | 849.054 | 694.8142 | 694.8142 | 849.054 | 694.8142 | 694.8142 | 849.054 | 694.8142 | 978.2313 | 212.9659 | 694.8142 | 849.054 | 694.8142 | 968 | 694.8142 | 849.054 | 978.2313 | 212.9659 | 6299 | 5714 | 4780 | 8385 | 5540 | 4007 | 748 | 3517 | 856.3945 | 920.2248 | 991.8367 | 585.2059
| 969 | 757.7159 | 743.7401 | 821.9973 | 743.7401 | 743.7401 | 821.9973 | 743.7401 | 743.7401 | 821.9973 | 743.7401 | 971.4286 | 398.6846 | 743.7401 | 821.9973 | 743.7401 | 969 | 743.7401 | 821.9973 | 971.4286 | 398.6846 | 4245 | 6820 | 6847 | 3515 | 2976 | 7782 | 676 | 5995 | 856.3945 | 920.2006 | 991.8367 | 585.0298
| 970 | 729.2157 | 681.3092 | 837.3021 | 681.3092 | 681.3092 | 837.3021 | 681.3092 | 681.3092 | 837.3021 | 681.3092 | 960.5442 | 448.7942 | 681.3092 | 837.3021 | 681.3092 | 970 | 681.3092 | 837.3021 | 960.5442 | 448.7942 | 6897 | 6346 | 8281 | 2685 | 7697 | 7336 | 668 | 3352 | 856.0581 | 920.2006 | 991.8367 | 585.0298
| 971 | 722.781 | 658.7687 | 850.5341 | 658.7687 | 658.7687 | 850.5341 | 658.7687 | 658.7687 | 850.5341 | 658.7687 | 976.8707 | 469.7776 | 658.7687 | 850.5341 | 658.7687 | 971 | 658.7687 | 850.5341 | 976.8707 | 469.7776 | 7612 | 5589 | 5219 | 2313 | 3787 | 280 | 662 | 6876 | 856.0581 | 920.2006 | 991.8367 | 584.7166
| 972 | 707.6046 | 653.9145 | 813.4206 | 653.9145 | 653.9145 | 813.4206 | 653.9145 | 653.9145 | 813.4206 | 653.9145 | 967.3469 | 454.1184 | 653.9145 | 813.4206 | 653.9145 | 972 | 653.9145 | 813.4206 | 967.3469 | 454.1184 | 7744 | 6957 | 7736 | 2593 | 1201 | 3528 | 581 | 5823 | 855.9619 | 920.1826 | 991.8367 | 584.0902
| 973 | 734.6881 | 704.7628 | 819.8961 | 704.7628 | 704.7628 | 819.8961 | 704.7628 | 704.7628 | 819.8961 | 704.7628 | 940.1361 | 427.8108 | 704.7628 | 819.8961 | 704.7628 | 973 | 704.7628 | 819.8961 | 940.1361 | 427.8108 | 5887 | 6852 | 8701 | 3039 | 2039 | 4241 | 580 | 4279 | 855.9139 | 920.1764 | 991.8367 | 584.0902
| 974 | 746.1375 | 728.8413 | 831.8777 | 728.8413 | 728.8413 | 831.8777 | 728.8413 | 728.8413 | 831.8777 | 728.8413 | 946.9388 | 340.7454 | 728.8413 | 831.8777 | 728.8413 | 974 | 728.8413 | 831.8777 | 946.9388 | 340.7454 | 4858 | 6549 | 8598 | 4637 | 2155 | 4336 | 508 | 5245 | 855.7697 | 920.1483 | 991.8367 | 583.9336
| 975 | 752.3409 | 730.187 | 835.6883 | 730.187 | 730.187 | 835.6883 | 730.187 | 730.187 | 835.6883 | 730.187 | 979.5918 | 368.932 | 730.187 | 835.6883 | 730.187 | 975 | 730.187 | 835.6883 | 979.5918 | 368.932 | 4813 | 6396 | 4198 | 4098 | 8466 | 3082 | 500 | 6571 | 855.7216 | 920.0848 | 991.8367 | 583.777
| 976 | 766.9789 | 752.1027 | 840.0683 | 752.1027 | 752.1027 | 840.0683 | 752.1027 | 752.1027 | 840.0683 | 752.1027 | 970.068 | 390.5418 | 752.1027 | 840.0683 | 752.1027 | 976 | 752.1027 | 840.0683 | 970.068 | 390.5418 | 3938 | 6217 | 7258 | 3663 | 7268 | 6918 | 494 | 829 | 855.7216 | 920.0842 | 991.8367 | 583.777
| 977 | 779.5618 | 769.8371 | 847.9593 | 769.8371 | 769.8371 | 847.9593 | 769.8371 | 769.8371 | 847.9593 | 769.8371 | 972.7891 | 390.5418 | 769.8371 | 847.9593 | 769.8371 | 977 | 769.8371 | 847.9593 | 972.7891 | 390.5418 | 3280 | 5776 | 6475 | 3662 | 8510 | 1023 | 413 | 4672 | 855.6736 | 920.0652 | 991.8367 | 583.4638
| 978 | 796.5027 | 801.3649 | 817.5416 | 801.3649 | 801.3649 | 817.5416 | 801.3649 | 801.3649 | 817.5416 | 801.3649 | 986.3946 | 483.5578 | 801.3649 | 817.5416 | 801.3649 | 978 | 801.3649 | 817.5416 | 986.3946 | 483.5578 | 2165 | 6886 | 2042 | 2109 | 8424 | 2369 | 412 | 2531 | 855.5775 | 919.9882 | 991.8367 | 583.4638
| 979 | 770.1101 | 777.0462 | 825.4907 | 777.0462 | 777.0462 | 825.4907 | 777.0462 | 777.0462 | 825.4907 | 777.0462 | 970.068 | 293.1412 | 777.0462 | 825.4907 | 777.0462 | 979 | 777.0462 | 825.4907 | 970.068 | 293.1412 | 2982 | 6734 | 7257 | 5857 | 1055 | 4069 | 340 | 6709 | 855.5775 | 919.9877 | 991.8367 | 583.1506
| 980 | 784.8395 | 804.4408 | 834.6688 | 804.4408 | 804.4408 | 834.6688 | 804.4408 | 804.4408 | 834.6688 | 804.4408 | 983.6735 | 229.8779 | 804.4408 | 834.6688 | 804.4408 | 980 | 804.4408 | 834.6688 | 983.6735 | 229.8779 | 2083 | 6436 | 3005 | 8068 | 3163 | 2767 | 332 | 5762 | 855.4333 | 919.9652 | 991.8367 | 583.1506
| 981 | 855.7387 | 927.2841 | 838.8519 | 927.2841 | 927.2841 | 838.8519 | 927.2841 | 927.2841 | 838.8519 | 927.2841 | 983.6735 | 222.9878 | 927.2841 | 838.8519 | 927.2841 | 981 | 927.2841 | 838.8519 | 983.6735 | 222.9878 | 247 | 6264 | 3004 | 8223 | 5949 | 1528 | 326 | 5306 | 855.2891 | 919.9062 | 991.8367 | 583.1506
| 982 | 848.0273 | 914.1154 | 841.5685 | 914.1154 | 914.1154 | 841.5685 | 914.1154 | 914.1154 | 841.5685 | 914.1154 | 979.5918 | 213.5922 | 914.1154 | 841.5685 | 914.1154 | 982 | 914.1154 | 841.5685 | 979.5918 | 213.5922 | 346 | 6136 | 4197 | 8374 | 7290 | 3526 | 245 | 3297 | 855.0968 | 919.8767 | 991.8367 | 583.1506
| 983 | 812.0167 | 846.4459 | 847.2345 | 846.4459 | 846.4459 | 847.2345 | 846.4459 | 846.4459 | 847.2345 | 846.4459 | 993.1973 | 214.5318 | 846.4459 | 847.2345 | 846.4459 | 983 | 846.4459 | 847.2345 | 993.1973 | 214.5318 | 1113 | 5820 | 710 | 8359 | 4005 | 2929 | 244 | 2827 | 854.7604 | 919.8742 | 991.8367 | 583.1506
| 984 | 795.2232 | 817.273 | 850.1504 | 817.273 | 817.273 | 850.1504 | 817.273 | 817.273 | 850.1504 | 817.273 | 982.3129 | 212.0263 | 817.273 | 850.1504 | 817.273 | 984 | 817.273 | 850.1504 | 982.3129 | 212.0263 | 1714 | 5614 | 3542 | 8396 | 1269 | 2957 | 172 | 7647 | 854.5682 | 919.8671 | 991.8367 | 582.8375
| 985 | 773.131 | 782.6212 | 838.9916 | 782.6212 | 782.6212 | 838.9916 | 782.6212 | 782.6212 | 838.9916 | 782.6212 | 994.5578 | 212.3395 | 782.6212 | 838.9916 | 782.6212 | 985 | 782.6212 | 838.9916 | 994.5578 | 212.3395 | 2775 | 6258 | 555 | 8393 | 5541 | 4132 | 164 | 3451 | 854.4721 | 919.8433 | 991.8367 | 582.8375
| 986 | 773.5681 | 770.8944 | 866.7181 | 770.8944 | 770.8944 | 866.7181 | 770.8944 | 770.8944 | 866.7181 | 770.8944 | 990.4762 | 205.4494 | 770.8944 | 866.7181 | 770.8944 | 986 | 770.8944 | 866.7181 | 990.4762 | 205.4494 | 3232 | 4487 | 1082 | 8494 | 1350 | 3672 | 158 | 6136 | 854.0876 | 919.8433 | 991.8367 | 582.5243
| 987 | 765.6645 | 752.1988 | 879.2487 | 752.1988 | 752.1988 | 879.2487 | 752.1988 | 752.1988 | 879.2487 | 752.1988 | 975.5102 | 209.2076 | 752.1988 | 879.2487 | 752.1988 | 987 | 752.1988 | 879.2487 | 975.5102 | 209.2076 | 3935 | 3654 | 5637 | 8440 | 7800 | 4509 | 77 | 4193 | 853.9915 | 919.7887 | 991.8367 | 582.2111
| 988 | 753.9035 | 740.7603 | 861.5077 | 740.7603 | 740.7603 | 861.5077 | 740.7603 | 740.7603 | 861.5077 | 740.7603 | 979.5918 | 202.9439 | 740.7603 | 861.5077 | 740.7603 | 988 | 740.7603 | 861.5077 | 979.5918 | 202.9439 | 4359 | 4887 | 4196 | 8522 | 5444 | 1022 | 76 | 3493 | 853.9915 | 919.7612 | 991.8367 | 581.9762
| 989 | 757.9823 | 759.7924 | 835.4976 | 759.7924 | 759.7924 | 835.4976 | 759.7924 | 759.7924 | 835.4976 | 759.7924 | 985.034 | 206.389 | 759.7924 | 835.4976 | 759.7924 | 989 | 759.7924 | 835.4976 | 985.034 | 206.389 | 3630 | 6404 | 2362 | 8479 | 7728 | 1793 | 4 | 4800 | 853.9434 | 919.7603 | 991.8367 | 581.8979
| 990 | 738.4401 | 731.1001 | 827.3671 | 731.1001 | 731.1001 | 827.3671 | 731.1001 | 731.1001 | 827.3671 | 731.1001 | 965.9864 | 213.9054 | 731.1001 | 827.3671 | 731.1001 | 990 | 731.1001 | 827.3671 | 965.9864 | 213.9054 | 4778 | 6692 | 7957 | 8373 | 4101 | 8266 | 8714 | 3871 | 853.9434 | 919.6979 | 990.4762 | 581.8979
| 991 | 703.0024 | 663.2383 | 837.6418 | 663.2383 | 663.2383 | 837.6418 | 663.2383 | 663.2383 | 837.6418 | 663.2383 | 978.2313 | 207.3285 | 663.2383 | 837.6418 | 663.2383 | 991 | 663.2383 | 837.6418 | 978.2313 | 207.3285 | 7494 | 6331 | 4779 | 8469 | 2899 | 8036 | 8665 | 3322 | 853.9434 | 919.6979 | 990.4762 | 581.7413
| 992 | 693.9043 | 633.8732 | 859.1507 | 633.8732 | 633.8732 | 859.1507 | 633.8732 | 633.8732 | 859.1507 | 633.8732 | 980.9524 | 226.1196 | 633.8732 | 859.1507 | 633.8732 | 992 | 633.8732 | 859.1507 | 980.9524 | 226.1196 | 8168 | 5045 | 3967 | 8154 | 4484 | 500 | 8546 | 7720 | 853.8953 | 919.6979 | 990.4762 | 581.5847
| 993 | 715.82 | 672.0815 | 847.6676 | 672.0815 | 672.0815 | 847.6676 | 672.0815 | 672.0815 | 847.6676 | 672.0815 | 982.3129 | 271.8447 | 672.0815 | 847.6676 | 672.0815 | 993 | 672.0815 | 847.6676 | 982.3129 | 271.8447 | 7237 | 5794 | 3541 | 6690 | 2880 | 1421 | 8497 | 5631 | 853.8473 | 919.6964 | 990.4762 | 581.5847
| 994 | 754.892 | 705.5799 | 854.6319 | 705.5799 | 705.5799 | 854.6319 | 705.5799 | 705.5799 | 854.6319 | 705.5799 | 978.2313 | 527.0905 | 705.5799 | 854.6319 | 705.5799 | 994 | 705.5799 | 854.6319 | 978.2313 | 527.0905 | 5845 | 5333 | 4778 | 1563 | 3476 | 4144 | 8378 | 4842 | 853.655 | 919.6689 | 990.4762 | 581.5847
| 995 | 645.0335 | 694.1895 | 472.0838 | 694.1895 | 694.1895 | 472.0838 | 694.1895 | 694.1895 | 472.0838 | 694.1895 | 974.1497 | 614.4692 | 694.1895 | 472.0838 | 694.1895 | 995 | 694.1895 | 472.0838 | 974.1497 | 614.4692 | 6328 | 8635 | 6057 | 720 | 2447 | 1292 | 8329 | 4674 | 853.655 | 919.6593 | 990.4762 | 581.5847
| 996 | 682.3607 | 675.6861 | 650.6651 | 675.6861 | 675.6861 | 650.6651 | 675.6861 | 675.6861 | 650.6651 | 675.6861 | 983.6735 | 561.2277 | 675.6861 | 650.6651 | 675.6861 | 996 | 675.6861 | 650.6651 | 983.6735 | 561.2277 | 7121 | 8409 | 3003 | 1184 | 7199 | 4898 | 8186 | 3637 | 853.607 | 919.6511 | 990.4762 | 581.5847
| 997 | 679.3597 | 661.5562 | 691.3992 | 661.5562 | 661.5562 | 691.3992 | 661.5562 | 661.5562 | 691.3992 | 661.5562 | 965.9864 | 487.0028 | 661.5562 | 691.3992 | 661.5562 | 997 | 661.5562 | 691.3992 | 965.9864 | 487.0028 | 7543 | 8108 | 7956 | 2058 | 4485 | 4457 | 8137 | 2270 | 853.607 | 919.6281 | 990.4762 | 581.5847
| 998 | 691.4432 | 711.2991 | 668.2223 | 711.2991 | 711.2991 | 668.2223 | 711.2991 | 711.2991 | 668.2223 | 711.2991 | 991.8367 | 325.0861 | 711.2991 | 668.2223 | 711.2991 | 998 | 711.2991 | 668.2223 | 991.8367 | 325.0861 | 5582 | 8309 | 961 | 4949 | 5995 | 3484 | 8018 | 1167 | 853.5191 | 919.6116 | 990.4762 | 581.5847
| 999 | 709.3105 | 705.2434 | 693.3473 | 705.2434 | 705.2434 | 693.3473 | 705.2434 | 705.2434 | 693.3473 | 705.2434 | 970.068 | 544.9421 | 705.2434 | 693.3473 | 705.2434 | 999 | 705.2434 | 693.3473 | 970.068 | 544.9421 | 5866 | 8088 | 7256 | 1351 | 4581 | 3690 | 7993 | 3958 | 853.3667 | 919.607 | 990.4762 | 580.9584
| 1000 | 757.8796 | 714.4711 | 839.7601 | 714.4711 | 714.4711 | 839.7601 | 714.4711 | 714.4711 | 839.7601 | 714.4711 | 983.6735 | 551.8321 | 714.4711 | 839.7601 | 714.4711 | 1000 | 714.4711 | 839.7601 | 983.6735 | 551.8321 | 5446 | 6234 | 3002 | 1287 | 5493 | 3189 | 7874 | 3485 | 853.2225 | 919.5818 | 990.4762 | 580.9583
| 1001 | 763.3153 | 719.3252 | 868.0731 | 719.3252 | 719.3252 | 868.0731 | 719.3252 | 719.3252 | 868.0731 | 719.3252 | 989.1156 | 470.404 | 719.3252 | 868.0731 | 719.3252 | 1001 | 719.3252 | 868.0731 | 989.1156 | 470.404 | 5258 | 4404 | 1326 | 2304 | 5179 | 2859 | 7825 | 6662 | 853.2225 | 919.5569 | 990.4762 | 580.6452
| 1002 | 739.0067 | 696.5925 | 865.0009 | 696.5925 | 696.5925 | 865.0009 | 696.5925 | 696.5925 | 865.0009 | 696.5925 | 982.3129 | 331.0366 | 696.5925 | 865.0009 | 696.5925 | 1002 | 696.5925 | 865.0009 | 982.3129 | 331.0366 | 6212 | 4635 | 3540 | 4817 | 1326 | 4184 | 7706 | 4838 | 853.2225 | 919.5536 | 990.4762 | 580.6452
| 1003 | 849.2028 | 885.9855 | 878.0085 | 885.9855 | 885.9855 | 878.0085 | 885.9855 | 885.9855 | 878.0085 | 885.9855 | 982.3129 | 306.6082 | 885.9855 | 878.0085 | 885.9855 | 1003 | 885.9855 | 878.0085 | 982.3129 | 306.6082 | 626 | 3749 | 3539 | 5422 | 1679 | 7696 | 7657 | 1958 | 853.1744 | 919.5492 | 990.4762 | 580.6452
| 1004 | 860.7015 | 909.79 | 872.1004 | 909.79 | 909.79 | 872.1004 | 909.79 | 909.79 | 872.1004 | 909.79 | 991.8367 | 291.2621 | 909.79 | 872.1004 | 909.79 | 1004 | 909.79 | 872.1004 | 991.8367 | 291.2621 | 387 | 4140 | 960 | 5920 | 6403 | 4206 | 7538 | 5316 | 853.0302 | 919.5485 | 990.4762 | 580.332
| 1005 | 849.3174 | 904.8397 | 862.3162 | 904.8397 | 904.8397 | 862.3162 | 904.8397 | 904.8397 | 862.3162 | 904.8397 | 974.1497 | 228.3119 | 904.8397 | 862.3162 | 904.8397 | 1005 | 904.8397 | 862.3162 | 974.1497 | 228.3119 | 441 | 4825 | 6056 | 8103 | 8157 | 3929 | 7489 | 4191 | 852.9341 | 919.5401 | 990.4762 | 580.332
| 1006 | 838.0212 | 883.741 | 866.5965 | 883.741 | 883.741 | 866.5965 | 883.741 | 883.741 | 866.5965 | 883.741 | 971.4286 | 224.5537 | 883.741 | 866.5965 | 883.741 | 1006 | 883.741 | 866.5965 | 971.4286 | 224.5537 | 648 | 4494 | 6846 | 8198 | 7919 | 3496 | 7370 | 2441 | 852.9341 | 919.5185 | 990.4762 | 580.0188
| 1007 | 826.3481 | 852.4054 | 881.5117 | 852.4054 | 852.4054 | 881.5117 | 852.4054 | 852.4054 | 881.5117 | 852.4054 | 987.7551 | 235.8284 | 852.4054 | 881.5117 | 852.4054 | 1007 | 852.4054 | 881.5117 | 987.7551 | 235.8284 | 1013 | 3500 | 1679 | 7911 | 621 | 3864 | 7321 | 2269 | 852.9341 | 919.4858 | 990.4762 | 580.0188
| 1008 | 799.3963 | 805.402 | 885.7605 | 805.402 | 805.402 | 885.7605 | 805.402 | 805.402 | 885.7605 | 805.402 | 978.2313 | 227.0592 | 805.402 | 885.7605 | 805.402 | 1008 | 805.402 | 885.7605 | 978.2313 | 227.0592 | 2050 | 3180 | 4777 | 8132 | 8256 | 3330 | 7202 | 4096 | 852.7419 | 919.4628 | 990.4762 | 579.7056
| 1009 | 780.6209 | 790.2629 | 849.561 | 790.2629 | 790.2629 | 849.561 | 790.2629 | 790.2629 | 849.561 | 790.2629 | 989.1156 | 219.2296 | 790.2629 | 849.561 | 790.2629 | 1009 | 790.2629 | 849.561 | 989.1156 | 219.2296 | 2531 | 5674 | 1325 | 8292 | 2299 | 3150 | 7153 | 5127 | 852.5496 | 919.4578 | 990.4762 | 579.3924
| 1010 | 782.7262 | 787.956 | 863.3544 | 787.956 | 787.956 | 863.3544 | 787.956 | 787.956 | 863.3544 | 787.956 | 972.7891 | 228.3119 | 787.956 | 863.3544 | 787.956 | 1010 | 787.956 | 863.3544 | 972.7891 | 228.3119 | 2619 | 4746 | 6474 | 8102 | 7656 | 4852 | 7034 | 4264 | 852.5016 | 919.4465 | 990.4762 | 579.3924
| 1011 | 764.7606 | 753.4964 | 866.5138 | 753.4964 | 753.4964 | 866.5138 | 753.4964 | 753.4964 | 866.5138 | 753.4964 | 987.7551 | 224.8669 | 753.4964 | 866.5138 | 753.4964 | 1011 | 753.4964 | 866.5138 | 987.7551 | 224.8669 | 3881 | 4502 | 1678 | 8186 | 5875 | 4392 | 6985 | 5975 | 852.5016 | 919.4465 | 990.4762 | 579.2358
| 1012 | 766.9955 | 758.8312 | 863.5072 | 758.8312 | 758.8312 | 863.5072 | 758.8312 | 758.8312 | 863.5072 | 758.8312 | 991.8367 | 221.4219 | 758.8312 | 863.5072 | 758.8312 | 1012 | 758.8312 | 863.5072 | 991.8367 | 221.4219 | 3660 | 4734 | 959 | 8255 | 5638 | 4233 | 6866 | 6369 | 852.4535 | 919.4366 | 990.4762 | 579.0792
| 1013 | 765.8033 | 757.8699 | 867.7413 | 757.8699 | 757.8699 | 867.7413 | 757.8699 | 757.8699 | 867.7413 | 757.8699 | 972.7891 | 214.5318 | 757.8699 | 867.7413 | 757.8699 | 1013 | 757.8699 | 867.7413 | 972.7891 | 214.5318 | 3701 | 4423 | 6473 | 8358 | 1007 | 3318 | 6817 | 4043 | 852.4054 | 919.3842 | 990.4762 | 579.0792
| 1014 | 774.4532 | 777.3826 | 855.0684 | 777.3826 | 777.3826 | 855.0684 | 777.3826 | 777.3826 | 855.0684 | 777.3826 | 985.034 | 217.9768 | 777.3826 | 855.0684 | 777.3826 | 1014 | 777.3826 | 855.0684 | 985.034 | 217.9768 | 2974 | 5307 | 2361 | 8320 | 7680 | 3513 | 6698 | 2246 | 852.1171 | 919.3354 | 990.4762 | 579.0792
| 1015 | 740.7322 | 711.3952 | 873.8276 | 711.3952 | 711.3952 | 873.8276 | 711.3952 | 711.3952 | 873.8276 | 711.3952 | 975.5102 | 208.2681 | 711.3952 | 873.8276 | 711.3952 | 1015 | 711.3952 | 873.8276 | 975.5102 | 208.2681 | 5578 | 4038 | 5636 | 8453 | 7267 | 1258 | 6649 | 4169 | 852.069 | 919.3325 | 990.4762 | 578.7661
| 1016 | 741.1528 | 716.7299 | 857.2655 | 716.7299 | 716.7299 | 857.2655 | 716.7299 | 716.7299 | 857.2655 | 716.7299 | 983.6735 | 229.5647 | 716.7299 | 857.2655 | 716.7299 | 1016 | 716.7299 | 857.2655 | 983.6735 | 229.5647 | 5361 | 5170 | 3001 | 8078 | 5782 | 3510 | 6530 | 6804 | 852.021 | 919.3303 | 990.4762 | 578.4529
| 1017 | 750.2676 | 675.1093 | 891.636 | 675.1093 | 675.1093 | 891.636 | 675.1093 | 675.1093 | 891.636 | 675.1093 | 978.2313 | 558.0958 | 675.1093 | 891.636 | 675.1093 | 1017 | 675.1093 | 891.636 | 978.2313 | 558.0958 | 7135 | 2733 | 4776 | 1215 | 6453 | 3086 | 6481 | 6705 | 851.8768 | 919.3143 | 990.4762 | 578.4529
| 1018 | 745.9252 | 670.7839 | 875.5364 | 670.7839 | 670.7839 | 875.5364 | 670.7839 | 670.7839 | 875.5364 | 670.7839 | 978.2313 | 596.3044 | 670.7839 | 875.5364 | 670.7839 | 1018 | 670.7839 | 875.5364 | 978.2313 | 596.3044 | 7276 | 3926 | 4775 | 870 | 8156 | 2137 | 6362 | 5967 | 851.8287 | 919.3103 | 990.4762 | 578.4529
| 1019 | 742.6953 | 660.6911 | 913.4678 | 660.6911 | 660.6911 | 913.4678 | 660.6911 | 660.6911 | 913.4678 | 660.6911 | 974.1497 | 484.1842 | 660.6911 | 913.4678 | 660.6911 | 1019 | 660.6911 | 913.4678 | 974.1497 | 484.1842 | 7565 | 1290 | 6055 | 2098 | 1209 | 1475 | 6313 | 2280 | 851.8287 | 919.3103 | 990.4762 | 578.1397
| 1020 | 785.1882 | 733.7435 | 911.4151 | 733.7435 | 733.7435 | 911.4151 | 733.7435 | 733.7435 | 911.4151 | 733.7435 | 976.8707 | 500.1566 | 733.7435 | 911.4151 | 733.7435 | 1020 | 733.7435 | 911.4151 | 976.8707 | 500.1566 | 4655 | 1406 | 5218 | 1888 | 620 | 1515 | 6194 | 5956 | 851.8287 | 919.2987 | 990.4762 | 577.8265
| 1021 | 806.0284 | 768.7797 | 912.3476 | 768.7797 | 768.7797 | 912.3476 | 768.7797 | 768.7797 | 912.3476 | 768.7797 | 983.6735 | 501.0961 | 768.7797 | 912.3476 | 768.7797 | 1021 | 768.7797 | 912.3476 | 983.6735 | 501.0961 | 3324 | 1354 | 3000 | 1878 | 7604 | 4346 | 6145 | 5294 | 851.7807 | 919.2925 | 990.4762 | 577.8265
| 1022 | 801.1268 | 765.6558 | 919.7612 | 765.6558 | 765.6558 | 919.7612 | 765.6558 | 765.6558 | 919.7612 | 765.6558 | 983.6735 | 427.8108 | 765.6558 | 919.7612 | 765.6558 | 1022 | 765.6558 | 919.7612 | 983.6735 | 427.8108 | 3444 | 988 | 2999 | 3038 | 3477 | 3677 | 6026 | 3756 | 851.7326 | 919.225 | 990.4762 | 577.8265
| 1023 | 769.6491 | 719.5175 | 920.0652 | 719.5175 | 719.5175 | 920.0652 | 719.5175 | 719.5175 | 920.0652 | 719.5175 | 970.068 | 368.6189 | 719.5175 | 920.0652 | 719.5175 | 1023 | 719.5175 | 920.0652 | 970.068 | 368.6189 | 5250 | 977 | 7255 | 4105 | 5828 | 3039 | 5977 | 3009 | 851.6845 | 919.172 | 990.4762 | 577.8265
| 1024 | 760.8712 | 722.9778 | 891.8393 | 722.9778 | 722.9778 | 891.8393 | 722.9778 | 722.9778 | 891.8393 | 722.9778 | 976.8707 | 324.1466 | 722.9778 | 891.8393 | 722.9778 | 1024 | 722.9778 | 891.8393 | 976.8707 | 324.1466 | 5107 | 2720 | 5217 | 4972 | 8376 | 3027 | 5858 | 2245 | 851.5884 | 919.1677 | 990.4762 | 577.8265
| 1025 | 786.0023 | 749.0268 | 907.7858 | 749.0268 | 749.0268 | 907.7858 | 749.0268 | 749.0268 | 907.7858 | 749.0268 | 978.2313 | 402.4428 | 749.0268 | 907.7858 | 749.0268 | 1025 | 749.0268 | 907.7858 | 978.2313 | 402.4428 | 4040 | 1629 | 4774 | 3447 | 5829 | 3837 | 5809 | 1120 | 851.5884 | 919.1548 | 990.4762 | 577.8265
| 1026 | 790.1656 | 780.9872 | 886.7506 | 780.9872 | 780.9872 | 886.7506 | 780.9872 | 780.9872 | 886.7506 | 780.9872 | 983.6735 | 283.7457 | 780.9872 | 886.7506 | 780.9872 | 1026 | 780.9872 | 886.7506 | 983.6735 | 283.7457 | 2838 | 3086 | 2998 | 6227 | 2472 | 4348 | 5690 | 4269 | 851.5403 | 919.145 | 990.4762 | 577.5133
| 1027 | 843.3004 | 870.1879 | 893.938 | 870.1879 | 870.1879 | 893.938 | 870.1879 | 870.1879 | 893.938 | 870.1879 | 927.8912 | 341.0586 | 870.1879 | 893.938 | 870.1879 | 1027 | 870.1879 | 893.938 | 927.8912 | 341.0586 | 810 | 2541 | 8754 | 4628 | 6645 | 3562 | 5641 | 3541 | 851.4923 | 919.1339 | 990.4762 | 577.4937
| 1028 | 876.3011 | 931.3212 | 899.0496 | 931.3212 | 931.3212 | 899.0496 | 931.3212 | 931.3212 | 899.0496 | 931.3212 | 968.7075 | 252.7404 | 931.3212 | 899.0496 | 931.3212 | 1028 | 931.3212 | 899.0496 | 968.7075 | 252.7404 | 203 | 2187 | 7442 | 7365 | 6236 | 3574 | 5522 | 5489 | 851.3452 | 919.1336 | 990.4762 | 577.2001
| 1029 | 862.3894 | 922.7664 | 879.5308 | 922.7664 | 922.7664 | 879.5308 | 922.7664 | 922.7664 | 879.5308 | 922.7664 | 960.5442 | 212.6527 | 922.7664 | 879.5308 | 922.7664 | 1029 | 922.7664 | 879.5308 | 960.5442 | 212.6527 | 292 | 3635 | 8280 | 8388 | 6622 | 2343 | 5473 | 4330 | 851.3 | 919.08 | 990.4762 | 577.2001
| 1030 | 849.365 | 884.3658 | 905.2312 | 884.3658 | 884.3658 | 905.2312 | 884.3658 | 884.3658 | 905.2312 | 884.3658 | 974.1497 | 221.1087 | 884.3658 | 905.2312 | 884.3658 | 1030 | 884.3658 | 905.2312 | 974.1497 | 221.1087 | 644 | 1785 | 6054 | 8262 | 3166 | 1549 | 5354 | 6478 | 851.2039 | 919.0333 | 990.4762 | 576.8869
| 1031 | 827.5049 | 850.5311 | 893.3588 | 850.5311 | 850.5311 | 893.3588 | 850.5311 | 850.5311 | 893.3588 | 850.5311 | 980.9524 | 226.4328 | 850.5311 | 893.3588 | 850.5311 | 1031 | 850.5311 | 893.3588 | 980.9524 | 226.4328 | 1041 | 2604 | 3966 | 8145 | 7872 | 3911 | 5305 | 5314 | 851.0597 | 919.0328 | 990.4762 | 576.8869
| 1032 | 826.714 | 848.5606 | 895.6599 | 848.5606 | 848.5606 | 895.6599 | 848.5606 | 848.5606 | 895.6599 | 848.5606 | 971.4286 | 231.4438 | 848.5606 | 895.6599 | 848.5606 | 1032 | 848.5606 | 895.6599 | 971.4286 | 231.4438 | 1078 | 2418 | 6845 | 8029 | 8615 | 2101 | 5186 | 4470 | 850.9636 | 918.9991 | 990.4762 | 576.8869
| 1033 | 803.033 | 806.3632 | 897.6946 | 806.3632 | 806.3632 | 897.6946 | 806.3632 | 806.3632 | 897.6946 | 806.3632 | 968.7075 | 232.0702 | 806.3632 | 897.6946 | 806.3632 | 1033 | 806.3632 | 897.6946 | 968.7075 | 232.0702 | 2022 | 2276 | 7441 | 8014 | 6572 | 1556 | 5137 | 3426 | 850.8675 | 918.9627 | 990.4762 | 576.8869
| 1034 | 798.2273 | 802.9509 | 889.9186 | 802.9509 | 802.9509 | 889.9186 | 802.9509 | 802.9509 | 889.9186 | 802.9509 | 967.3469 | 224.5537 | 802.9509 | 889.9186 | 802.9509 | 1034 | 802.9509 | 889.9186 | 967.3469 | 224.5537 | 2130 | 2853 | 7735 | 8197 | 1272 | 4114 | 5018 | 5334 | 850.8675 | 918.9395 | 990.4762 | 576.5738
| 1035 | 787.7702 | 782.1406 | 895.2795 | 782.1406 | 782.1406 | 895.2795 | 782.1406 | 782.1406 | 895.2795 | 782.1406 | 965.9864 | 224.5537 | 782.1406 | 895.2795 | 782.1406 | 1035 | 782.1406 | 895.2795 | 965.9864 | 224.5537 | 2795 | 2449 | 7955 | 8196 | 1297 | 3668 | 4969 | 4841 | 850.8194 | 918.9395 | 990.4762 | 576.5738
| 1036 | 787.4837 | 777.4787 | 903.7327 | 777.4787 | 777.4787 | 903.7327 | 777.4787 | 777.4787 | 903.7327 | 777.4787 | 963.2653 | 226.746 | 777.4787 | 903.7327 | 777.4787 | 1036 | 777.4787 | 903.7327 | 963.2653 | 226.746 | 2971 | 1872 | 8169 | 8142 | 8489 | 4599 | 4850 | 3543 | 850.6753 | 918.9147 | 990.4762 | 576.2867
| 1037 | 788.692 | 776.8059 | 912.2042 | 776.8059 | 776.8059 | 912.2042 | 776.8059 | 776.8059 | 912.2042 | 776.8059 | 963.2653 | 215.1582 | 776.8059 | 912.2042 | 776.8059 | 1037 | 776.8059 | 912.2042 | 963.2653 | 215.1582 | 2994 | 1367 | 8168 | 8349 | 5133 | 3271 | 4801 | 7665 | 850.6753 | 918.8975 | 990.4762 | 576.2606
| 1038 | 728.2217 | 685.0579 | 889.5595 | 685.0579 | 685.0579 | 889.5595 | 685.0579 | 685.0579 | 889.5595 | 685.0579 | 965.9864 | 190.4165 | 685.0579 | 889.5595 | 685.0579 | 1038 | 685.0579 | 889.5595 | 965.9864 | 190.4165 | 6733 | 2874 | 7954 | 8623 | 7078 | 4503 | 4682 | 5974 | 850.5791 | 918.7661 | 990.4762 | 576.2606
| 1039 | 690.362 | 624.5975 | 879.8556 | 624.5975 | 624.5975 | 879.8556 | 624.5975 | 624.5975 | 879.8556 | 624.5975 | 957.8231 | 191.0429 | 624.5975 | 879.8556 | 624.5975 | 1039 | 624.5975 | 879.8556 | 957.8231 | 191.0429 | 8335 | 3614 | 8390 | 8621 | 5397 | 7191 | 4633 | 2321 | 850.5791 | 918.7532 | 990.4762 | 576.2606
| 1040 | 701.0805 | 643.6295 | 869.0569 | 643.6295 | 643.6295 | 869.0569 | 643.6295 | 643.6295 | 869.0569 | 643.6295 | 945.5782 | 244.2844 | 643.6295 | 869.0569 | 643.6295 | 1040 | 643.6295 | 869.0569 | 945.5782 | 244.2844 | 7980 | 4325 | 8649 | 7655 | 3981 | 3578 | 4514 | 830 | 850.5791 | 918.7304 | 990.4762 | 576.2606
| 1041 | 699.0823 | 638.9196 | 813.7197 | 638.9196 | 638.9196 | 813.7197 | 638.9196 | 638.9196 | 813.7197 | 638.9196 | 967.3469 | 453.5703 | 638.9196 | 813.7197 | 638.9196 | 1041 | 638.9196 | 813.7197 | 967.3469 | 453.5703 | 8067 | 6953 | 7734 | 2603 | 1031 | 4088 | 4465 | 5662 | 850.5311 | 918.683 | 990.4762 | 575.6342
| 1042 | 708.6683 | 655.885 | 823.1218 | 655.885 | 655.885 | 823.1218 | 655.885 | 655.885 | 823.1218 | 655.885 | 964.6259 | 417.1625 | 655.885 | 823.1218 | 655.885 | 1042 | 655.885 | 823.1218 | 964.6259 | 417.1625 | 7698 | 6791 | 8025 | 3206 | 8392 | 2870 | 4346 | 5459 | 850.483 | 918.668 | 990.4762 | 575.6342
| 1043 | 705.8691 | 653.2417 | 831.7896 | 653.2417 | 653.2417 | 831.7896 | 653.2417 | 653.2417 | 831.7896 | 653.2417 | 967.3469 | 361.7288 | 653.2417 | 831.7896 | 653.2417 | 1043 | 653.2417 | 831.7896 | 967.3469 | 361.7288 | 7766 | 6559 | 7733 | 4239 | 8250 | 1803 | 4297 | 4317 | 850.435 | 918.56 | 990.4762 | 575.6342
| 1044 | 724.249 | 681.1169 | 833.9286 | 681.1169 | 681.1169 | 833.9286 | 681.1169 | 681.1169 | 833.9286 | 681.1169 | 978.2313 | 376.6051 | 681.1169 | 833.9286 | 681.1169 | 1044 | 681.1169 | 833.9286 | 978.2313 | 376.6051 | 6902 | 6470 | 4773 | 3929 | 2563 | 4610 | 4178 | 6835 | 850.435 | 918.5573 | 990.4762 | 575.321
| 1045 | 752.8665 | 724.0352 | 851.9775 | 724.0352 | 724.0352 | 851.9775 | 724.0352 | 724.0352 | 851.9775 | 724.0352 | 970.068 | 369.8716 | 724.0352 | 851.9775 | 724.0352 | 1045 | 724.0352 | 851.9775 | 970.068 | 369.8716 | 5058 | 5494 | 7254 | 4071 | 3547 | 4366 | 4129 | 5798 | 850.3388 | 918.5573 | 990.4762 | 575.321
| 1046 | 778.0141 | 740.7603 | 867.6279 | 740.7603 | 740.7603 | 867.6279 | 740.7603 | 740.7603 | 867.6279 | 740.7603 | 974.1497 | 521.4532 | 740.7603 | 867.6279 | 740.7603 | 1046 | 740.7603 | 867.6279 | 974.1497 | 521.4532 | 4358 | 4428 | 6053 | 1625 | 1247 | 3343 | 4010 | 2539 | 850.2427 | 918.5561 | 990.4762 | 575.321
| 1047 | 778.3983 | 731.052 | 870.1733 | 731.052 | 731.052 | 870.1733 | 731.052 | 731.052 | 870.1733 | 731.052 | 972.7891 | 595.678 | 731.052 | 870.1733 | 731.052 | 1047 | 731.0521 | 870.1733 | 972.7891 | 595.678 | 4781 | 4271 | 6472 | 877 | 3359 | 7985 | 3961 | 6686 | 850.1946 | 918.54 | 990.4762 | 575.0078
| 1048 | 775.6638 | 729.7544 | 890.3419 | 729.7544 | 729.7544 | 890.3419 | 729.7544 | 729.7544 | 890.3419 | 729.7544 | 970.068 | 489.8215 | 729.7544 | 890.3419 | 729.7544 | 1048 | 729.7544 | 890.3419 | 970.068 | 489.8215 | 4830 | 2822 | 7253 | 2018 | 1892 | 1723 | 3842 | 4056 | 850.1466 | 918.5364 | 990.4762 | 575.0078
| 1049 | 786.3682 | 751.9104 | 891.5819 | 751.9104 | 751.9104 | 891.5819 | 751.9104 | 751.9104 | 891.5819 | 751.9104 | 976.8707 | 450.6733 | 751.9104 | 891.5819 | 751.9104 | 1049 | 751.9104 | 891.5819 | 976.8707 | 450.6733 | 3946 | 2736 | 5216 | 2656 | 2857 | 3022 | 3793 | 2583 | 850.0024 | 918.5311 | 990.4762 | 575.0078
| 1050 | 787.8566 | 765.2232 | 895.8467 | 765.2232 | 765.2232 | 895.8467 | 765.2232 | 765.2232 | 895.8467 | 765.2232 | 976.8707 | 347.9486 | 765.2232 | 895.8467 | 765.2232 | 1050 | 765.2232 | 895.8467 | 976.8707 | 347.9486 | 3462 | 2403 | 5215 | 4503 | 2519 | 1518 | 3674 | 6031 | 849.9063 | 918.5289 | 990.4762 | 574.6947
| 1051 | 799.2955 | 803.1912 | 866.3018 | 803.1912 | 803.1912 | 866.3018 | 803.1912 | 803.1912 | 866.3018 | 803.1912 | 956.4626 | 342.9377 | 803.1912 | 866.3018 | 803.1912 | 1051 | 803.1912 | 866.3018 | 956.4626 | 342.9377 | 2120 | 4524 | 8488 | 4595 | 8592 | 3220 | 3625 | 3117 | 849.8582 | 918.5231 | 990.4762 | 574.6946
| 1052 | 783.4375 | 781.2275 | 874.004 | 781.2275 | 781.2275 | 874.004 | 781.2275 | 781.2275 | 874.004 | 781.2275 | 971.4286 | 250.8613 | 781.2275 | 874.004 | 781.2275 | 1052 | 781.2275 | 874.004 | 971.4286 | 250.8613 | 2830 | 4029 | 6844 | 7434 | 7006 | 4258 | 3506 | 6677 | 849.666 | 918.4915 | 990.4762 | 574.3815
| 1053 | 851.5203 | 906.618 | 868.1653 | 906.618 | 906.618 | 868.1653 | 906.618 | 906.618 | 868.1653 | 906.618 | 975.5102 | 220.1691 | 906.618 | 868.1653 | 906.618 | 1053 | 906.618 | 868.1653 | 975.5102 | 220.1691 | 423 | 4398 | 5635 | 8280 | 2014 | 3419 | 3457 | 4498 | 849.666 | 918.4903 | 990.4762 | 574.3815
| 1054 | 849.9415 | 898.9763 | 872.5935 | 898.9763 | 898.9763 | 872.5935 | 898.9763 | 898.9763 | 872.5935 | 898.9763 | 983.6735 | 233.3229 | 898.9763 | 872.5935 | 898.9763 | 1054 | 898.9763 | 872.5935 | 983.6735 | 233.3229 | 490 | 4106 | 2997 | 7979 | 5660 | 4079 | 3338 | 1931 | 849.6179 | 918.4805 | 990.4762 | 574.3815
| 1055 | 827.3594 | 855.5774 | 880.1973 | 855.5774 | 855.5774 | 880.1973 | 855.5774 | 855.5774 | 880.1973 | 855.5774 | 983.6735 | 233.9493 | 855.5774 | 880.1973 | 855.5774 | 1055 | 855.5775 | 880.1973 | 983.6735 | 233.9493 | 979 | 3591 | 2996 | 7962 | 1555 | 7079 | 3289 | 7162 | 849.6179 | 918.4746 | 990.4762 | 574.0683
| 1056 | 811.1032 | 823.1845 | 888.2481 | 823.1845 | 823.1845 | 888.2481 | 823.1845 | 823.1845 | 888.2481 | 823.1845 | 975.5102 | 241.4657 | 823.1845 | 888.2481 | 823.1845 | 1056 | 823.1845 | 888.2481 | 975.5102 | 241.4657 | 1551 | 2977 | 5634 | 7753 | 8488 | 1103 | 3170 | 5970 | 849.5699 | 918.4352 | 990.4762 | 574.0683
| 1057 | 793.3731 | 791.8008 | 889.7727 | 791.8008 | 791.8008 | 889.7727 | 791.8008 | 791.8008 | 889.7727 | 791.8008 | 970.068 | 243.658 | 791.8008 | 889.7727 | 791.8008 | 1057 | 791.8008 | 889.7727 | 970.068 | 243.658 | 2487 | 2864 | 7252 | 7685 | 5827 | 8099 | 3121 | 4270 | 849.5218 | 918.3991 | 990.4762 | 574.0683
| 1058 | 764.614 | 743.7881 | 886.2886 | 743.7881 | 743.7881 | 886.2886 | 743.7881 | 743.7881 | 886.2886 | 743.7881 | 971.4286 | 237.7075 | 743.7881 | 886.2886 | 743.7881 | 1058 | 743.7881 | 886.2886 | 971.4286 | 237.7075 | 4243 | 3132 | 6843 | 7859 | 1224 | 563 | 3002 | 3291 | 849.4737 | 918.3991 | 990.4762 | 574.0683
| 1059 | 780.6164 | 774.2587 | 880.8104 | 774.2587 | 774.2587 | 880.8104 | 774.2587 | 774.2587 | 880.8104 | 774.2587 | 967.3469 | 243.9712 | 774.2587 | 880.8104 | 774.2587 | 1059 | 774.2587 | 880.8104 | 967.3469 | 243.9712 | 3091 | 3548 | 7732 | 7667 | 7270 | 3692 | 2953 | 3159 | 849.4257 | 918.3531 | 990.4762 | 574.0683
| 1060 | 777.9164 | 767.9146 | 881.2517 | 767.9146 | 767.9146 | 881.2517 | 767.9146 | 767.9146 | 881.2517 | 767.9146 | 974.1497 | 248.3558 | 767.9146 | 881.2517 | 767.9146 | 1060 | 767.9146 | 881.2517 | 974.1497 | 248.3558 | 3358 | 3527 | 6052 | 7532 | 3357 | 1544 | 2834 | 3490 | 849.3776 | 918.3238 | 990.4762 | 573.99
| 1061 | 772.9536 | 767.8666 | 867.2396 | 767.8666 | 767.8666 | 867.2396 | 767.8666 | 767.8666 | 867.2396 | 767.8666 | 975.5102 | 233.9493 | 767.8666 | 867.2396 | 767.8666 | 1061 | 767.8666 | 867.2396 | 975.5102 | 233.9493 | 3364 | 4461 | 5633 | 7961 | 3283 | 3212 | 2785 | 6858 | 849.3296 | 918.3217 | 990.4762 | 573.7551
| 1062 | 789.2021 | 791.176 | 875.6844 | 791.176 | 791.176 | 875.6844 | 791.176 | 791.176 | 875.6844 | 791.176 | 983.6735 | 233.0097 | 791.176 | 875.6844 | 791.176 | 1062 | 791.176 | 875.6844 | 983.6735 | 233.0097 | 2509 | 3909 | 2995 | 7987 | 5300 | 3607 | 2666 | 3343 | 849.2815 | 918.259 | 990.4762 | 573.7551
| 1063 | 756.2275 | 734.2721 | 875.439 | 734.2721 | 734.2721 | 875.439 | 734.2721 | 734.2721 | 875.439 | 734.2721 | 982.3129 | 228.9383 | 734.2721 | 875.439 | 734.2721 | 1063 | 734.2721 | 875.439 | 982.3129 | 228.9383 | 4634 | 3936 | 3538 | 8086 | 7774 | 2945 | 2617 | 3302 | 849.2334 | 918.259 | 990.4762 | 573.7551
| 1064 | 757.1014 | 730.7156 | 880.798 | 730.7156 | 730.7156 | 880.798 | 730.7156 | 730.7156 | 880.798 | 730.7156 | 978.2313 | 252.2706 | 730.7156 | 880.798 | 730.7156 | 1064 | 730.7156 | 880.798 | 978.2313 | 252.2706 | 4793 | 3550 | 4772 | 7378 | 5851 | 2344 | 2498 | 4316 | 849.1373 | 918.2518 | 990.4762 | 573.4419
| 1065 | 749.2459 | 706.6372 | 858.9728 | 706.6372 | 706.6372 | 858.9728 | 706.6372 | 706.6372 | 858.9728 | 706.6372 | 982.3129 | 418.1412 | 706.6372 | 858.9728 | 706.6372 | 1065 | 706.6372 | 858.9728 | 982.3129 | 418.1412 | 5796 | 5064 | 3537 | 3180 | 1556 | 4323 | 2449 | 3711 | 849.1373 | 918.1856 | 990.4762 | 573.4419
| 1066 | 728.9955 | 685.0579 | 875.2645 | 685.0579 | 685.0579 | 875.2645 | 685.0579 | 685.0579 | 875.2645 | 685.0579 | 986.3946 | 238.0207 | 685.0579 | 875.2645 | 685.0579 | 1066 | 685.0579 | 875.2645 | 986.3946 | 238.0207 | 6732 | 3955 | 2041 | 7851 | 718 | 3935 | 2330 | 3563 | 849.0892 | 918.1825 | 990.4762 | 573.4419
| 1067 | 726.4956 | 682.2223 | 872.8933 | 682.2223 | 682.2223 | 872.8933 | 682.2223 | 682.2223 | 872.8933 | 682.2223 | 982.3129 | 239.2734 | 682.2223 | 872.8933 | 682.2223 | 1067 | 682.2223 | 872.8933 | 982.3129 | 239.2734 | 6859 | 4084 | 3536 | 7816 | 6740 | 3234 | 2281 | 6506 | 849.0412 | 918.1767 | 990.4762 | 573.1287
| 1068 | 734.8535 | 692.0748 | 880.0164 | 692.0748 | 692.0748 | 880.0164 | 692.0748 | 692.0748 | 880.0164 | 692.0748 | 978.2313 | 253.0536 | 692.0748 | 880.0164 | 692.0748 | 1068 | 692.0748 | 880.0164 | 978.2313 | 253.0536 | 6419 | 3603 | 4771 | 7347 | 1494 | 1339 | 2162 | 4702 | 849.0412 | 918.1568 | 990.4762 | 573.1287
| 1069 | 716.0341 | 662.8538 | 873.9459 | 662.8538 | 662.8538 | 873.9459 | 662.8538 | 662.8538 | 873.9459 | 662.8538 | 980.9524 | 244.9107 | 662.8538 | 873.9459 | 662.8538 | 1069 | 662.8538 | 873.9459 | 980.9524 | 244.9107 | 7508 | 4033 | 3965 | 7640 | 2111 | 1911 | 2113 | 4462 | 848.9451 | 918.1109 | 990.4762 | 573.1287
| 1070 | 715.0224 | 665.9778 | 870.3425 | 665.9778 | 665.9778 | 870.3425 | 665.9778 | 665.9778 | 870.3425 | 665.9778 | 980.9524 | 220.1691 | 665.9778 | 870.3425 | 665.9778 | 1070 | 665.9778 | 870.3425 | 980.9524 | 220.1691 | 7404 | 4260 | 3964 | 8279 | 7705 | 3950 | 1994 | 6381 | 848.849 | 918.0952 | 990.4762 | 572.8155
| 1071 | 737.8033 | 699.332 | 883.059 | 699.332 | 699.332 | 883.059 | 699.332 | 699.332 | 883.059 | 699.332 | 972.7891 | 229.5647 | 699.332 | 883.059 | 699.332 | 1071 | 699.332 | 883.059 | 972.7891 | 229.5647 | 6117 | 3391 | 6471 | 8077 | 6836 | 3340 | 1945 | 6191 | 848.849 | 918.0901 | 990.4762 | 572.8155
| 1072 | 763.849 | 749.3632 | 870.6578 | 749.3632 | 749.3632 | 870.6578 | 749.3632 | 749.3632 | 870.6578 | 749.3632 | 975.5102 | 240.8393 | 749.3632 | 870.6578 | 749.3632 | 1072 | 749.3632 | 870.6578 | 975.5102 | 240.8393 | 4029 | 4234 | 5632 | 7771 | 2640 | 1215 | 1826 | 5612 | 848.8489 | 918.0886 | 990.4762 | 572.1892
| 1073 | 750.8679 | 719.0849 | 886.4017 | 719.0849 | 719.0849 | 886.4017 | 719.0849 | 719.0849 | 886.4017 | 719.0849 | 983.6735 | 230.191 | 719.0849 | 886.4017 | 719.0849 | 1073 | 719.0849 | 886.4017 | 983.6735 | 230.191 | 5268 | 3125 | 2994 | 8059 | 2395 | 1260 | 1777 | 4980 | 848.8489 | 918.0654 | 990.4762 | 572.1892
| 1074 | 777.6818 | 771.9037 | 879.7907 | 771.9037 | 771.9037 | 879.7907 | 771.9037 | 771.9037 | 879.7907 | 771.9037 | 967.3469 | 225.8065 | 771.9037 | 879.7907 | 771.9037 | 1074 | 771.9037 | 879.7907 | 967.3469 | 225.8065 | 3187 | 3615 | 7731 | 8165 | 7775 | 2347 | 1658 | 2247 | 848.8009 | 918.0563 | 990.4762 | 572.1892
| 1075 | 848.463 | 881.0977 | 873.5163 | 881.0977 | 881.0977 | 873.5163 | 881.0977 | 881.0977 | 873.5163 | 881.0977 | 980.9524 | 354.6821 | 881.0977 | 873.5163 | 881.0977 | 1075 | 881.0977 | 873.5163 | 980.9524 | 354.6821 | 675 | 4057 | 3963 | 4362 | 1872 | 3116 | 1609 | 6953 | 848.8009 | 918.0483 | 990.4762 | 571.876
| 1076 | 842.708 | 877.9257 | 885.3306 | 877.9257 | 877.9257 | 885.3306 | 877.9257 | 877.9257 | 885.3306 | 877.9257 | 986.3946 | 246.7899 | 877.9257 | 885.3306 | 877.9257 | 1076 | 877.9257 | 885.3306 | 986.3946 | 246.7899 | 711 | 3230 | 2040 | 7577 | 8010 | 1117 | 1490 | 5846 | 848.7048 | 918.0309 | 990.4762 | 571.876
| 1077 | 870.3007 | 919.0657 | 893.912 | 919.0657 | 919.0657 | 893.912 | 919.0657 | 919.0657 | 893.912 | 919.0657 | 982.3129 | 273.7238 | 919.0657 | 893.912 | 919.0657 | 1077 | 919.0657 | 893.912 | 982.3129 | 273.7238 | 320 | 2544 | 3535 | 6619 | 3694 | 3104 | 1441 | 4785 | 848.7048 | 917.9863 | 990.4762 | 571.876
| 1078 | 840.4636 | 871.4856 | 893.4705 | 871.4856 | 871.4856 | 893.4705 | 871.4856 | 871.4856 | 893.4705 | 871.4856 | 971.4286 | 249.2953 | 871.4856 | 893.4705 | 871.4856 | 1078 | 871.4856 | 893.4705 | 971.4286 | 249.2953 | 800 | 2593 | 6842 | 7494 | 1032 | 4110 | 1322 | 4656 | 848.5606 | 917.9845 | 990.4762 | 571.876
| 1079 | 821.4695 | 842.5049 | 884.0566 | 842.5049 | 842.5049 | 884.0566 | 842.5049 | 842.5049 | 884.0566 | 842.5049 | 985.034 | 239.2734 | 842.5049 | 884.0566 | 842.5049 | 1079 | 842.5049 | 884.0566 | 985.034 | 239.2734 | 1186 | 3320 | 2360 | 7815 | 2182 | 3664 | 1273 | 3773 | 848.4645 | 917.9845 | 990.4762 | 571.876
| 1080 | 799.7169 | 800.7882 | 889.1881 | 800.7882 | 800.7882 | 889.1881 | 800.7882 | 800.7882 | 889.1881 | 800.7882 | 987.7551 | 245.2239 | 800.7882 | 889.1881 | 800.7882 | 1080 | 800.7882 | 889.1881 | 987.7551 | 245.2239 | 2185 | 2903 | 1677 | 7626 | 2517 | 2357 | 1154 | 3372 | 848.4164 | 917.9821 | 990.4762 | 571.876
| 1081 | 802.2667 | 799.1061 | 902.8075 | 799.1061 | 799.1061 | 902.8075 | 799.1061 | 799.1061 | 902.8075 | 799.1061 | 987.7551 | 239.8998 | 799.1061 | 902.8075 | 799.1061 | 1081 | 799.1061 | 902.8075 | 987.7551 | 239.8998 | 2237 | 1913 | 1676 | 7797 | 6163 | 3880 | 1105 | 2326 | 848.3683 | 917.9769 | 990.4762 | 571.876
| 1082 | 790.8603 | 783.5824 | 892.4397 | 783.5824 | 783.5824 | 892.4397 | 783.5824 | 783.5824 | 892.4397 | 783.5824 | 995.9184 | 237.7075 | 783.5824 | 892.4397 | 783.5824 | 1082 | 783.5824 | 892.4397 | 995.9184 | 237.7075 | 2743 | 2680 | 392 | 7858 | 1893 | 3479 | 986 | 1905 | 848.2242 | 917.9718 | 990.4762 | 571.876
| 1083 | 785.835 | 774.499 | 890.6963 | 774.499 | 774.499 | 890.6963 | 774.499 | 774.499 | 890.6963 | 774.499 | 994.5578 | 248.3558 | 774.499 | 890.6963 | 774.499 | 1083 | 774.499 | 890.6963 | 994.5578 | 248.3558 | 3080 | 2799 | 554 | 7531 | 7512 | 8264 | 937 | 3519 | 848.128 | 917.958 | 990.4762 | 571.6411
| 1084 | 788.4549 | 777.0462 | 895.7649 | 777.0462 | 777.0462 | 895.7649 | 777.0462 | 777.0462 | 895.7649 | 777.0462 | 991.8367 | 247.103 | 777.0462 | 895.7649 | 777.0462 | 1084 | 777.0462 | 895.7649 | 991.8367 | 247.103 | 2981 | 2410 | 958 | 7568 | 3379 | 8034 | 818 | 6801 | 848.128 | 917.958 | 990.4762 | 571.5628
| 1085 | 784.1241 | 774.3067 | 885.6946 | 774.3067 | 774.3067 | 885.6946 | 774.3067 | 774.3067 | 885.6946 | 774.3067 | 991.8367 | 248.669 | 774.3067 | 885.6946 | 774.3067 | 1085 | 774.3067 | 885.6946 | 991.8367 | 248.669 | 3087 | 3190 | 957 | 7514 | 456 | 498 | 769 | 3206 | 848.128 | 917.958 | 990.4762 | 571.5628
| 1086 | 822.6531 | 831.4029 | 901.6097 | 831.4029 | 831.4029 | 901.6097 | 831.4029 | 831.4029 | 901.6097 | 831.4029 | 982.3129 | 277.1688 | 831.4029 | 901.6097 | 831.4029 | 1086 | 831.4029 | 901.6097 | 982.3129 | 277.1688 | 1385 | 1992 | 3534 | 6489 | 7698 | 4001 | 650 | 3995 | 847.9839 | 917.9237 | 990.4762 | 571.2496
| 1087 | 792.0686 | 781.3717 | 901.6267 | 781.3717 | 781.3717 | 901.6267 | 781.3717 | 781.3717 | 901.6267 | 781.3717 | 972.7891 | 258.6909 | 781.3717 | 901.6267 | 781.3717 | 1087 | 781.3717 | 901.6267 | 972.7891 | 258.6909 | 2826 | 1990 | 6470 | 7162 | 2153 | 3520 | 601 | 3627 | 847.9839 | 917.9225 | 990.4762 | 571.2496
| 1088 | 783.4346 | 761.09 | 908.1781 | 761.09 | 761.09 | 908.1781 | 761.09 | 761.09 | 908.1781 | 761.09 | 986.3946 | 260.2568 | 761.09 | 908.1781 | 761.09 | 1088 | 761.09 | 908.1781 | 986.3946 | 260.2568 | 3594 | 1592 | 2039 | 7090 | 8393 | 4159 | 482 | 3587 | 847.6474 | 917.887 | 990.4762 | 571.2496
| 1089 | 796.5814 | 770.4619 | 911.6373 | 770.4619 | 770.4619 | 911.6373 | 770.4619 | 770.4619 | 911.6373 | 770.4619 | 959.1837 | 382.7122 | 770.4619 | 911.6373 | 770.4619 | 1089 | 770.4619 | 911.6373 | 959.1837 | 382.7122 | 3251 | 1389 | 8338 | 3801 | 3956 | 8502 | 433 | 3367 | 847.6474 | 917.8758 | 990.4762 | 571.2496
| 1090 | 795.19 | 771.1828 | 868.7239 | 771.1828 | 771.1828 | 868.7239 | 771.1828 | 771.1828 | 868.7239 | 771.1828 | 976.8707 | 511.4313 | 771.1828 | 868.7239 | 771.1828 | 1090 | 771.1828 | 868.7239 | 976.8707 | 511.4313 | 3219 | 4357 | 5214 | 1752 | 2136 | 8056 | 314 | 4522 | 847.6474 | 917.8758 | 990.4762 | 571.093
| 1091 | 798.9008 | 763.3489 | 872.0063 | 763.3489 | 763.3489 | 872.0063 | 763.3489 | 763.3489 | 872.0063 | 763.3489 | 985.034 | 604.7604 | 763.3489 | 872.0063 | 763.3489 | 1091 | 763.3489 | 872.0063 | 985.034 | 604.7604 | 3512 | 4148 | 2359 | 800 | 1750 | 520 | 265 | 4147 | 847.6474 | 917.8758 | 990.4762 | 570.9364
| 1092 | 808.5146 | 782.7654 | 879.0334 | 782.7654 | 782.7654 | 879.0334 | 782.7654 | 782.7654 | 879.0334 | 782.7654 | 989.1156 | 551.8321 | 782.7654 | 879.0334 | 782.7654 | 1092 | 782.7654 | 879.0334 | 989.1156 | 551.8321 | 2772 | 3668 | 1324 | 1286 | 3307 | 4054 | 146 | 5959 | 847.5994 | 917.869 | 990.4762 | 570.6232
| 1093 | 789.2206 | 755.6592 | 900.456 | 755.6592 | 755.6592 | 900.456 | 755.6592 | 755.6592 | 900.456 | 755.6592 | 986.3946 | 415.5966 | 755.6592 | 900.456 | 755.6592 | 1093 | 755.6592 | 900.456 | 986.3946 | 415.5966 | 3800 | 2084 | 2038 | 3230 | 2156 | 3193 | 97 | 5318 | 847.4552 | 917.867 | 990.4762 | 570.6232
| 1094 | 808.6722 | 772.1921 | 891.4441 | 772.1921 | 772.1921 | 891.4441 | 772.1921 | 772.1921 | 891.4441 | 772.1921 | 983.6735 | 594.4253 | 772.1921 | 891.4441 | 772.1921 | 1094 | 772.1921 | 891.4441 | 983.6735 | 594.4253 | 3173 | 2746 | 2993 | 885 | 8418 | 3118 | 8737 | 3311 | 847.4071 | 917.8448 | 989.1157 | 570.6232
| 1095 | 823.3388 | 780.7469 | 897.6349 | 780.7469 | 780.7469 | 897.6349 | 780.7469 | 780.7469 | 897.6349 | 780.7469 | 987.7551 | 702.4742 | 780.7469 | 897.6349 | 780.7469 | 1095 | 780.7469 | 897.6349 | 987.7551 | 702.4742 | 2848 | 2279 | 1675 | 278 | 8446 | 7553 | 8729 | 946 | 847.3591 | 917.8322 | 989.1157 | 570.6232
| 1096 | 816.1188 | 793.1465 | 886.1656 | 793.1465 | 793.1465 | 886.1656 | 793.1465 | 793.1465 | 886.1656 | 793.1465 | 987.7551 | 548.0739 | 793.1465 | 886.1656 | 793.1465 | 1096 | 793.1465 | 886.1656 | 987.7551 | 548.0739 | 2441 | 3137 | 1674 | 1321 | 6259 | 2964 | 8686 | 3709 | 847.3591 | 917.8301 | 989.1157 | 570.4666
| 1097 | 832.1528 | 795.1651 | 923.2069 | 795.1651 | 795.1651 | 923.2069 | 795.1651 | 795.1651 | 923.2069 | 795.1651 | 1000 | 595.9912 | 795.1651 | 923.2069 | 795.1651 | 1097 | 795.1651 | 923.2069 | 1000 | 595.9912 | 2362 | 811 | 46 | 874 | 2227 | 7744 | 8669 | 6204 | 847.2629 | 917.7344 | 989.1157 | 570.3101
| 1098 | 830.4598 | 803.4315 | 916.5502 | 803.4315 | 803.4315 | 916.5502 | 803.4315 | 803.4315 | 916.5502 | 803.4315 | 980.9524 | 551.8321 | 803.4315 | 916.5502 | 803.4315 | 1098 | 803.4315 | 916.5502 | 980.9524 | 551.8321 | 2111 | 1157 | 3962 | 1285 | 2802 | 3856 | 8652 | 6201 | 847.2149 | 917.7166 | 989.1157 | 570.3101
| 1099 | 861.5037 | 882.0589 | 910.5587 | 882.0589 | 882.0589 | 910.5587 | 882.0589 | 882.0589 | 910.5587 | 882.0589 | 995.9184 | 366.4266 | 882.0589 | 910.5587 | 882.0589 | 1099 | 882.0589 | 910.5587 | 995.9184 | 366.4266 | 664 | 1455 | 391 | 4151 | 480 | 3011 | 8569 | 6199 | 847.2149 | 917.6957 | 989.1157 | 570.3101
| 1100 | 878.5048 | 909.5497 | 922.7916 | 909.5497 | 909.5497 | 922.7916 | 909.5497 | 909.5497 | 922.7916 | 909.5497 | 978.2313 | 353.2728 | 909.5497 | 922.7916 | 909.5497 | 1100 | 909.5497 | 922.7916 | 978.2313 | 353.2728 | 389 | 836 | 4770 | 4399 | 5301 | 1385 | 8561 | 6187 | 847.1188 | 917.6355 | 989.1157 | 570.3101
| 1101 | 868.095 | 902.9653 | 903.9271 | 902.9653 | 902.9653 | 903.9271 | 902.9653 | 902.9653 | 903.9271 | 902.9653 | 993.1973 | 320.7015 | 902.9653 | 903.9271 | 902.9653 | 1101 | 902.9653 | 903.9271 | 993.1973 | 320.7015 | 457 | 1861 | 709 | 5046 | 2112 | 4588 | 8518 | 5706 | 846.9746 | 917.6291 | 989.1157 | 570.3101
| 1102 | 874.7456 | 912.0488 | 909.5583 | 912.0488 | 912.0488 | 909.5583 | 912.0488 | 912.0488 | 909.5583 | 912.0488 | 994.5578 | 317.2565 | 912.0488 | 909.5583 | 912.0488 | 1102 | 912.0488 | 909.5583 | 994.5578 | 317.2565 | 359 | 1514 | 553 | 5117 | 8088 | 4358 | 8501 | 5640 | 846.9265 | 917.6291 | 989.1157 | 570.3101
| 1103 | 823.5793 | 820.8295 | 918.4352 | 820.8295 | 820.8295 | 918.4352 | 820.8295 | 820.8295 | 918.4352 | 820.8295 | 972.7891 | 316.9433 | 820.8295 | 918.4352 | 820.8295 | 1103 | 820.8295 | 918.4352 | 972.7891 | 316.9433 | 1609 | 1056 | 6469 | 5123 | 552 | 1802 | 8484 | 4012 | 846.9265 | 917.6276 | 989.1157 | 570.3101
| 1104 | 842.3986 | 856.6348 | 913.3061 | 856.6348 | 856.6348 | 913.3061 | 856.6348 | 856.6348 | 913.3061 | 856.6348 | 993.1973 | 294.0808 | 856.6348 | 913.3061 | 856.6348 | 1104 | 856.6348 | 913.3061 | 993.1973 | 294.0808 | 965 | 1298 | 708 | 5829 | 5539 | 3538 | 8401 | 3254 | 846.8785 | 917.5776 | 989.1157 | 570.3101
| 1105 | 818.4632 | 818.5707 | 907.0452 | 818.5707 | 818.5707 | 907.0452 | 818.5707 | 818.5707 | 907.0452 | 818.5707 | 990.4762 | 291.2621 | 818.5707 | 907.0452 | 818.5707 | 1105 | 818.5707 | 907.0452 | 990.4762 | 291.2621 | 1681 | 1672 | 1081 | 5919 | 2615 | 3470 | 8393 | 7622 | 846.8785 | 917.5583 | 989.1157 | 569.9969
| 1106 | 809.7374 | 804.5369 | 903.158 | 804.5369 | 804.5369 | 903.158 | 804.5369 | 804.5369 | 903.158 | 804.5369 | 998.6395 | 288.7567 | 804.5369 | 903.158 | 804.5369 | 1106 | 804.5369 | 903.158 | 998.6395 | 288.7567 | 2079 | 1900 | 144 | 6021 | 7606 | 1291 | 8350 | 6852 | 846.8304 | 917.5185 | 989.1157 | 569.9969
| 1107 | 806.2716 | 793.0985 | 916.9337 | 793.0985 | 793.0985 | 916.9337 | 793.0985 | 793.0985 | 916.9337 | 793.0985 | 995.9184 | 279.3611 | 793.0985 | 916.9337 | 793.0985 | 1107 | 793.0985 | 916.9337 | 995.9184 | 279.3611 | 2444 | 1134 | 390 | 6397 | 5732 | 4513 | 8333 | 5519 | 846.7823 | 917.465 | 989.1157 | 569.9969
| 1108 | 797.0298 | 781.9003 | 907.4075 | 781.9003 | 781.9003 | 907.4075 | 781.9003 | 781.9003 | 907.4075 | 781.9003 | 986.3946 | 287.1907 | 781.9003 | 907.4075 | 781.9003 | 1108 | 781.9003 | 907.4075 | 986.3946 | 287.1907 | 2806 | 1654 | 2037 | 6079 | 2762 | 3683 | 8316 | 4335 | 846.7823 | 917.437 | 989.1157 | 569.9969
| 1109 | 805.7924 | 793.9155 | 916.4976 | 793.9155 | 793.9155 | 916.4976 | 793.9155 | 793.9155 | 916.4976 | 793.9155 | 989.1156 | 274.6633 | 793.9155 | 916.4976 | 793.9155 | 1109 | 793.9155 | 916.4976 | 989.1156 | 274.6633 | 2407 | 1161 | 1323 | 6594 | 1332 | 4152 | 8233 | 4176 | 846.6382 | 917.4158 | 989.1157 | 569.9969
| 1110 | 821.3977 | 827.7022 | 899.7282 | 827.7022 | 827.7022 | 899.7282 | 827.7022 | 827.7022 | 899.7282 | 827.7022 | 995.9184 | 283.1193 | 827.7022 | 899.7282 | 827.7022 | 1110 | 827.7022 | 899.7282 | 995.9184 | 283.1193 | 1455 | 2132 | 389 | 6255 | 7631 | 4136 | 8209 | 2252 | 846.542 | 917.4074 | 989.1157 | 569.9969
| 1111 | 787.061 | 770.3657 | 900.9173 | 770.3657 | 770.3657 | 900.9173 | 770.3657 | 770.3657 | 900.9173 | 770.3657 | 974.1497 | 278.1084 | 770.3657 | 900.9173 | 770.3657 | 1111 | 770.3657 | 900.9173 | 974.1497 | 278.1084 | 3254 | 2045 | 6051 | 6462 | 1638 | 4086 | 8201 | 7386 | 846.542 | 917.406 | 989.1157 | 569.6837
| 1112 | 803.4245 | 780.1221 | 922.9319 | 780.1221 | 780.1221 | 922.9319 | 780.1221 | 780.1221 | 922.9319 | 780.1221 | 986.3946 | 328.8443 | 780.1221 | 922.9319 | 780.1221 | 1112 | 780.1221 | 922.9319 | 986.3946 | 328.8443 | 2868 | 830 | 2036 | 4860 | 3767 | 3550 | 8158 | 3204 | 846.4459 | 917.3877 | 989.1157 | 569.6837
| 1113 | 829.3841 | 785.3607 | 936.1376 | 785.3607 | 785.3607 | 936.1376 | 785.3607 | 785.3607 | 936.1376 | 785.3607 | 982.3129 | 601.6286 | 785.3607 | 936.1376 | 785.3607 | 1113 | 785.3607 | 936.1376 | 982.3129 | 601.6286 | 2691 | 332 | 3533 | 827 | 983 | 3248 | 8141 | 330 | 846.4459 | 917.3498 | 989.1157 | 569.6837
| 1114 | 810.8905 | 772.4324 | 909.8186 | 772.4324 | 772.4324 | 909.8186 | 772.4324 | 772.4324 | 909.8186 | 772.4324 | 985.034 | 548.7003 | 772.4324 | 909.8186 | 772.4324 | 1114 | 772.4324 | 909.8186 | 985.034 | 548.7003 | 3165 | 1501 | 2358 | 1316 | 3310 | 1193 | 8124 | 5242 | 846.3979 | 917.3234 | 989.1157 | 569.3705
| 1115 | 810.1271 | 775.7966 | 925.9772 | 775.7966 | 775.7966 | 925.9772 | 775.7966 | 775.7966 | 925.9772 | 775.7966 | 971.4286 | 460.0689 | 775.7966 | 925.9772 | 775.7966 | 1115 | 775.7966 | 925.9772 | 971.4286 | 460.0689 | 3046 | 684 | 6841 | 2485 | 2760 | 3481 | 8041 | 4897 | 846.3498 | 917.3187 | 989.1157 | 569.0573
| 1116 | 803.5731 | 793.4349 | 846.5265 | 793.4349 | 793.4349 | 846.5265 | 793.4349 | 793.4349 | 846.5265 | 793.4349 | 956.4626 | 559.9749 | 793.4349 | 846.5265 | 793.4349 | 1116 | 793.4349 | 846.5265 | 956.4626 | 559.9749 | 2433 | 5863 | 8487 | 1196 | 5229 | 1295 | 8033 | 5050 | 846.0614 | 917.2873 | 989.1157 | 568.7441
| 1117 | 801.9997 | 777.9593 | 918.0309 | 777.9593 | 777.9593 | 918.0309 | 777.9593 | 777.9593 | 918.0309 | 777.9593 | 963.2653 | 368.932 | 777.9593 | 918.0309 | 777.9593 | 1117 | 777.9593 | 918.0309 | 963.2653 | 368.932 | 2948 | 1076 | 8167 | 4097 | 4580 | 3256 | 8014 | 7735 | 846.0134 | 917.2799 | 989.1157 | 568.431
| 1118 | 813.028 | 786.7545 | 921.1805 | 786.7545 | 786.7545 | 921.1805 | 786.7545 | 786.7545 | 921.1805 | 786.7545 | 975.5102 | 428.124 | 786.7545 | 921.1805 | 786.7545 | 1118 | 786.7545 | 921.1805 | 975.5102 | 428.124 | 2655 | 918 | 5631 | 3032 | 8063 | 1288 | 7997 | 5958 | 845.9653 | 917.2529 | 989.1157 | 568.4309
| 1119 | 760.7587 | 682.7029 | 929.7809 | 682.7029 | 682.7029 | 929.7809 | 682.7029 | 682.7029 | 929.7809 | 682.7029 | 997.2789 | 472.5963 | 682.7029 | 929.7809 | 682.7029 | 1119 | 682.7029 | 929.7809 | 997.2789 | 472.5963 | 6847 | 531 | 202 | 2261 | 5661 | 3410 | 7980 | 3996 | 845.9653 | 917.1952 | 989.1157 | 568.4309
| 1120 | 770.7607 | 782.6212 | 741.7049 | 782.6212 | 782.6212 | 741.7049 | 782.6212 | 782.6212 | 741.7049 | 782.6212 | 985.034 | 577.8265 | 782.6212 | 741.7049 | 782.6212 | 1120 | 782.6212 | 741.7049 | 985.034 | 577.8265 | 2774 | 7568 | 2357 | 1025 | 5348 | 7983 | 7897 | 3447 | 845.9653 | 917.1909 | 989.1157 | 568.4309
| 1121 | 838.9733 | 788.8211 | 940.4544 | 788.8211 | 788.8211 | 940.4544 | 788.8211 | 788.8211 | 940.4544 | 788.8211 | 998.6395 | 674.6007 | 788.8211 | 940.4544 | 788.8211 | 1121 | 788.8211 | 940.4544 | 998.6395 | 674.6007 | 2586 | 223 | 143 | 381 | 527 | 3404 | 7889 | 4886 | 845.9653 | 917.1882 | 989.1157 | 568.1178
| 1122 | 815.4622 | 793.7713 | 901.4564 | 793.7713 | 793.7713 | 901.4564 | 793.7713 | 793.7713 | 901.4564 | 793.7713 | 953.7415 | 506.7335 | 793.7713 | 901.4564 | 793.7713 | 1122 | 793.7713 | 901.4564 | 953.7415 | 506.7335 | 2415 | 2009 | 8546 | 1806 | 5277 | 1550 | 7846 | 4546 | 845.9172 | 917.1689 | 989.1157 | 567.8046
| 1123 | 897.6763 | 940.8372 | 902.7856 | 940.8372 | 940.8372 | 902.7856 | 940.8372 | 940.8372 | 902.7856 | 940.8372 | 975.5102 | 454.1184 | 940.8372 | 902.7856 | 940.8372 | 1123 | 940.8372 | 902.7856 | 975.5102 | 454.1184 | 138 | 1914 | 5630 | 2592 | 7530 | 3539 | 7829 | 4168 | 845.725 | 917.1512 | 989.1157 | 567.8046
| 1124 | 881.354 | 945.6433 | 873.6813 | 945.6433 | 945.6433 | 873.6813 | 945.6433 | 945.6433 | 873.6813 | 945.6433 | 972.7891 | 306.295 | 945.6433 | 873.6813 | 945.6433 | 1124 | 945.6433 | 873.6813 | 972.7891 | 306.295 | 109 | 4047 | 6468 | 5429 | 3012 | 3246 | 7812 | 4626 | 845.6769 | 917.1467 | 989.1157 | 567.4914
| 1125 | 857.0959 | 895.0834 | 888.5643 | 895.0834 | 895.0834 | 888.5643 | 895.0834 | 895.0834 | 888.5643 | 895.0834 | 976.8707 | 307.5478 | 895.0834 | 888.5643 | 895.0834 | 1125 | 895.0834 | 888.5643 | 976.8707 | 307.5478 | 532 | 2962 | 5213 | 5385 | 7170 | 3905 | 7729 | 3321 | 845.5808 | 917.1182 | 989.1157 | 567.3348
| 1126 | 795.7386 | 785.8413 | 893.6211 | 785.8413 | 785.8413 | 893.6211 | 785.8413 | 785.8413 | 893.6211 | 785.8413 | 989.1156 | 290.0094 | 785.8413 | 893.6211 | 785.8413 | 1126 | 785.8413 | 893.6211 | 989.1156 | 290.0094 | 2678 | 2579 | 1322 | 5968 | 3980 | 3458 | 7721 | 4122 | 845.4847 | 917.0943 | 989.1157 | 567.1782
| 1127 | 779.0583 | 754.2173 | 898.1555 | 754.2173 | 754.2173 | 898.1555 | 754.2173 | 754.2173 | 898.1555 | 754.2173 | 978.2313 | 302.2236 | 754.2173 | 898.1555 | 754.2173 | 1127 | 754.2173 | 898.1555 | 978.2313 | 302.2236 | 3850 | 2242 | 4769 | 5570 | 6695 | 4330 | 7678 | 3786 | 845.4366 | 917.0818 | 989.1157 | 567.1782
| 1128 | 769.1781 | 742.1541 | 892.5608 | 742.1541 | 742.1541 | 892.5608 | 742.1541 | 742.1541 | 892.5608 | 742.1541 | 970.068 | 290.949 | 742.1541 | 892.5608 | 742.1541 | 1128 | 742.1541 | 892.5609 | 970.068 | 290.949 | 4317 | 2662 | 7251 | 5929 | 3001 | 4319 | 7661 | 6400 | 845.4366 | 917.0554 | 989.1157 | 566.5518
| 1129 | 809.5699 | 815.9273 | 890.2686 | 815.9273 | 815.9273 | 890.2686 | 815.9273 | 815.9273 | 890.2686 | 815.9273 | 979.5918 | 265.8941 | 815.9273 | 890.2686 | 815.9273 | 1129 | 815.9273 | 890.2686 | 979.5918 | 265.8941 | 1752 | 2825 | 4195 | 6906 | 1991 | 3196 | 7644 | 3093 | 845.4366 | 917.0421 | 989.1157 | 566.5518
| 1130 | 799.5042 | 799.9712 | 887.01 | 799.9712 | 799.9712 | 887.01 | 799.9712 | 799.9712 | 887.01 | 799.9712 | 968.7075 | 276.5424 | 799.9712 | 887.01 | 799.9712 | 1130 | 799.9712 | 887.01 | 968.7075 | 276.5424 | 2212 | 3063 | 7440 | 6520 | 7992 | 1267 | 7561 | 7287 | 845.2925 | 917.0301 | 989.1157 | 566.2387
| 1131 | 800.2616 | 805.7865 | 878.627 | 805.7865 | 805.7865 | 878.627 | 805.7865 | 805.7865 | 878.627 | 805.7865 | 974.1497 | 268.7128 | 805.7865 | 878.627 | 805.7865 | 1131 | 805.7865 | 878.627 | 974.1497 | 268.7128 | 2040 | 3699 | 6050 | 6812 | 7824 | 3509 | 7553 | 4211 | 845.2925 | 917.0097 | 989.1157 | 566.2387
| 1132 | 796.5358 | 795.8379 | 880.573 | 795.8379 | 795.8379 | 880.573 | 795.8379 | 795.8379 | 880.573 | 795.8379 | 980.9524 | 281.5534 | 795.8379 | 880.573 | 795.8379 | 1132 | 795.8379 | 880.573 | 980.9524 | 281.5534 | 2342 | 3570 | 3961 | 6311 | 8352 | 4479 | 7510 | 2412 | 845.1963 | 916.9702 | 989.1157 | 566.2386
| 1133 | 806.2546 | 809.1027 | 887.746 | 809.1027 | 809.1027 | 887.746 | 809.1027 | 809.1027 | 887.746 | 809.1027 | 980.9524 | 282.8061 | 809.1027 | 887.746 | 809.1027 | 1133 | 809.1027 | 887.746 | 980.9524 | 282.8061 | 1936 | 3009 | 3960 | 6266 | 3933 | 4329 | 7493 | 3737 | 845.1963 | 916.9639 | 989.1157 | 566.1604
| 1134 | 821.7798 | 836.6896 | 886.1493 | 836.6896 | 836.6896 | 886.1493 | 836.6896 | 836.6896 | 886.1493 | 836.6896 | 987.7551 | 279.0479 | 836.6896 | 886.1493 | 836.6896 | 1134 | 836.6896 | 886.1493 | 987.7551 | 279.0479 | 1274 | 3142 | 1673 | 6410 | 934 | 1107 | 7476 | 6861 | 845.1963 | 916.9337 | 989.1157 | 566.0821
| 1135 | 778.7983 | 763.2528 | 883.2733 | 763.2528 | 763.2528 | 883.2733 | 763.2528 | 763.2528 | 883.2733 | 763.2528 | 976.8707 | 287.1907 | 763.2528 | 883.2733 | 763.2528 | 1135 | 763.2528 | 883.2733 | 976.8707 | 287.1907 | 3515 | 3378 | 5212 | 6078 | 2903 | 7118 | 7393 | 6855 | 845.1483 | 916.932 | 989.1157 | 565.9255
| 1136 | 786.6939 | 768.4433 | 897.2112 | 768.4433 | 768.4433 | 897.2112 | 768.4433 | 768.4433 | 897.2112 | 768.4433 | 978.2313 | 299.0918 | 768.4433 | 897.2112 | 768.4433 | 1136 | 768.4433 | 897.2112 | 978.2313 | 299.0918 | 3330 | 2303 | 4768 | 5667 | 2303 | 3103 | 7385 | 6543 | 845.1483 | 916.8799 | 989.1157 | 565.9255
| 1137 | 803.4018 | 773.2013 | 861.9826 | 773.2013 | 773.2013 | 861.9826 | 773.2013 | 773.2013 | 861.9826 | 773.2013 | 971.4286 | 642.6558 | 773.2013 | 861.9826 | 773.2013 | 1137 | 773.2013 | 861.9826 | 971.4286 | 642.6558 | 3130 | 4855 | 6840 | 534 | 5276 | 4322 | 7342 | 5644 | 845.1002 | 916.8615 | 989.1157 | 565.9255
| 1138 | 799.8405 | 775.4602 | 858.448 | 775.4602 | 775.4602 | 858.448 | 775.4602 | 775.4602 | 858.448 | 775.4602 | 960.5442 | 599.7495 | 775.4602 | 858.448 | 775.4602 | 1138 | 775.4602 | 858.448 | 960.5442 | 599.7495 | 3054 | 5093 | 8279 | 838 | 2086 | 4172 | 7325 | 5611 | 845.1002 | 916.8476 | 989.1157 | 565.9255
| 1139 | 796.6254 | 789.1094 | 809.8645 | 789.1094 | 789.1094 | 809.8645 | 789.1094 | 789.1094 | 809.8645 | 789.1094 | 976.8707 | 623.5515 | 789.1094 | 809.8645 | 789.1094 | 1139 | 789.1094 | 809.8645 | 976.8707 | 623.5515 | 2576 | 7006 | 5211 | 667 | 5396 | 3554 | 7308 | 2746 | 845.0041 | 916.832 | 989.1157 | 565.6123
| 1140 | 745.4196 | 789.8303 | 652.1752 | 789.8303 | 789.8303 | 652.1752 | 789.8303 | 789.8303 | 652.1752 | 789.8303 | 967.3469 | 541.1838 | 789.8303 | 652.1752 | 789.8303 | 1140 | 789.8303 | 652.1752 | 967.3469 | 541.1838 | 2547 | 8399 | 7730 | 1393 | 2687 | 7812 | 7225 | 5964 | 845.0041 | 916.823 | 989.1157 | 565.2991
| 1141 | 734.4091 | 769.9332 | 657.4167 | 769.9332 | 769.9332 | 657.4167 | 769.9332 | 769.9332 | 657.4167 | 769.9332 | 940.1361 | 552.4585 | 769.9332 | 657.4167 | 769.9332 | 1141 | 769.9332 | 657.4167 | 940.1361 | 552.4585 | 3273 | 8373 | 8700 | 1277 | 8473 | 3100 | 7217 | 4393 | 844.8119 | 916.8199 | 989.1157 | 565.2991
| 1142 | 740.3105 | 781.7561 | 659.2237 | 781.7561 | 781.7561 | 659.2237 | 781.7561 | 781.7561 | 659.2237 | 781.7561 | 946.9388 | 526.4641 | 781.7561 | 659.2237 | 781.7561 | 1142 | 781.7561 | 659.2237 | 946.9388 | 526.4641 | 2812 | 8362 | 8597 | 1570 | 3002 | 3398 | 7174 | 3682 | 844.8118 | 916.8189 | 989.1157 | 565.2991
| 1143 | 749.1934 | 792.8582 | 653.2131 | 792.8582 | 792.8582 | 653.2131 | 792.8582 | 792.8582 | 653.2131 | 792.8582 | 979.5918 | 553.3981 | 792.8582 | 653.2131 | 792.8582 | 1143 | 792.8582 | 653.2131 | 979.5918 | 553.3981 | 2454 | 8396 | 4194 | 1268 | 3148 | 1471 | 7157 | 3613 | 844.7157 | 916.7994 | 989.1157 | 565.2991
| 1144 | 749.1577 | 808.4299 | 651.8859 | 808.4299 | 808.4299 | 651.8859 | 808.4299 | 808.4299 | 651.8859 | 808.4299 | 970.068 | 443.1569 | 808.4299 | 651.8859 | 808.4299 | 1144 | 808.4299 | 651.8859 | 970.068 | 443.1569 | 1950 | 8402 | 7250 | 2786 | 7218 | 3002 | 7140 | 2266 | 844.6677 | 916.7846 | 989.1157 | 565.2991
| 1145 | 751.8569 | 805.1137 | 663.1358 | 805.1137 | 805.1137 | 663.1358 | 805.1137 | 805.1137 | 663.1358 | 805.1137 | 972.7891 | 459.7557 | 805.1137 | 663.1358 | 805.1137 | 1145 | 805.1137 | 663.1358 | 972.7891 | 459.7557 | 2064 | 8343 | 6467 | 2488 | 5491 | 3053 | 7057 | 7217 | 844.6453 | 916.7816 | 989.1157 | 564.9859
| 1146 | 804.1388 | 808.4779 | 828.711 | 808.4779 | 808.4779 | 828.711 | 808.4779 | 808.4779 | 828.711 | 808.4779 | 986.3946 | 488.8819 | 808.4779 | 828.711 | 808.4779 | 1146 | 808.4779 | 828.711 | 986.3946 | 488.8819 | 1948 | 6658 | 2035 | 2037 | 7146 | 3693 | 7049 | 6978 | 844.6196 | 916.7732 | 989.1157 | 564.9859
| 1147 | 862.5794 | 927.1399 | 846.0488 | 927.1399 | 927.1399 | 846.0488 | 927.1399 | 927.1399 | 846.0488 | 927.1399 | 970.068 | 304.7291 | 927.1399 | 846.0488 | 927.1399 | 1147 | 927.1399 | 846.0488 | 970.068 | 304.7291 | 248 | 5892 | 7249 | 5487 | 3404 | 3331 | 7006 | 2271 | 844.3312 | 916.7541 | 989.1157 | 564.9859
| 1148 | 879.5637 | 936.1753 | 885.7441 | 936.1753 | 936.1753 | 885.7441 | 936.1753 | 936.1753 | 885.7441 | 936.1753 | 983.6735 | 297.839 | 936.1753 | 885.7441 | 936.1753 | 1148 | 936.1753 | 885.7441 | 983.6735 | 297.839 | 167 | 3182 | 2992 | 5703 | 3285 | 1783 | 6989 | 6034 | 844.2351 | 916.6857 | 989.1157 | 564.6727
| 1149 | 884.0127 | 949.1998 | 879.025 | 949.1998 | 949.1998 | 879.025 | 949.1998 | 949.1998 | 879.025 | 949.1998 | 983.6735 | 282.8061 | 949.1998 | 879.025 | 949.1998 | 1149 | 949.1998 | 879.025 | 983.6735 | 282.8061 | 98 | 3669 | 2991 | 6265 | 2856 | 2364 | 6972 | 3427 | 844.1871 | 916.6808 | 989.1157 | 564.6727
| 1150 | 871.7613 | 925.5058 | 885.4147 | 925.5058 | 925.5058 | 885.4147 | 925.5058 | 925.5058 | 885.4147 | 925.5058 | 979.5918 | 279.3611 | 925.5058 | 885.4147 | 925.5058 | 1150 | 925.5058 | 885.4147 | 979.5918 | 279.3611 | 268 | 3220 | 4193 | 6396 | 2753 | 3023 | 6889 | 2653 | 844.1871 | 916.677 | 989.1157 | 564.6727
| 1151 | 846.1141 | 879.9442 | 887.1296 | 879.9442 | 879.9442 | 887.1296 | 879.9442 | 879.9442 | 887.1296 | 879.9442 | 993.1973 | 264.3282 | 879.9442 | 887.1296 | 879.9442 | 1151 | 879.9443 | 887.1296 | 993.1973 | 264.3282 | 684 | 3053 | 707 | 6960 | 1337 | 4055 | 6881 | 2194 | 844.0909 | 916.6671 | 989.1157 | 564.6727
| 1152 | 818.4247 | 831.7874 | 886.1195 | 831.7874 | 831.7874 | 886.1195 | 831.7874 | 831.7874 | 886.1195 | 831.7874 | 982.3129 | 276.8556 | 831.7874 | 886.1195 | 831.7874 | 1152 | 831.7874 | 886.1195 | 982.3129 | 276.8556 | 1369 | 3145 | 3532 | 6503 | 5155 | 3457 | 6838 | 4906 | 843.7065 | 916.6655 | 989.1157 | 564.5161
| 1153 | 813.1071 | 828.6634 | 878.9157 | 828.6634 | 828.6634 | 878.9157 | 828.6634 | 828.6634 | 878.9157 | 828.6634 | 994.5578 | 243.9712 | 828.6634 | 878.9157 | 828.6634 | 1153 | 828.6634 | 878.9158 | 994.5578 | 243.9712 | 1438 | 3675 | 552 | 7666 | 3860 | 4590 | 6821 | 7032 | 843.7064 | 916.6513 | 989.1157 | 564.3595
| 1154 | 809.2754 | 820.4931 | 881.065 | 820.4931 | 820.4931 | 881.065 | 820.4931 | 820.4931 | 881.065 | 820.4931 | 990.4762 | 251.1744 | 820.4931 | 881.065 | 820.4931 | 1154 | 820.4931 | 881.065 | 990.4762 | 251.1744 | 1620 | 3537 | 1080 | 7424 | 3836 | 4360 | 6804 | 6805 | 843.7064 | 916.6513 | 989.1157 | 564.3595
| 1155 | 801.9513 | 814.2452 | 874.2518 | 814.2452 | 814.2452 | 874.2518 | 814.2452 | 814.2452 | 874.2518 | 814.2452 | 975.5102 | 240.8393 | 814.2452 | 874.2518 | 814.2452 | 1155 | 814.2452 | 874.2518 | 975.5102 | 240.8393 | 1793 | 4015 | 5629 | 7770 | 742 | 4135 | 6721 | 7426 | 843.7064 | 916.6223 | 989.1157 | 564.0464
| 1156 | 792.9808 | 792.9543 | 883.3203 | 792.9543 | 792.9543 | 883.3203 | 792.9543 | 792.9543 | 883.3203 | 792.9543 | 979.5918 | 245.2239 | 792.9543 | 883.3203 | 792.9543 | 1156 | 792.9543 | 883.3203 | 979.5918 | 245.2239 | 2449 | 3376 | 4192 | 7625 | 7888 | 4843 | 6713 | 7216 | 843.6584 | 916.5733 | 989.1157 | 564.0464
| 1157 | 790.2086 | 795.6457 | 865.3867 | 795.6457 | 795.6457 | 865.3867 | 795.6457 | 795.6457 | 865.3867 | 795.6457 | 985.034 | 251.1744 | 795.6457 | 865.3867 | 795.6457 | 1157 | 795.6457 | 865.3867 | 985.034 | 251.1744 | 2348 | 4606 | 2356 | 7423 | 3014 | 1098 | 6670 | 4118 | 843.5623 | 916.5502 | 989.1157 | 564.0464
| 1158 | 811.4199 | 833.037 | 872.1111 | 833.037 | 833.037 | 872.1111 | 833.037 | 833.037 | 872.1111 | 833.037 | 965.9864 | 241.1525 | 833.037 | 872.1111 | 833.037 | 1158 | 833.037 | 872.1111 | 965.9864 | 241.1525 | 1340 | 4139 | 7953 | 7761 | 8367 | 4237 | 6653 | 3484 | 843.4661 | 916.5417 | 989.1157 | 564.0464
| 1159 | 766.1813 | 755.2266 | 866.1004 | 755.2266 | 755.2266 | 866.1004 | 755.2266 | 755.2266 | 866.1004 | 755.2266 | 978.2313 | 242.0921 | 755.2266 | 866.1004 | 755.2266 | 1159 | 755.2266 | 866.1004 | 978.2313 | 242.0921 | 3812 | 4543 | 4767 | 7736 | 5203 | 7085 | 6636 | 370 | 843.4181 | 916.5156 | 989.1157 | 564.0464
| 1160 | 760.983 | 738.9821 | 873.295 | 738.9821 | 738.9821 | 873.295 | 738.9821 | 738.9821 | 873.295 | 738.9821 | 980.9524 | 267.7733 | 738.9821 | 873.295 | 738.9821 | 1160 | 738.9821 | 873.295 | 980.9524 | 267.7733 | 4427 | 4065 | 3959 | 6845 | 2540 | 4334 | 6553 | 6954 | 843.4181 | 916.506 | 989.1157 | 563.7332
| 1161 | 771.0014 | 749.5074 | 851.2655 | 749.5074 | 749.5074 | 851.2655 | 749.5074 | 749.5074 | 851.2655 | 749.5074 | 982.3129 | 410.5857 | 749.5074 | 851.2655 | 749.5074 | 1161 | 749.5074 | 851.2655 | 982.3129 | 410.5857 | 4025 | 5543 | 3531 | 3313 | 4030 | 1109 | 6545 | 6421 | 843.37 | 916.4976 | 989.1157 | 563.7332
| 1162 | 772.6639 | 755.0344 | 832.3311 | 755.0344 | 755.0344 | 832.3311 | 755.0344 | 755.0344 | 832.3311 | 755.0344 | 978.2313 | 469.4645 | 755.0344 | 832.3311 | 755.0344 | 1162 | 755.0344 | 832.3311 | 978.2313 | 469.4645 | 3821 | 6528 | 4766 | 2318 | 1464 | 2141 | 6502 | 4025 | 843.322 | 916.4899 | 989.1157 | 563.7332
| 1163 | 806.9745 | 804.4408 | 847.7356 | 804.4408 | 804.4408 | 847.7356 | 804.4408 | 804.4408 | 847.7356 | 804.4408 | 974.1497 | 497.0247 | 804.4408 | 847.7356 | 804.4408 | 1163 | 804.4408 | 847.7356 | 974.1497 | 497.0247 | 2082 | 5791 | 6049 | 1934 | 2789 | 1479 | 6485 | 2629 | 843.2739 | 916.4899 | 989.1157 | 563.7332
| 1164 | 777.494 | 725.6212 | 892.0607 | 725.6212 | 725.6212 | 892.0607 | 725.6212 | 725.6212 | 892.0607 | 725.6212 | 983.6735 | 528.0301 | 725.6212 | 892.0607 | 725.6212 | 1164 | 725.6212 | 892.0607 | 983.6735 | 528.0301 | 4987 | 2708 | 2990 | 1548 | 1873 | 3380 | 6468 | 6033 | 843.2739 | 916.3963 | 989.1157 | 563.42
| 1165 | 794.506 | 765.7038 | 885.6463 | 765.7038 | 765.7038 | 885.6463 | 765.7038 | 765.7038 | 885.6463 | 765.7038 | 965.9864 | 488.8819 | 765.7038 | 885.6463 | 765.7038 | 1165 | 765.7039 | 885.6463 | 965.9864 | 488.8819 | 3442 | 3197 | 7952 | 2036 | 3149 | 3414 | 6385 | 4782 | 843.2258 | 916.3935 | 989.1157 | 563.42
| 1166 | 791.6367 | 774.2587 | 856.9642 | 774.2587 | 774.2587 | 856.9642 | 774.2587 | 774.2587 | 856.9642 | 774.2587 | 991.8367 | 469.1513 | 774.2587 | 856.9642 | 774.2587 | 1166 | 774.2587 | 856.9642 | 991.8367 | 469.1513 | 3090 | 5189 | 956 | 2324 | 2708 | 4512 | 6377 | 4313 | 843.2258 | 916.3927 | 989.1157 | 563.42
| 1167 | 801.9756 | 770.3177 | 878.3661 | 770.3177 | 770.3177 | 878.3661 | 770.3177 | 770.3177 | 878.3661 | 770.3177 | 970.068 | 581.5847 | 770.3177 | 878.3661 | 770.3177 | 1167 | 770.3177 | 878.3661 | 970.068 | 581.5847 | 3258 | 3715 | 7248 | 998 | 2206 | 3114 | 6334 | 2292 | 843.2258 | 916.3793 | 989.1157 | 563.42
| 1168 | 783.233 | 744.2688 | 876.4962 | 744.2688 | 744.2688 | 876.4962 | 744.2688 | 744.2688 | 876.4962 | 744.2688 | 983.6735 | 521.4532 | 744.2688 | 876.4962 | 744.2688 | 1168 | 744.2688 | 876.4962 | 983.6735 | 521.4532 | 4222 | 3852 | 2989 | 1624 | 8110 | 3681 | 6317 | 2870 | 843.1297 | 916.3582 | 989.1157 | 563.1068
| 1169 | 795.6952 | 787.8599 | 861.9504 | 787.8599 | 787.8599 | 861.9504 | 787.8599 | 787.8599 | 861.9504 | 787.8599 | 989.1156 | 399.9374 | 787.8599 | 861.9504 | 787.8599 | 1169 | 787.8599 | 861.9504 | 989.1156 | 399.9374 | 2622 | 4858 | 1321 | 3492 | 574 | 7192 | 6300 | 2633 | 843.1297 | 916.3257 | 989.1157 | 563.1068
| 1170 | 779.1089 | 765.8 | 858.6443 | 765.8 | 765.8 | 858.6443 | 765.8 | 765.8 | 858.6443 | 765.8 | 982.3129 | 364.2343 | 765.8 | 858.6443 | 765.8 | 1170 | 765.8 | 858.6443 | 982.3129 | 364.2343 | 3438 | 5084 | 3530 | 4187 | 6932 | 3033 | 6217 | 1594 | 843.0817 | 916.3189 | 989.1157 | 563.1068
| 1171 | 866.2997 | 921.8052 | 872.3938 | 921.8052 | 921.8052 | 872.3938 | 921.8052 | 921.8052 | 872.3938 | 921.8052 | 982.3129 | 281.8666 | 921.8052 | 872.3938 | 921.8052 | 1171 | 921.8052 | 872.3938 | 982.3129 | 281.8666 | 298 | 4114 | 3529 | 6293 | 5469 | 3334 | 6209 | 1457 | 843.0817 | 916.3182 | 989.1157 | 563.1068
| 1172 | 871.8608 | 929.0623 | 877.0763 | 929.0623 | 929.0623 | 877.0763 | 929.0623 | 929.0623 | 877.0763 | 929.0623 | 991.8367 | 273.4106 | 929.0623 | 877.0763 | 929.0623 | 1172 | 929.0623 | 877.0763 | 991.8367 | 273.4106 | 230 | 3826 | 955 | 6629 | 5445 | 1383 | 6166 | 6810 | 843.0817 | 916.3077 | 989.1157 | 562.7936
| 1173 | 870.78 | 934.6854 | 868.8962 | 934.6854 | 934.6854 | 868.8962 | 934.6854 | 934.6854 | 868.8962 | 934.6854 | 974.1497 | 263.7018 | 934.6854 | 868.8962 | 934.6854 | 1173 | 934.6854 | 868.8962 | 974.1497 | 263.7018 | 172 | 4341 | 6048 | 6982 | 5157 | 1814 | 6149 | 6520 | 843.0817 | 916.2793 | 989.1157 | 562.7936
| 1174 | 871.1003 | 932.5708 | 877.2759 | 932.5708 | 932.5708 | 877.2759 | 932.5708 | 932.5708 | 877.2759 | 932.5708 | 971.4286 | 254.3063 | 932.5708 | 877.2759 | 932.5708 | 1174 | 932.5708 | 877.2759 | 971.4286 | 254.3063 | 193 | 3814 | 6839 | 7302 | 2688 | 4395 | 6132 | 5952 | 843.0336 | 916.2496 | 989.1157 | 562.4804
| 1175 | 841.1437 | 879.0792 | 876.8954 | 879.0792 | 879.0792 | 876.8954 | 879.0792 | 879.0792 | 876.8954 | 879.0792 | 987.7551 | 248.0426 | 879.0792 | 876.8954 | 879.0792 | 1175 | 879.0792 | 876.8954 | 987.7551 | 248.0426 | 696 | 3836 | 1672 | 7540 | 8498 | 2048 | 6049 | 7381 | 842.9855 | 916.2403 | 989.1157 | 562.1672
| 1176 | 809.3759 | 816.0235 | 888.9543 | 816.0235 | 816.0235 | 888.9543 | 816.0235 | 816.0235 | 888.9543 | 816.0235 | 978.2313 | 269.026 | 816.0235 | 888.9543 | 816.0235 | 1176 | 816.0235 | 888.9543 | 978.2313 | 269.026 | 1750 | 2926 | 4765 | 6801 | 7896 | 4544 | 6041 | 5027 | 842.9855 | 916.2123 | 989.1157 | 562.1672
| 1177 | 801.4682 | 810.4003 | 870.7422 | 810.4003 | 810.4003 | 870.7422 | 810.4003 | 810.4003 | 870.7422 | 810.4003 | 989.1156 | 265.2678 | 810.4003 | 870.7422 | 810.4003 | 1177 | 810.4003 | 870.7422 | 989.1156 | 265.2678 | 1894 | 4228 | 1320 | 6926 | 6187 | 3347 | 5998 | 2872 | 842.9375 | 916.1714 | 989.1157 | 562.1672
| 1178 | 814.2233 | 824.5302 | 893.7124 | 824.5302 | 824.5302 | 893.7124 | 824.5302 | 824.5302 | 893.7124 | 824.5302 | 972.7891 | 255.2459 | 824.5302 | 893.7124 | 824.5302 | 1178 | 824.5302 | 893.7124 | 972.7891 | 255.2459 | 1516 | 2564 | 6466 | 7269 | 2257 | 2971 | 5981 | 1425 | 842.8894 | 916.1528 | 989.1157 | 562.1672
| 1179 | 799.3613 | 812.9476 | 862.2153 | 812.9476 | 812.9476 | 862.2153 | 812.9476 | 812.9476 | 862.2153 | 812.9476 | 987.7551 | 250.8613 | 812.9476 | 862.2153 | 812.9476 | 1179 | 812.9476 | 862.2153 | 987.7551 | 250.8613 | 1828 | 4836 | 1671 | 7433 | 3475 | 7939 | 5964 | 325 | 842.7933 | 916.1298 | 989.1157 | 562.1672
| 1180 | 795.2939 | 803.0951 | 866.1943 | 803.0951 | 803.0951 | 866.1943 | 803.0951 | 803.0951 | 866.1943 | 803.0951 | 991.8367 | 252.7404 | 803.0951 | 866.1943 | 803.0951 | 1180 | 803.0951 | 866.1943 | 991.8367 | 252.7404 | 2124 | 4535 | 954 | 7364 | 2346 | 7168 | 5881 | 6159 | 842.7933 | 916.1286 | 989.1157 | 561.8541
| 1181 | 799.0341 | 812.6592 | 864.9969 | 812.6592 | 812.6592 | 864.9969 | 812.6592 | 812.6592 | 864.9969 | 812.6592 | 972.7891 | 252.4272 | 812.6592 | 864.9969 | 812.6592 | 1181 | 812.6592 | 864.9969 | 972.7891 | 252.4272 | 1835 | 4636 | 6465 | 7376 | 3405 | 4053 | 5873 | 5035 | 842.6972 | 916.0749 | 989.1157 | 561.8541
| 1182 | 816.115 | 839.1407 | 872.201 | 839.1407 | 839.1407 | 872.201 | 839.1407 | 839.1407 | 872.201 | 839.1407 | 985.034 | 238.647 | 839.1407 | 872.201 | 839.1407 | 1182 | 839.1407 | 872.201 | 985.034 | 238.647 | 1237 | 4127 | 2355 | 7834 | 3740 | 3540 | 5830 | 3975 | 842.5626 | 916.055 | 989.1157 | 561.8541
| 1183 | 775.9327 | 773.8261 | 859.327 | 773.8261 | 773.8261 | 859.327 | 773.8261 | 773.8261 | 859.327 | 773.8261 | 975.5102 | 259.6304 | 773.8261 | 859.327 | 773.8261 | 1183 | 773.8261 | 859.327 | 975.5102 | 259.6304 | 3104 | 5035 | 5628 | 7124 | 7050 | 4057 | 5813 | 3770 | 842.553 | 916.0258 | 989.1157 | 561.5409
| 1184 | 776.7846 | 758.2064 | 891.5073 | 758.2064 | 758.2064 | 891.5073 | 758.2064 | 758.2064 | 891.5073 | 758.2064 | 983.6735 | 259.6304 | 758.2064 | 891.5073 | 758.2064 | 1184 | 758.2064 | 891.5073 | 983.6735 | 259.6304 | 3686 | 2740 | 2988 | 7123 | 6790 | 3964 | 5796 | 996 | 842.553 | 915.9679 | 989.1157 | 561.2277
| 1185 | 787.0986 | 779.4973 | 876.3633 | 779.4973 | 779.4973 | 876.3633 | 779.4973 | 779.4973 | 876.3633 | 779.4973 | 978.2313 | 299.7181 | 779.4973 | 876.3633 | 779.4973 | 1185 | 779.4973 | 876.3633 | 978.2313 | 299.7181 | 2892 | 3861 | 4764 | 5652 | 715 | 3390 | 5713 | 3667 | 842.553 | 915.9586 | 989.1157 | 560.9537
| 1186 | 795.6321 | 772.8168 | 884.4363 | 772.8168 | 772.8168 | 884.4363 | 772.8168 | 772.8168 | 884.4363 | 772.8168 | 978.2313 | 440.3382 | 772.8168 | 884.4363 | 772.8168 | 1186 | 772.8168 | 884.4363 | 978.2313 | 440.3382 | 3148 | 3291 | 4763 | 2826 | 1079 | 3987 | 5705 | 5269 | 842.5049 | 915.9137 | 989.1157 | 560.9145
| 1187 | 799.1769 | 794.1078 | 872.6635 | 794.1078 | 794.1078 | 872.6635 | 794.1078 | 794.1078 | 872.6635 | 794.1078 | 974.1497 | 370.8111 | 794.1078 | 872.6635 | 794.1078 | 1187 | 794.1078 | 872.6635 | 974.1497 | 370.8112 | 2397 | 4103 | 6047 | 4054 | 6238 | 2107 | 5662 | 3491 | 842.3127 | 915.8995 | 989.1157 | 560.6796
| 1188 | 793.0128 | 774.6912 | 874.4438 | 774.6912 | 774.6912 | 874.4438 | 774.6912 | 774.6912 | 874.4438 | 774.6912 | 976.8707 | 430.0031 | 774.6912 | 874.4438 | 774.6912 | 1188 | 774.6912 | 874.4438 | 976.8707 | 430.0031 | 3073 | 4005 | 5210 | 3004 | 5131 | 3099 | 5645 | 3594 | 842.2646 | 915.8976 | 989.1157 | 560.6013
| 1189 | 795.8545 | 782.7654 | 867.7151 | 782.7654 | 782.7654 | 867.7151 | 782.7654 | 782.7654 | 867.7151 | 782.7654 | 983.6735 | 425.3054 | 782.7654 | 867.7151 | 782.7654 | 1189 | 782.7654 | 867.7151 | 983.6735 | 425.3054 | 2771 | 4425 | 2987 | 3078 | 1243 | 1301 | 5628 | 7738 | 842.1204 | 915.8886 | 989.1157 | 560.2881
| 1190 | 810.2142 | 794.8287 | 897.2143 | 794.8287 | 794.8287 | 897.2143 | 794.8287 | 794.8287 | 897.2143 | 794.8287 | 983.6735 | 411.8384 | 794.8287 | 897.2143 | 794.8287 | 1190 | 794.8287 | 897.2143 | 983.6735 | 411.8384 | 2375 | 2302 | 2986 | 3285 | 6309 | 3537 | 5545 | 6683 | 842.0724 | 915.8167 | 989.1157 | 560.2881
| 1191 | 814.433 | 790.9357 | 892.8666 | 790.9357 | 790.9357 | 892.8666 | 790.9357 | 790.9357 | 892.8666 | 790.9357 | 970.068 | 533.041 | 790.9357 | 892.8666 | 790.9357 | 1191 | 790.9357 | 892.8666 | 970.068 | 533.041 | 2515 | 2641 | 7247 | 1492 | 5637 | 3621 | 5537 | 6569 | 842.0243 | 915.8165 | 989.1157 | 560.2881
| 1192 | 825.5841 | 815.8793 | 887.198 | 815.8793 | 815.8793 | 887.198 | 815.8793 | 815.8793 | 887.198 | 815.8793 | 976.8707 | 505.4807 | 815.8793 | 887.198 | 815.8793 | 1192 | 815.8793 | 887.198 | 976.8707 | 505.4807 | 1754 | 3050 | 5209 | 1827 | 8234 | 4609 | 5494 | 6546 | 841.9282 | 915.8152 | 989.1157 | 560.2881
| 1193 | 826.4702 | 816.4079 | 917.3234 | 816.4079 | 816.4079 | 917.3234 | 816.4079 | 816.4079 | 917.3234 | 816.4079 | 978.2313 | 391.7946 | 816.4079 | 917.3234 | 816.4079 | 1193 | 816.4079 | 917.3234 | 978.2313 | 391.7946 | 1743 | 1114 | 4762 | 3641 | 8297 | 4365 | 5477 | 4460 | 841.8801 | 915.8152 | 989.1157 | 560.2881
| 1194 | 828.6615 | 808.574 | 903.1273 | 808.574 | 808.574 | 903.1273 | 808.574 | 808.574 | 903.1273 | 808.574 | 983.6735 | 536.4861 | 808.574 | 903.1273 | 808.574 | 1194 | 808.574 | 903.1273 | 983.6735 | 536.4861 | 1945 | 1903 | 2985 | 1455 | 7488 | 3939 | 5460 | 3932 | 841.8321 | 915.7651 | 989.1157 | 559.9749
| 1195 | 883.1897 | 933.6495 | 899.2678 | 933.6495 | 933.6495 | 899.2678 | 933.6495 | 933.6495 | 899.2678 | 933.6495 | 927.8912 | 370.498 | 933.6495 | 899.2678 | 933.6495 | 1195 | 933.6495 | 899.2678 | 927.8912 | 370.498 | 184 | 2166 | 8753 | 4060 | 3212 | 3316 | 5377 | 2614 | 841.8321 | 915.7633 | 989.1157 | 559.9749
| 1196 | 880.1482 | 940.7892 | 886.8451 | 940.7892 | 940.7892 | 886.8451 | 940.7892 | 940.7892 | 886.8451 | 940.7892 | 968.7075 | 279.6743 | 940.7892 | 886.8451 | 940.7892 | 1196 | 940.7892 | 886.8451 | 968.7075 | 279.6743 | 139 | 3081 | 7439 | 6386 | 432 | 2933 | 5369 | 1116 | 841.8321 | 915.7555 | 989.1157 | 559.9749
| 1197 | 890.8435 | 961.8878 | 885.7662 | 961.8878 | 961.8878 | 885.7662 | 961.8878 | 961.8878 | 885.7662 | 961.8878 | 960.5442 | 273.0974 | 961.8878 | 885.7662 | 961.8878 | 1197 | 961.8878 | 885.7662 | 960.5442 | 273.0974 | 52 | 3179 | 8278 | 6642 | 6958 | 3878 | 5326 | 3948 | 841.784 | 915.6901 | 989.1157 | 559.8184
| 1198 | 877.9198 | 943.0961 | 876.3594 | 943.0961 | 943.0961 | 876.3594 | 943.0961 | 943.0961 | 876.3594 | 943.0961 | 974.1497 | 266.5205 | 943.0961 | 876.3594 | 943.0961 | 1198 | 943.0961 | 876.3594 | 974.1497 | 266.5205 | 126 | 3862 | 6046 | 6886 | 8543 | 3107 | 5309 | 4432 | 841.5918 | 915.6762 | 989.1157 | 559.6618
| 1199 | 858.2323 | 903.5421 | 885.8001 | 903.5421 | 903.5421 | 885.8001 | 903.5421 | 903.5421 | 885.8001 | 903.5421 | 980.9524 | 262.7623 | 903.5421 | 885.8001 | 903.5421 | 1199 | 903.5421 | 885.8001 | 980.9524 | 262.7623 | 453 | 3177 | 3958 | 7003 | 5467 | 1807 | 5292 | 3966 | 841.5437 | 915.5898 | 989.1157 | 559.6618
| 1200 | 839.8327 | 867.9291 | 891.0938 | 867.9291 | 867.9291 | 891.0938 | 867.9291 | 867.9291 | 891.0938 | 867.9291 | 971.4286 | 278.4215 | 867.9291 | 891.0938 | 867.9291 | 1200 | 867.9291 | 891.0938 | 971.4286 | 278.4215 | 833 | 2781 | 6838 | 6446 | 7823 | 3188 | 5209 | 3652 | 841.4476 | 915.5738 | 989.1157 | 559.6618
| 1201 | 834.5574 | 855.9619 | 900.4549 | 855.9619 | 855.9619 | 900.4549 | 855.9619 | 855.9619 | 900.4549 | 855.9619 | 968.7075 | 265.581 | 855.9619 | 900.4549 | 855.9619 | 1201 | 855.9619 | 900.4549 | 968.7075 | 265.581 | 972 | 2085 | 7438 | 6917 | 5998 | 7507 | 5201 | 3376 | 841.3995 | 915.5378 | 989.1157 | 559.6618
| 1202 | 821.7019 | 834.671 | 898.696 | 834.671 | 834.671 | 898.696 | 834.671 | 834.671 | 898.696 | 834.671 | 967.3469 | 264.3282 | 834.671 | 898.696 | 834.671 | 1202 | 834.671 | 898.696 | 967.3469 | 264.3282 | 1309 | 2208 | 7729 | 6959 | 2707 | 451 | 5158 | 5268 | 841.3995 | 915.5378 | 989.1157 | 559.3486
| 1203 | 820.6625 | 820.8295 | 922.4548 | 820.8295 | 820.8295 | 922.4548 | 820.8295 | 820.8295 | 922.4548 | 820.8295 | 965.9864 | 266.8337 | 820.8295 | 922.4548 | 820.8295 | 1203 | 820.8295 | 922.4548 | 965.9864 | 266.8337 | 1608 | 858 | 7951 | 6877 | 2952 | 2103 | 5141 | 4499 | 841.3515 | 915.488 | 989.1157 | 559.3486
| 1204 | 810.7002 | 803.0951 | 925.1451 | 803.0951 | 803.0951 | 925.1451 | 803.0951 | 803.0951 | 925.1451 | 803.0951 | 963.2653 | 261.1964 | 803.0951 | 925.1451 | 803.0951 | 1204 | 803.0951 | 925.1451 | 963.2653 | 261.1964 | 2123 | 726 | 8166 | 7057 | 1392 | 3941 | 5124 | 6477 | 841.3034 | 915.4699 | 989.1157 | 559.0354
| 1205 | 800.9371 | 795.1651 | 906.286 | 795.1651 | 795.1651 | 906.286 | 795.1651 | 795.1651 | 906.286 | 795.1651 | 963.2653 | 263.3887 | 795.1651 | 906.286 | 795.1651 | 1205 | 795.1651 | 906.286 | 963.2653 | 263.3887 | 2361 | 1719 | 8165 | 6988 | 3598 | 4569 | 5041 | 6230 | 841.2554 | 915.4387 | 989.1157 | 559.0354
| 1206 | 814.7649 | 817.0808 | 912.5206 | 817.0808 | 817.0808 | 912.5206 | 817.0808 | 817.0808 | 912.5206 | 817.0808 | 965.9864 | 253.9931 | 817.0808 | 912.5206 | 817.0808 | 1206 | 817.0808 | 912.5206 | 965.9864 | 253.9931 | 1718 | 1344 | 7950 | 7320 | 1244 | 3376 | 5033 | 5374 | 840.9189 | 915.4189 | 989.1157 | 559.0354
| 1207 | 760.786 | 729.5141 | 903.5092 | 729.5141 | 729.5141 | 903.5092 | 729.5141 | 729.5141 | 903.5092 | 729.5141 | 957.8231 | 243.0316 | 729.5141 | 903.5092 | 729.5141 | 1207 | 729.5141 | 903.5092 | 957.8231 | 243.0316 | 4841 | 1880 | 8389 | 7711 | 7411 | 3875 | 4990 | 1907 | 840.8228 | 915.3559 | 989.1157 | 559.0354
| 1208 | 774.6592 | 747.7772 | 923.0631 | 747.7772 | 747.7772 | 923.0631 | 747.7772 | 747.7772 | 923.0631 | 747.7772 | 945.5782 | 225.1801 | 747.7772 | 923.0631 | 747.7772 | 1208 | 747.7772 | 923.0631 | 945.5782 | 225.1801 | 4091 | 821 | 8648 | 8180 | 355 | 1756 | 4973 | 6486 | 840.8228 | 915.3463 | 989.1157 | 558.7222
| 1209 | 841.8655 | 851.8287 | 912.0905 | 851.8287 | 851.8287 | 912.0905 | 851.8287 | 851.8287 | 912.0905 | 851.8287 | 967.3469 | 355.7783 | 851.8287 | 912.0905 | 851.8287 | 1209 | 851.8287 | 912.0906 | 967.3469 | 355.7783 | 1019 | 1371 | 7728 | 4339 | 1302 | 7393 | 4956 | 5942 | 840.7267 | 915.254 | 989.1157 | 558.7222
| 1210 | 789.5818 | 762.8683 | 901.7484 | 762.8683 | 762.8683 | 901.7484 | 762.8683 | 762.8683 | 901.7484 | 762.8683 | 964.6259 | 379.5803 | 762.8683 | 901.7484 | 762.8683 | 1210 | 762.8683 | 901.7484 | 964.6259 | 379.5803 | 3525 | 1982 | 8024 | 3856 | 5349 | 337 | 4873 | 4021 | 840.6786 | 915.254 | 989.1157 | 558.7222
| 1211 | 780.9123 | 770.0774 | 885.5892 | 770.0774 | 770.0774 | 885.5892 | 770.0774 | 770.0774 | 885.5892 | 770.0774 | 967.3469 | 262.4491 | 770.0774 | 885.5892 | 770.0774 | 1211 | 770.0774 | 885.5892 | 967.3469 | 262.4491 | 3266 | 3201 | 7727 | 7014 | 8711 | 3148 | 4865 | 6841 | 840.6306 | 915.2519 | 989.1157 | 558.409
| 1212 | 790.4871 | 782.3809 | 878.2275 | 782.3809 | 782.3809 | 878.2275 | 782.3809 | 782.3809 | 878.2275 | 782.3809 | 978.2313 | 316.6301 | 782.3809 | 878.2275 | 782.3809 | 1212 | 782.3809 | 878.2275 | 978.2313 | 316.6301 | 2788 | 3732 | 4761 | 5130 | 2580 | 2904 | 4822 | 5102 | 840.6306 | 915.2519 | 989.1157 | 558.409
| 1213 | 763.5457 | 757.0049 | 891.2983 | 757.0049 | 757.0049 | 891.2983 | 757.0049 | 757.0049 | 891.2983 | 757.0049 | 970.068 | 98.3401 | 757.0049 | 891.2983 | 757.0049 | 1213 | 757.0049 | 891.2983 | 970.068 | 98.3401 | 3746 | 2758 | 7246 | 8758 | 3932 | 3004 | 4805 | 4053 | 840.5825 | 915.251 | 989.1157 | 558.0958
| 1214 | 789.1131 | 724.4677 | 988.0733 | 724.4677 | 724.4677 | 988.0733 | 724.4677 | 724.4677 | 988.0733 | 724.4677 | 974.1497 | 325.3993 | 724.4677 | 988.0733 | 724.4677 | 1214 | 724.4677 | 988.0733 | 974.1497 | 325.3993 | 5034 | 3 | 6045 | 4943 | 5061 | 3409 | 4788 | 2514 | 840.5344 | 915.2448 | 989.1157 | 558.0958
| 1215 | 781.2126 | 743.2595 | 918.0886 | 743.2595 | 743.2595 | 918.0886 | 743.2595 | 743.2595 | 918.0886 | 743.2595 | 972.7891 | 345.7563 | 743.2595 | 918.0886 | 743.2595 | 1215 | 743.2595 | 918.0886 | 972.7891 | 345.7563 | 4261 | 1072 | 6464 | 4539 | 2160 | 4335 | 4705 | 1017 | 840.5344 | 915.1943 | 989.1157 | 558.0958
| 1216 | 752.1004 | 697.3615 | 899.3159 | 697.3615 | 697.3615 | 899.3159 | 697.3615 | 697.3615 | 899.3159 | 697.3615 | 970.068 | 383.182 | 697.3615 | 899.3159 | 697.3615 | 1216 | 697.3615 | 899.3159 | 970.068 | 383.182 | 6177 | 2161 | 7245 | 3792 | 2786 | 1774 | 4697 | 6449 | 840.2941 | 915.1858 | 989.1157 | 557.7827
| 1217 | 770.4048 | 744.2207 | 895.64 | 744.2207 | 744.2207 | 895.64 | 744.2207 | 744.2207 | 895.64 | 744.2207 | 976.8707 | 272.471 | 744.2207 | 895.64 | 744.2207 | 1217 | 744.2207 | 895.64 | 976.8707 | 272.471 | 4227 | 2419 | 5208 | 6672 | 8508 | 1729 | 4654 | 4150 | 840.2461 | 915.1439 | 989.1157 | 557.7827
| 1218 | 794.2179 | 776.085 | 892.0034 | 776.085 | 776.085 | 892.0034 | 776.085 | 776.085 | 892.0034 | 776.085 | 976.8707 | 365.487 | 776.085 | 892.0034 | 776.085 | 1218 | 776.085 | 892.0034 | 976.8707 | 365.487 | 3023 | 2711 | 5207 | 4168 | 8525 | 7982 | 4637 | 3681 | 840.0538 | 915.058 | 989.1157 | 557.7827
| 1219 | 863.2334 | 917.2394 | 886.6514 | 917.2394 | 917.2394 | 886.6514 | 917.2394 | 917.2394 | 886.6514 | 917.2394 | 956.4626 | 244.2844 | 917.2394 | 886.6514 | 917.2394 | 1219 | 917.2394 | 886.6514 | 956.4626 | 244.2844 | 329 | 3098 | 8486 | 7654 | 8328 | 7552 | 4620 | 2426 | 839.9577 | 914.8786 | 989.1157 | 557.7827
| 1220 | 878.2371 | 940.5489 | 901.5663 | 940.5489 | 940.5489 | 901.5663 | 940.5489 | 940.5489 | 901.5663 | 940.5489 | 971.4286 | 193.2352 | 940.5489 | 901.5663 | 940.5489 | 1220 | 940.5489 | 901.5663 | 971.4286 | 193.2352 | 140 | 2002 | 6837 | 8607 | 5206 | 4612 | 4537 | 4431 | 839.9577 | 914.8733 | 989.1157 | 557.4695
| 1221 | 874.6414 | 941.5101 | 876.8777 | 941.5101 | 941.5101 | 876.8777 | 941.5101 | 941.5101 | 876.8777 | 941.5101 | 975.5102 | 229.8779 | 941.5101 | 876.8777 | 941.5101 | 1221 | 941.5101 | 876.8777 | 975.5102 | 229.8779 | 134 | 3837 | 5627 | 8067 | 2417 | 4368 | 4529 | 1259 | 839.9577 | 914.8733 | 989.1157 | 557.4695
| 1222 | 858.1532 | 910.3667 | 878.7886 | 910.3667 | 910.3667 | 878.7886 | 910.3667 | 910.3667 | 878.7886 | 910.3667 | 983.6735 | 232.3833 | 910.3667 | 878.7886 | 910.3667 | 1222 | 910.3667 | 878.7886 | 983.6735 | 232.3833 | 379 | 3685 | 2984 | 8005 | 5083 | 3043 | 4486 | 5827 | 839.8616 | 914.8529 | 989.1157 | 557.3129
| 1223 | 865.6101 | 912.0008 | 893.6332 | 912.0008 | 912.0008 | 893.6332 | 912.0008 | 912.0008 | 893.6332 | 912.0008 | 983.6735 | 264.3282 | 912.0008 | 893.6332 | 912.0008 | 1223 | 912.0008 | 893.6332 | 983.6735 | 264.3282 | 360 | 2578 | 2983 | 6958 | 4483 | 3598 | 4469 | 6627 | 839.8616 | 914.8348 | 989.1157 | 557.1563
| 1224 | 828.5027 | 849.4737 | 892.4967 | 849.4737 | 849.4737 | 892.4967 | 849.4737 | 849.4737 | 892.4967 | 849.4737 | 975.5102 | 257.7513 | 849.4737 | 892.4967 | 849.4737 | 1224 | 849.4737 | 892.4967 | 975.5102 | 257.7513 | 1058 | 2672 | 5626 | 7188 | 5950 | 8261 | 4452 | 4825 | 839.8135 | 914.8333 | 989.1157 | 557.1563
| 1225 | 792.1801 | 819.2916 | 826.2311 | 819.2916 | 819.2916 | 826.2311 | 819.2916 | 819.2916 | 826.2311 | 819.2916 | 970.068 | 261.1964 | 819.2916 | 826.2311 | 819.2916 | 1225 | 819.2916 | 826.2311 | 970.068 | 261.1964 | 1646 | 6721 | 7244 | 7056 | 2015 | 8031 | 4369 | 4228 | 839.7174 | 914.8333 | 989.1157 | 557.1563
| 1226 | 777.1016 | 781.2755 | 852.5933 | 781.2755 | 781.2755 | 852.5933 | 781.2755 | 781.2755 | 852.5933 | 781.2755 | 971.4286 | 247.4162 | 781.2755 | 852.5933 | 781.2755 | 1226 | 781.2755 | 852.5933 | 971.4286 | 247.4162 | 2828 | 5447 | 6836 | 7560 | 6116 | 495 | 4361 | 5496 | 839.6693 | 914.8333 | 989.1157 | 556.8431
| 1227 | 728.3335 | 781.8523 | 679.8147 | 781.8523 | 781.8523 | 679.8147 | 781.8523 | 781.8523 | 679.8147 | 781.8523 | 967.3469 | 255.2459 | 781.8523 | 679.8147 | 781.8523 | 1227 | 781.8523 | 679.8147 | 967.3469 | 255.2459 | 2810 | 8211 | 7726 | 7268 | 5036 | 3622 | 4318 | 5175 | 839.6693 | 914.8322 | 989.1157 | 556.8431
| 1228 | 771.4515 | 775.9888 | 842.5544 | 775.9888 | 775.9888 | 842.5544 | 775.9888 | 775.9888 | 842.5544 | 775.9888 | 974.1497 | 248.0426 | 775.9888 | 842.5544 | 775.9888 | 1228 | 775.9889 | 842.5544 | 974.1497 | 248.0426 | 3031 | 6080 | 6044 | 7539 | 1941 | 4209 | 4301 | 5039 | 839.6693 | 914.8319 | 989.1157 | 556.8431
| 1229 | 778.9634 | 782.429 | 860.0105 | 782.429 | 782.429 | 860.0105 | 782.429 | 782.429 | 860.0105 | 782.429 | 975.5102 | 230.5042 | 782.429 | 860.0105 | 782.429 | 1229 | 782.429 | 860.0105 | 975.5102 | 230.5042 | 2786 | 4979 | 5625 | 8053 | 4531 | 2400 | 4284 | 4157 | 839.6213 | 914.8114 | 989.1157 | 556.8431
| 1230 | 778.4654 | 782.8615 | 859.8242 | 782.8615 | 782.8615 | 859.8242 | 782.8615 | 782.8615 | 859.8242 | 782.8615 | 983.6735 | 212.6527 | 782.8615 | 859.8242 | 782.8615 | 1230 | 782.8615 | 859.8242 | 983.6735 | 212.6527 | 2766 | 4998 | 2982 | 8387 | 8497 | 3908 | 4201 | 5841 | 839.5252 | 914.808 | 989.1157 | 556.5299
| 1231 | 760.0724 | 752.7755 | 858.2315 | 752.7755 | 752.7755 | 858.2315 | 752.7755 | 752.7755 | 858.2315 | 752.7755 | 982.3129 | 203.5703 | 752.7755 | 858.2315 | 752.7755 | 1231 | 752.7755 | 858.2315 | 982.3129 | 203.5703 | 3915 | 5107 | 3528 | 8515 | 3121 | 8010 | 4193 | 5711 | 839.5252 | 914.7942 | 989.1157 | 556.5299
| 1232 | 738.1331 | 723.5065 | 841.0807 | 723.5065 | 723.5065 | 841.0807 | 723.5065 | 723.5065 | 841.0807 | 723.5065 | 978.2313 | 203.2571 | 723.5065 | 841.0807 | 723.5065 | 1232 | 723.5065 | 841.0807 | 978.2313 | 203.2571 | 5077 | 6166 | 4760 | 8517 | 2666 | 1545 | 4150 | 5610 | 839.5252 | 914.7844 | 989.1157 | 556.5299
| 1233 | 716.0047 | 686.2594 | 834.5997 | 686.2594 | 686.2594 | 834.5997 | 686.2594 | 686.2594 | 834.5997 | 686.2594 | 982.3129 | 213.279 | 686.2594 | 834.5997 | 686.2594 | 1233 | 686.2594 | 834.5997 | 982.3129 | 213.279 | 6685 | 6438 | 3527 | 8381 | 1848 | 4529 | 4133 | 6979 | 839.429 | 914.7247 | 989.1157 | 556.2167
| 1234 | 684.579 | 637.0933 | 820.5904 | 637.0933 | 637.0933 | 820.5904 | 637.0933 | 637.0933 | 820.5904 | 637.0933 | 986.3946 | 218.6032 | 637.0933 | 820.5904 | 637.0933 | 1234 | 637.0933 | 820.5904 | 986.3946 | 218.6032 | 8112 | 6836 | 2034 | 8309 | 8353 | 3184 | 4116 | 5863 | 839.3329 | 914.7073 | 989.1157 | 556.2167
| 1235 | 678.3185 | 673.7636 | 720.5646 | 673.7636 | 673.7636 | 720.5646 | 673.7636 | 673.7636 | 720.5646 | 673.7636 | 982.3129 | 241.7789 | 673.7636 | 720.5646 | 673.7636 | 1235 | 673.7636 | 720.5646 | 982.3129 | 241.7789 | 7187 | 7790 | 3526 | 7745 | 7102 | 2956 | 4033 | 3561 | 839.2368 | 914.6969 | 989.1157 | 556.2167
| 1236 | 726.3118 | 684.1928 | 882.6398 | 684.1928 | 684.1928 | 882.6398 | 684.1928 | 684.1928 | 882.6398 | 684.1928 | 978.2313 | 186.0319 | 684.1928 | 882.6398 | 684.1928 | 1236 | 684.1928 | 882.6398 | 978.2313 | 186.0319 | 6770 | 3421 | 4759 | 8655 | 863 | 7814 | 4025 | 3298 | 839.2368 | 914.6895 | 989.1157 | 555.9035
| 1237 | 743.4884 | 702.4559 | 900.2273 | 702.4559 | 702.4559 | 900.2273 | 702.4559 | 702.4559 | 900.2273 | 702.4559 | 980.9524 | 207.3285 | 702.4559 | 900.2273 | 702.4559 | 1237 | 702.4559 | 900.2273 | 980.9524 | 207.3285 | 5991 | 2099 | 3957 | 8468 | 1182 | 6833 | 3982 | 5820 | 839.1407 | 914.6536 | 989.1157 | 555.747
| 1238 | 753.1499 | 710.5782 | 909.8901 | 710.5782 | 710.5782 | 909.8901 | 710.5782 | 710.5782 | 909.8901 | 710.5782 | 980.9524 | 238.9602 | 710.5782 | 909.8901 | 710.5782 | 1238 | 710.5782 | 909.8901 | 980.9524 | 238.9602 | 5621 | 1492 | 3956 | 7823 | 7440 | 3546 | 3965 | 6667 | 839.0446 | 914.6435 | 989.1157 | 555.5904
| 1239 | 746.8175 | 695.3429 | 914.444 | 695.3429 | 695.3429 | 914.444 | 695.3429 | 695.3429 | 914.444 | 695.3429 | 972.7891 | 262.1359 | 695.3429 | 914.444 | 695.3429 | 1239 | 695.3429 | 914.444 | 972.7891 | 262.1359 | 6267 | 1248 | 6463 | 7022 | 384 | 8441 | 3948 | 4791 | 839.0446 | 914.6431 | 989.1157 | 555.5904
| 1240 | 747.4017 | 690.8733 | 925.0611 | 690.8733 | 690.8733 | 925.0611 | 690.8733 | 690.8733 | 925.0611 | 690.8733 | 975.5102 | 260.8832 | 690.8733 | 925.0611 | 690.8733 | 1240 | 690.8733 | 925.0611 | 975.5102 | 260.8832 | 6469 | 731 | 5624 | 7068 | 8507 | 8100 | 3865 | 7238 | 838.9965 | 914.6406 | 989.1157 | 555.2772
| 1241 | 761.7908 | 718.364 | 914.4074 | 718.364 | 718.364 | 914.4074 | 718.364 | 718.364 | 914.4074 | 718.364 | 983.6735 | 276.8556 | 718.364 | 914.4074 | 718.364 | 1241 | 718.364 | 914.4074 | 983.6735 | 276.8556 | 5303 | 1250 | 2981 | 6502 | 3643 | 564 | 3857 | 7031 | 838.9965 | 914.6406 | 989.1157 | 555.2772
| 1242 | 722.4206 | 682.2704 | 857.0303 | 682.2704 | 682.2704 | 857.0303 | 682.2704 | 682.2704 | 857.0303 | 682.2704 | 967.3469 | 260.2568 | 682.2704 | 857.0303 | 682.2704 | 1242 | 682.2704 | 857.0303 | 967.3469 | 260.2568 | 6857 | 5186 | 7725 | 7089 | 1891 | 4131 | 3814 | 6795 | 838.9965 | 914.629 | 989.1157 | 555.2772
| 1243 | 816.5397 | 842.1204 | 863.4239 | 842.1204 | 842.1204 | 863.4239 | 842.1204 | 842.1204 | 863.4239 | 842.1204 | 980.9524 | 259.9436 | 842.1204 | 863.4239 | 842.1204 | 1243 | 842.1204 | 863.4239 | 980.9524 | 259.9436 | 1189 | 4738 | 3955 | 7111 | 4677 | 3671 | 3797 | 5635 | 838.9004 | 914.629 | 989.1157 | 555.2772
| 1244 | 832.0159 | 840.9189 | 910.099 | 840.9189 | 840.9189 | 910.099 | 840.9189 | 840.9189 | 910.099 | 840.9189 | 986.3946 | 294.0808 | 840.9189 | 910.099 | 840.9189 | 1244 | 840.9189 | 910.099 | 986.3946 | 294.0808 | 1206 | 1480 | 2033 | 5828 | 2581 | 1724 | 3780 | 6038 | 838.9004 | 914.5441 | 989.1157 | 554.964
| 1245 | 840.8458 | 874.7056 | 881.2625 | 874.7056 | 874.7056 | 881.2625 | 874.7056 | 874.7056 | 881.2625 | 874.7056 | 982.3129 | 266.8337 | 874.7056 | 881.2625 | 874.7056 | 1245 | 874.7056 | 881.2625 | 982.3129 | 266.8337 | 755 | 3523 | 3525 | 6876 | 5804 | 1730 | 3697 | 5981 | 838.8523 | 914.5427 | 989.1156 | 554.964
| 1246 | 837.2328 | 878.0699 | 863.8267 | 878.0699 | 878.0699 | 863.8267 | 878.0699 | 878.0699 | 863.8267 | 878.0699 | 971.4286 | 269.9655 | 878.0699 | 863.8267 | 878.0699 | 1246 | 878.0699 | 863.8267 | 971.4286 | 269.9656 | 710 | 4712 | 6835 | 6765 | 3284 | 4399 | 3689 | 5313 | 838.6601 | 914.5174 | 989.1156 | 554.964
| 1247 | 827.1144 | 850.2427 | 883.9537 | 850.2427 | 850.2427 | 883.9537 | 850.2427 | 850.2427 | 883.9537 | 850.2427 | 985.034 | 256.8118 | 850.2427 | 883.9537 | 850.2427 | 1247 | 850.2427 | 883.9537 | 985.034 | 256.8118 | 1046 | 3332 | 2354 | 7217 | 1369 | 4712 | 3646 | 5004 | 838.6601 | 914.4842 | 989.1156 | 554.964
| 1248 | 793.8881 | 793.483 | 875.7247 | 793.483 | 793.483 | 875.7247 | 793.483 | 793.483 | 875.7247 | 793.483 | 987.7551 | 275.9161 | 793.483 | 875.7247 | 793.483 | 1248 | 793.483 | 875.7247 | 987.7551 | 275.9161 | 2429 | 3908 | 1670 | 6543 | 1321 | 1239 | 3629 | 3886 | 838.5639 | 914.444 | 989.1156 | 554.964
| 1249 | 757.4749 | 756.332 | 826.5733 | 756.332 | 756.332 | 826.5733 | 756.332 | 756.332 | 826.5733 | 756.332 | 987.7551 | 259.9436 | 756.332 | 826.5733 | 756.332 | 1249 | 756.332 | 826.5733 | 987.7551 | 259.9436 | 3773 | 6711 | 1669 | 7110 | 8134 | 1785 | 3612 | 3766 | 838.4198 | 914.4207 | 989.1156 | 554.964
| 1250 | 763.239 | 756.7646 | 847.0521 | 756.7646 | 756.7646 | 847.0521 | 756.7646 | 756.7646 | 847.0521 | 756.7646 | 995.9184 | 247.103 | 756.7646 | 847.0521 | 756.7646 | 1250 | 756.7646 | 847.0521 | 995.9184 | 247.103 | 3755 | 5830 | 388 | 7567 | 4102 | 1241 | 3529 | 6700 | 838.4198 | 914.4074 | 989.1156 | 554.6508
| 1251 | 752.693 | 743.3075 | 833.2454 | 743.3075 | 743.3075 | 833.2454 | 743.3075 | 743.3075 | 833.2454 | 743.3075 | 994.5578 | 263.7018 | 743.3075 | 833.2454 | 743.3075 | 1251 | 743.3075 | 833.2454 | 994.5578 | 263.7018 | 4258 | 6502 | 551 | 6981 | 598 | 2905 | 3521 | 4262 | 838.4198 | 914.3784 | 989.1156 | 554.6508
| 1252 | 753.3293 | 740.2317 | 845.9844 | 740.2317 | 740.2317 | 845.9844 | 740.2317 | 740.2317 | 845.9844 | 740.2317 | 991.8367 | 248.9821 | 740.2317 | 845.9844 | 740.2317 | 1252 | 740.2317 | 845.9844 | 991.8367 | 248.9821 | 4384 | 5895 | 953 | 7503 | 7099 | 3674 | 3478 | 4215 | 838.3236 | 914.3314 | 989.1156 | 554.6508
| 1253 | 792.8135 | 762.3877 | 937.3616 | 762.3877 | 762.3877 | 937.3616 | 762.3877 | 762.3877 | 937.3616 | 762.3877 | 991.8367 | 259.0041 | 762.3877 | 937.3616 | 762.3877 | 1253 | 762.3877 | 937.3616 | 991.8367 | 259.0041 | 3545 | 294 | 952 | 7152 | 3101 | 3948 | 3461 | 4104 | 838.2756 | 914.3171 | 989.1156 | 554.6508
| 1254 | 790.04 | 771.4711 | 910.6939 | 771.4711 | 771.4711 | 910.6939 | 771.4711 | 771.4711 | 910.6939 | 771.4711 | 982.3129 | 263.7018 | 771.4711 | 910.6939 | 771.4711 | 1254 | 771.4711 | 910.6939 | 982.3129 | 263.7018 | 3210 | 1442 | 3524 | 6980 | 2763 | 1773 | 3444 | 3937 | 838.1795 | 914.2919 | 989.1156 | 554.6508
| 1255 | 784.4975 | 762.676 | 911.0316 | 762.676 | 762.676 | 911.0316 | 762.676 | 762.676 | 911.0316 | 762.676 | 972.7891 | 264.6414 | 762.676 | 911.0316 | 762.676 | 1255 | 762.676 | 911.0316 | 972.7891 | 264.6414 | 3536 | 1429 | 6462 | 6950 | 7247 | 702 | 3361 | 5886 | 837.9872 | 914.2118 | 989.1156 | 554.3376
| 1256 | 766.3011 | 728.0723 | 911.3495 | 728.0723 | 728.0723 | 911.3495 | 728.0723 | 728.0723 | 911.3495 | 728.0723 | 986.3946 | 271.8447 | 728.0723 | 911.3495 | 728.0723 | 1256 | 728.0723 | 911.3495 | 986.3946 | 271.8447 | 4888 | 1409 | 2032 | 6689 | 6382 | 7385 | 3353 | 5838 | 837.843 | 914.1842 | 989.1156 | 554.3376
| 1257 | 804.9419 | 764.4062 | 923.1793 | 764.4062 | 764.4062 | 923.1793 | 764.4062 | 764.4062 | 923.1793 | 764.4062 | 959.1837 | 502.0357 | 764.4062 | 923.1793 | 764.4062 | 1257 | 764.4062 | 923.1793 | 959.1837 | 502.0357 | 3479 | 813 | 8337 | 1865 | 3016 | 329 | 3310 | 5614 | 837.795 | 914.1842 | 989.1156 | 554.3376
| 1258 | 813.7617 | 782.3329 | 919.3325 | 782.3329 | 782.3329 | 919.3325 | 782.3329 | 782.3329 | 919.3325 | 782.3329 | 976.8707 | 479.7996 | 782.3329 | 919.3325 | 782.3329 | 1258 | 782.3329 | 919.3325 | 976.8707 | 479.7996 | 2790 | 1015 | 5206 | 2154 | 3017 | 2099 | 3293 | 2101 | 837.7469 | 914.1827 | 989.1156 | 554.3376
| 1259 | 823.0791 | 781.9964 | 931.1581 | 781.9964 | 781.9964 | 931.1581 | 781.9964 | 781.9964 | 931.1581 | 781.9964 | 985.034 | 557.4695 | 781.9964 | 931.1581 | 781.9964 | 1259 | 781.9964 | 931.1581 | 985.034 | 557.4695 | 2804 | 485 | 2353 | 1221 | 8235 | 1658 | 3276 | 4268 | 837.5547 | 914.1816 | 989.1156 | 554.0244
| 1260 | 832.28 | 813.7646 | 918.0653 | 813.7646 | 813.7646 | 918.0653 | 813.7646 | 813.7646 | 918.0653 | 813.7646 | 989.1156 | 480.4259 | 813.7646 | 918.0653 | 813.7646 | 1260 | 813.7646 | 918.0654 | 989.1156 | 480.4259 | 1805 | 1073 | 1319 | 2145 | 7632 | 1428 | 3193 | 3121 | 837.5547 | 914.1816 | 989.1156 | 554.0244
| 1261 | 844.8753 | 804.4889 | 931.5843 | 804.4889 | 804.4889 | 931.5843 | 804.4889 | 804.4889 | 931.5843 | 804.4889 | 986.3946 | 679.6117 | 804.4889 | 931.5843 | 804.4889 | 1261 | 804.4889 | 931.5843 | 986.3946 | 679.6117 | 2081 | 476 | 2031 | 358 | 1274 | 2353 | 3185 | 6017 | 837.2663 | 914.1709 | 989.1156 | 553.7112
| 1262 | 832.6994 | 784.832 | 927.3967 | 784.832 | 784.832 | 927.3967 | 784.832 | 784.832 | 927.3967 | 784.832 | 983.6735 | 685.8754 | 784.832 | 927.3967 | 784.832 | 1262 | 784.832 | 927.3967 | 983.6735 | 685.8754 | 2702 | 622 | 2980 | 333 | 2179 | 3285 | 3142 | 5719 | 837.2182 | 914.1681 | 989.1156 | 553.3981
| 1263 | 821.7519 | 793.7233 | 932.0533 | 793.7233 | 793.7233 | 932.0533 | 793.7233 | 793.7233 | 932.0533 | 793.7233 | 987.7551 | 438.7723 | 793.7233 | 932.0533 | 793.7233 | 1263 | 793.7233 | 932.0533 | 987.7551 | 438.7723 | 2419 | 456 | 1668 | 2848 | 5659 | 1732 | 3125 | 5289 | 837.1702 | 914.1624 | 989.1156 | 553.3981
| 1264 | 832.4143 | 790.0226 | 938.1729 | 790.0226 | 790.0226 | 938.1729 | 790.0226 | 790.0226 | 938.1729 | 790.0226 | 987.7551 | 593.1726 | 790.0226 | 938.1729 | 790.0226 | 1264 | 790.0226 | 938.1729 | 987.7551 | 593.1726 | 2541 | 276 | 1667 | 905 | 2879 | 4826 | 3108 | 4261 | 837.1702 | 914.141 | 989.1156 | 553.3981
| 1265 | 785.9867 | 733.359 | 937.4613 | 733.359 | 733.359 | 937.4613 | 733.359 | 733.359 | 937.4613 | 733.359 | 1000 | 387.0968 | 733.359 | 937.4613 | 733.359 | 1265 | 733.359 | 937.4613 | 1000 | 387.0968 | 4680 | 291 | 45 | 3720 | 1559 | 4380 | 3025 | 3088 | 837.1702 | 914.141 | 989.1156 | 553.3981
| 1266 | 806.7284 | 772.7688 | 935.9997 | 772.7688 | 772.7688 | 935.9997 | 772.7688 | 772.7688 | 935.9997 | 772.7688 | 980.9524 | 387.0968 | 772.7688 | 935.9997 | 772.7688 | 1266 | 772.7688 | 935.9997 | 980.9524 | 387.0968 | 3151 | 337 | 3954 | 3719 | 1801 | 3877 | 3017 | 1981 | 836.8818 | 914.1304 | 989.1156 | 553.3981
| 1267 | 880.7619 | 910.607 | 917.0301 | 910.607 | 910.607 | 917.0301 | 910.607 | 910.607 | 917.0301 | 910.607 | 995.9184 | 381.7726 | 910.607 | 917.0301 | 910.607 | 1267 | 910.607 | 917.0301 | 995.9184 | 381.7726 | 377 | 1130 | 387 | 3811 | 8523 | 3067 | 2974 | 1310 | 836.8338 | 914.1008 | 989.1156 | 553.3981
| 1268 | 858.8453 | 892.9687 | 895.9927 | 892.9687 | 892.9687 | 895.9927 | 892.9687 | 892.9687 | 895.9927 | 892.9687 | 978.2313 | 317.8829 | 892.9687 | 895.9927 | 892.9687 | 1268 | 892.9687 | 895.9927 | 978.2313 | 317.8829 | 547 | 2392 | 4758 | 5108 | 8208 | 3084 | 2957 | 1143 | 836.8338 | 914.0684 | 989.1156 | 553.3981
| 1269 | 853 | 854.5682 | 961.0427 | 854.5682 | 854.5682 | 961.0427 | 854.5682 | 854.5682 | 961.0427 | 854.5682 | 993.1973 | 268.0864 | 854.5682 | 961.0427 | 854.5682 | 1269 | 854.5682 | 961.0427 | 993.1973 | 268.0864 | 984 | 26 | 706 | 6834 | 672 | 1449 | 2940 | 6275 | 836.8338 | 914.0493 | 989.1156 | 553.0849
| 1270 | 840.3991 | 865.7183 | 899.3102 | 865.7183 | 865.7183 | 899.3102 | 865.7183 | 865.7183 | 899.3102 | 865.7183 | 994.5578 | 248.0426 | 865.7183 | 899.3102 | 865.7183 | 1270 | 865.7183 | 899.3102 | 994.5578 | 248.0426 | 859 | 2162 | 550 | 7538 | 5636 | 4274 | 2857 | 5599 | 836.7857 | 913.9468 | 989.1156 | 553.0849
| 1271 | 832.248 | 856.8751 | 884.9059 | 856.8751 | 856.8751 | 884.9059 | 856.8751 | 856.8751 | 884.9059 | 856.8751 | 972.7891 | 284.0589 | 856.8751 | 884.9059 | 856.8751 | 1271 | 856.8751 | 884.9059 | 972.7891 | 284.0589 | 961 | 3261 | 6461 | 6213 | 2203 | 3464 | 2849 | 6030 | 836.7376 | 913.9323 | 989.1156 | 552.7717
| 1272 | 836.2292 | 850.8675 | 901.5252 | 850.8675 | 850.8675 | 901.5252 | 850.8675 | 850.8675 | 901.5252 | 850.8675 | 993.1973 | 300.9709 | 850.8675 | 901.5252 | 850.8675 | 1272 | 850.8675 | 901.5252 | 993.1973 | 300.9709 | 1034 | 2003 | 705 | 5614 | 5683 | 1795 | 2806 | 5119 | 836.6896 | 913.9 | 989.1156 | 552.7717
| 1273 | 823.9973 | 831.6432 | 898.6253 | 831.6432 | 831.6432 | 898.6253 | 831.6432 | 831.6432 | 898.6253 | 831.6432 | 990.4762 | 297.839 | 831.6432 | 898.6253 | 831.6432 | 1273 | 831.6432 | 898.6253 | 990.4762 | 297.839 | 1375 | 2213 | 1079 | 5702 | 5011 | 1775 | 2789 | 7407 | 836.6896 | 913.8506 | 989.1156 | 552.4585
| 1274 | 825.4172 | 837.2663 | 891.2475 | 837.2663 | 837.2663 | 891.2475 | 837.2663 | 837.2663 | 891.2475 | 837.2663 | 998.6395 | 294.0808 | 837.2663 | 891.2475 | 837.2663 | 1274 | 837.2663 | 891.2475 | 998.6395 | 294.0808 | 1261 | 2767 | 142 | 5827 | 1134 | 1771 | 2772 | 5979 | 836.6896 | 913.8396 | 989.1156 | 552.4585
| 1275 | 810.8999 | 818.7629 | 880.6294 | 818.7629 | 818.7629 | 880.6294 | 818.7629 | 818.7629 | 880.6294 | 818.7629 | 995.9184 | 284.0589 | 818.7629 | 880.6294 | 818.7629 | 1275 | 818.7629 | 880.6294 | 995.9184 | 284.0589 | 1675 | 3565 | 386 | 6212 | 6741 | 3753 | 2689 | 5858 | 836.6415 | 913.8321 | 989.1156 | 552.4585
| 1276 | 810.4193 | 818.2342 | 880.7415 | 818.2342 | 818.2342 | 880.7415 | 818.2342 | 818.2342 | 880.7415 | 818.2342 | 986.3946 | 290.6358 | 818.2342 | 880.7415 | 818.2342 | 1276 | 818.2342 | 880.7415 | 986.3946 | 290.6358 | 1688 | 3554 | 2030 | 5942 | 3360 | 3270 | 2681 | 2625 | 836.5935 | 913.8141 | 989.1156 | 552.4585
| 1277 | 817.4386 | 827.3177 | 889.9853 | 827.3177 | 827.3177 | 889.9853 | 827.3177 | 827.3177 | 889.9853 | 827.3177 | 989.1156 | 276.5424 | 827.3177 | 889.9853 | 827.3177 | 1277 | 827.3177 | 889.9853 | 989.1156 | 276.5424 | 1465 | 2847 | 1318 | 6519 | 2665 | 3493 | 2638 | 1141 | 836.5935 | 913.8095 | 989.1156 | 552.4585
| 1278 | 813.9038 | 828.8557 | 869.0002 | 828.8557 | 828.8557 | 869.0002 | 828.8557 | 828.8557 | 869.0002 | 828.8557 | 995.9184 | 291.8885 | 828.8557 | 869.0002 | 828.8557 | 1278 | 828.8557 | 869.0002 | 995.9184 | 291.8885 | 1434 | 4329 | 385 | 5901 | 4557 | 4456 | 2621 | 351 | 836.5454 | 913.7262 | 989.1156 | 552.4585
| 1279 | 785.1523 | 771.7595 | 890.1968 | 771.7595 | 771.7595 | 890.1968 | 771.7595 | 771.7595 | 890.1968 | 771.7595 | 974.1497 | 283.1193 | 771.7595 | 890.1968 | 771.7595 | 1279 | 771.7595 | 890.1968 | 974.1497 | 283.1193 | 3196 | 2830 | 6043 | 6254 | 5925 | 4527 | 2604 | 3513 | 836.4973 | 913.7229 | 989.1156 | 552.3998
| 1280 | 801.3783 | 771.9517 | 908.1522 | 771.9517 | 771.9517 | 908.1522 | 771.9517 | 771.9517 | 908.1522 | 771.9517 | 986.3946 | 424.679 | 771.9517 | 908.1522 | 771.9517 | 1280 | 771.9517 | 908.1522 | 986.3946 | 424.679 | 3183 | 1596 | 2029 | 3086 | 1349 | 7190 | 2521 | 2171 | 836.4012 | 913.6888 | 989.1156 | 552.1453
| 1281 | 807.3567 | 769.5487 | 908.6739 | 769.5487 | 769.5487 | 908.6739 | 769.5487 | 769.5487 | 908.6739 | 769.5487 | 982.3129 | 529.596 | 769.5487 | 908.6739 | 769.5487 | 1281 | 769.5487 | 908.6739 | 982.3129 | 529.596 | 3292 | 1563 | 3523 | 1529 | 3048 | 7618 | 2513 | 6993 | 836.3532 | 913.686 | 989.1156 | 551.8321
| 1282 | 813.969 | 771.0867 | 903.0843 | 771.0867 | 771.0867 | 903.0843 | 771.0867 | 771.0867 | 903.0843 | 771.0867 | 985.034 | 629.502 | 771.0867 | 903.0843 | 771.0867 | 1282 | 771.0867 | 903.0843 | 985.034 | 629.502 | 3222 | 1906 | 2352 | 630 | 7295 | 1777 | 2470 | 5660 | 836.257 | 913.6365 | 989.1156 | 551.8321
| 1283 | 815.5117 | 772.1921 | 885.2459 | 772.1921 | 772.1921 | 885.2459 | 772.1921 | 772.1921 | 885.2459 | 772.1921 | 971.4286 | 727.2158 | 772.1921 | 885.2459 | 772.1921 | 1283 | 772.1921 | 885.2459 | 971.4286 | 727.2158 | 3172 | 3236 | 6834 | 195 | 7026 | 3226 | 2453 | 4969 | 836.257 | 913.6336 | 989.1156 | 551.8321
| 1284 | 805.8938 | 770.7022 | 887.7436 | 770.7022 | 770.7022 | 887.7436 | 770.7022 | 770.7022 | 887.7436 | 770.7022 | 956.4626 | 609.4582 | 770.7022 | 887.7436 | 770.7022 | 1284 | 770.7022 | 887.7436 | 956.4626 | 609.4582 | 3241 | 3010 | 8485 | 757 | 5275 | 7888 | 2436 | 1450 | 836.209 | 913.6049 | 989.1156 | 551.8321
| 1285 | 808.7056 | 767.4821 | 898.3313 | 767.4821 | 767.4821 | 898.3313 | 767.4821 | 767.4821 | 898.3313 | 767.4821 | 963.2653 | 625.4306 | 767.4821 | 898.3313 | 767.4821 | 1285 | 767.4821 | 898.3313 | 963.2653 | 625.4306 | 3377 | 2228 | 8164 | 653 | 7729 | 4711 | 2353 | 1098 | 836.1609 | 913.6045 | 989.1156 | 551.8321
| 1286 | 792.4552 | 757.1971 | 903.3576 | 757.1971 | 757.1971 | 903.3576 | 757.1971 | 757.1971 | 903.3576 | 757.1971 | 975.5102 | 447.8547 | 757.1971 | 903.3576 | 757.1971 | 1286 | 757.1971 | 903.3576 | 975.5102 | 447.8547 | 3738 | 1886 | 5623 | 2698 | 7412 | 4066 | 2345 | 1092 | 836.1129 | 913.6026 | 989.1156 | 551.8321
| 1287 | 806.0963 | 769.6929 | 922.5468 | 769.6929 | 769.6929 | 922.5468 | 769.6929 | 769.6929 | 922.5468 | 769.6929 | 997.2789 | 440.3382 | 769.6929 | 922.5468 | 769.6929 | 1287 | 769.6929 | 922.5468 | 997.2789 | 440.3382 | 3287 | 854 | 201 | 2825 | 5228 | 7075 | 2302 | 1000 | 836.1129 | 913.5227 | 989.1156 | 551.8321
| 1288 | 836.8809 | 806.6035 | 917.2529 | 806.6035 | 806.6035 | 917.2529 | 806.6035 | 806.6035 | 917.2529 | 806.6035 | 985.034 | 609.4582 | 806.6035 | 917.2529 | 806.6035 | 1288 | 806.6035 | 917.2529 | 985.034 | 609.4582 | 2013 | 1118 | 2351 | 756 | 356 | 1469 | 2285 | 4141 | 836.1128 | 913.5111 | 989.1156 | 551.519
| 1289 | 857.5755 | 820.397 | 939.7483 | 820.397 | 820.397 | 939.7483 | 820.397 | 820.397 | 939.7483 | 820.397 | 998.6395 | 685.249 | 820.397 | 939.7483 | 820.397 | 1289 | 820.397 | 939.7483 | 998.6395 | 685.249 | 1621 | 242 | 141 | 334 | 3087 | 7937 | 2268 | 3819 | 836.0167 | 913.4986 | 989.1156 | 551.519
| 1290 | 874.6248 | 881.3861 | 901.8208 | 881.3861 | 881.3861 | 901.8208 | 881.3861 | 881.3861 | 901.8208 | 881.3861 | 953.7415 | 632.6339 | 881.3861 | 901.8208 | 881.3861 | 1290 | 881.3861 | 901.8208 | 953.7415 | 632.6339 | 671 | 1974 | 8545 | 610 | 2328 | 1019 | 2185 | 3688 | 836.0167 | 913.4678 | 989.1156 | 551.519
| 1291 | 902.0832 | 930.4561 | 917.5185 | 930.4561 | 930.4561 | 917.5185 | 930.4561 | 930.4561 | 917.5185 | 930.4561 | 975.5102 | 539.9311 | 930.4561 | 917.5185 | 930.4561 | 1291 | 930.4561 | 917.5185 | 975.5102 | 539.9311 | 216 | 1106 | 5622 | 1416 | 3024 | 3097 | 2177 | 3345 | 835.9687 | 913.421 | 989.1156 | 551.519
| 1292 | 889.2551 | 935.5025 | 919.6593 | 935.5025 | 935.5025 | 919.6593 | 935.5025 | 935.5025 | 919.6593 | 935.5025 | 972.7891 | 314.1246 | 935.5025 | 919.6593 | 935.5025 | 1292 | 935.5025 | 919.6593 | 972.7891 | 314.1246 | 171 | 995 | 6460 | 5194 | 8526 | 2866 | 2134 | 2102 | 835.8726 | 913.4129 | 989.1156 | 551.5189
| 1293 | 878.0953 | 909.0691 | 931.8985 | 909.0691 | 909.0691 | 931.8985 | 909.0691 | 909.0691 | 931.8985 | 909.0691 | 976.8707 | 316.3169 | 909.0691 | 931.8985 | 909.0691 | 1293 | 909.0691 | 931.8985 | 976.8707 | 316.3169 | 397 | 461 | 5205 | 5140 | 5733 | 3156 | 2117 | 7075 | 835.8725 | 913.4018 | 989.1156 | 551.2058
| 1294 | 875.3729 | 909.8861 | 923.5469 | 909.8861 | 909.8861 | 923.5469 | 909.8861 | 909.8861 | 923.5469 | 909.8861 | 989.1156 | 292.8281 | 909.8861 | 923.5469 | 909.8861 | 1294 | 909.8861 | 923.5469 | 989.1156 | 292.8281 | 385 | 791 | 1317 | 5871 | 5900 | 4813 | 2100 | 5595 | 835.8245 | 913.3806 | 989.1156 | 551.2058
| 1295 | 861.5738 | 891.9114 | 917.2873 | 891.9114 | 891.9114 | 917.2873 | 891.9114 | 891.9114 | 917.2873 | 891.9114 | 978.2313 | 279.3611 | 891.9114 | 917.2873 | 891.9114 | 1295 | 891.9114 | 917.2873 | 978.2313 | 279.3611 | 557 | 1116 | 4757 | 6395 | 7536 | 8504 | 2017 | 3086 | 835.7764 | 913.3264 | 989.1156 | 551.2058
| 1296 | 819.9008 | 814.7258 | 923.3811 | 814.7258 | 814.7258 | 923.3811 | 814.7258 | 814.7258 | 923.3811 | 814.7258 | 970.068 | 297.2127 | 814.7258 | 923.3811 | 814.7258 | 1296 | 814.7258 | 923.3811 | 970.068 | 297.2127 | 1780 | 803 | 7243 | 5731 | 7552 | 8058 | 2009 | 6003 | 835.6803 | 913.3264 | 989.1156 | 550.8926
| 1297 | 841.1692 | 850.8194 | 921.843 | 850.8194 | 850.8194 | 921.843 | 850.8194 | 850.8194 | 921.843 | 850.8194 | 979.5918 | 302.85 | 850.8194 | 921.843 | 850.8194 | 1297 | 850.8194 | 921.843 | 979.5918 | 302.85 | 1035 | 890 | 4191 | 5543 | 3595 | 522 | 1966 | 3757 | 835.5842 | 913.3264 | 989.1156 | 550.8926
| 1298 | 813.9058 | 817.7536 | 897.5443 | 817.7536 | 817.7536 | 897.5443 | 817.7536 | 817.7536 | 897.5443 | 817.7536 | 968.7075 | 293.7676 | 817.7536 | 897.5443 | 817.7536 | 1298 | 817.7536 | 897.5443 | 968.7075 | 293.7676 | 1703 | 2282 | 7437 | 5837 | 2258 | 1104 | 1949 | 7693 | 835.5842 | 913.3061 | 989.1156 | 550.5794
| 1299 | 809.3623 | 795.9821 | 922.4153 | 795.9821 | 795.9821 | 922.4153 | 795.9821 | 795.9821 | 922.4153 | 795.9821 | 974.1497 | 299.4049 | 795.9821 | 922.4153 | 795.9821 | 1299 | 795.9821 | 922.4153 | 974.1497 | 299.4049 | 2340 | 861 | 6042 | 5660 | 7074 | 3045 | 1932 | 4300 | 835.44 | 913.3007 | 989.1156 | 550.5794
| 1300 | 812.9071 | 809.6314 | 903.7087 | 809.6314 | 809.6314 | 903.7087 | 809.6314 | 809.6314 | 903.7087 | 809.6314 | 980.9524 | 307.8609 | 809.6314 | 903.7087 | 809.6314 | 1300 | 809.6314 | 903.7087 | 980.9524 | 307.8609 | 1916 | 1873 | 3953 | 5375 | 2157 | 4452 | 1849 | 4265 | 835.44 | 913.2975 | 989.1156 | 550.5794
| 1301 | 822.0772 | 820.6853 | 915.8886 | 820.6853 | 820.6853 | 915.8886 | 820.6853 | 820.6853 | 915.8886 | 820.6853 | 980.9524 | 299.0918 | 820.6853 | 915.8886 | 820.6853 | 1301 | 820.6853 | 915.8886 | 980.9524 | 299.0918 | 1615 | 1189 | 3952 | 5666 | 1822 | 3793 | 1841 | 3734 | 835.44 | 913.2961 | 989.1156 | 550.4228
| 1302 | 831.4743 | 840.7267 | 907.8563 | 840.7267 | 840.7267 | 907.8563 | 840.7267 | 840.7267 | 907.8563 | 840.7267 | 987.7551 | 295.6467 | 840.7267 | 907.8563 | 840.7267 | 1302 | 840.7267 | 907.8563 | 987.7551 | 295.6467 | 1209 | 1623 | 1666 | 5774 | 2128 | 1765 | 1798 | 3299 | 835.3919 | 913.2788 | 989.1156 | 549.953
| 1303 | 791.1303 | 771.9517 | 906.61 | 771.9517 | 771.9517 | 906.61 | 771.9517 | 771.9517 | 906.61 | 771.9517 | 976.8707 | 296.8995 | 771.9517 | 906.61 | 771.9517 | 1303 | 771.9517 | 906.61 | 976.8707 | 296.8995 | 3182 | 1705 | 5204 | 5742 | 884 | 3163 | 1781 | 3107 | 835.2478 | 913.2674 | 989.1156 | 549.953
| 1304 | 775.7725 | 761.5226 | 838.6907 | 761.5226 | 761.5226 | 838.6907 | 761.5226 | 761.5226 | 838.6907 | 761.5226 | 978.2313 | 435.6405 | 761.5226 | 838.6907 | 761.5226 | 1304 | 761.5226 | 838.6907 | 978.2313 | 435.6405 | 3581 | 6277 | 4756 | 2899 | 1334 | 8088 | 1764 | 3717 | 835.0075 | 913.2554 | 989.1156 | 549.8747
| 1305 | 744.6089 | 742.875 | 762.1938 | 742.875 | 742.875 | 762.1938 | 742.875 | 742.875 | 762.1938 | 742.875 | 971.4286 | 461.3216 | 742.875 | 762.1938 | 742.875 | 1305 | 742.875 | 762.1938 | 971.4286 | 461.3216 | 4278 | 7323 | 6833 | 2463 | 1325 | 552 | 1681 | 6845 | 834.8633 | 913.2554 | 989.1156 | 549.6398
| 1306 | 754.8164 | 769.789 | 767.0917 | 769.789 | 769.789 | 767.0917 | 769.789 | 769.789 | 767.0917 | 769.789 | 960.5442 | 380.2067 | 769.789 | 767.0917 | 769.789 | 1306 | 769.789 | 767.0917 | 960.5442 | 380.2067 | 3282 | 7274 | 8277 | 3842 | 3340 | 6443 | 1673 | 5291 | 834.7671 | 913.2164 | 989.1156 | 549.6398
| 1307 | 758.5534 | 779.8337 | 734.7034 | 779.8337 | 779.8337 | 734.7034 | 779.8337 | 779.8337 | 734.7034 | 779.8337 | 976.8707 | 465.393 | 779.8337 | 734.7034 | 779.8337 | 1307 | 779.8337 | 734.7034 | 976.8707 | 465.393 | 2880 | 7640 | 5203 | 2378 | 7100 | 3302 | 1630 | 4866 | 834.7191 | 913.209 | 989.1156 | 549.0135
| 1308 | 757.1245 | 766.0883 | 726.6895 | 766.0883 | 766.0883 | 726.6895 | 766.0883 | 766.0883 | 726.6895 | 766.0883 | 967.3469 | 596.9308 | 766.0883 | 726.6895 | 766.0883 | 1308 | 766.0883 | 726.6895 | 967.3469 | 596.9308 | 3428 | 7720 | 7724 | 861 | 1607 | 2882 | 1613 | 4562 | 834.7191 | 913.1907 | 989.1156 | 549.0135
| 1309 | 755.555 | 776.9501 | 728.0418 | 776.9501 | 776.9501 | 728.0418 | 776.9501 | 776.9501 | 728.0418 | 776.9501 | 940.1361 | 509.8653 | 776.9501 | 728.0418 | 776.9501 | 1309 | 776.9501 | 728.0419 | 940.1361 | 509.8653 | 2985 | 7704 | 8699 | 1768 | 1202 | 7094 | 1596 | 4440 | 834.671 | 913.1858 | 989.1156 | 549.0135
| 1310 | 746.4101 | 753.5925 | 730.1662 | 753.5925 | 753.5925 | 730.1662 | 753.5925 | 753.5925 | 730.1662 | 753.5925 | 946.9388 | 553.3981 | 753.5925 | 730.1662 | 753.5925 | 1310 | 753.5925 | 730.1662 | 946.9388 | 553.3981 | 3876 | 7689 | 8596 | 1267 | 839 | 7813 | 1513 | 4095 | 834.671 | 913.1733 | 989.1156 | 549.0135
| 1311 | 762.6623 | 772.8649 | 736.6951 | 772.8649 | 772.8649 | 658.8887 | 772.8649 | 772.8649 | 736.6951 | 772.8649 | 979.5918 | 645.7877 | 772.8649 | 736.6951 | 772.8649 | 1311 | 772.8649 | 736.6951 | 979.5918 | 645.7877 | 3144 | 7623 | 4190 | 518 | 7815 | 4146 | 1505 | 4044 | 834.5268 | 913.1319 | 989.1156 | 549.0135
| 1312 | 718.8694 | 776.7578 | 587.6112 | 776.7578 | 776.7578 | 587.6112 | 776.7578 | 776.7578 | 587.6112 | 776.7578 | 970.068 | 529.596 | 776.7578 | 587.6112 | 776.7578 | 1312 | 776.7578 | 587.6112 | 970.068 | 529.596 | 2997 | 8536 | 7242 | 1528 | 2609 | 3412 | 1462 | 6318 | 834.4788 | 913.1235 | 989.1156 | 548.7003
| 1313 | 721.5072 | 793.5791 | 537.0743 | 793.5791 | 793.5791 | 537.0743 | 793.5791 | 793.5791 | 537.0743 | 793.5791 | 972.7891 | 631.3811 | 793.5791 | 537.0743 | 793.5791 | 1313 | 793.5791 | 537.0743 | 972.7891 | 631.3811 | 2426 | 8570 | 6459 | 621 | 2491 | 4372 | 1445 | 3979 | 834.4788 | 913.1175 | 989.1156 | 548.7003
| 1314 | 775.7749 | 795.4054 | 728.1786 | 795.4054 | 795.4054 | 728.1786 | 795.4054 | 795.4054 | 728.1786 | 795.4054 | 986.3946 | 598.4967 | 795.4054 | 728.1786 | 795.4054 | 1314 | 795.4054 | 728.1786 | 986.3946 | 598.4967 | 2355 | 7703 | 2028 | 845 | 1331 | 2366 | 1428 | 3672 | 834.4307 | 913.1067 | 989.1156 | 548.7003
| 1315 | 838.4672 | 927.7647 | 725.7996 | 927.7647 | 927.7647 | 725.7996 | 927.7647 | 927.7647 | 725.7996 | 927.7647 | 970.068 | 443.1569 | 927.7647 | 725.7996 | 927.7647 | 1315 | 927.7647 | 725.7996 | 970.068 | 443.1569 | 241 | 7732 | 7241 | 2785 | 8537 | 3456 | 1345 | 2099 | 834.3346 | 913.0972 | 989.1156 | 548.7003
| 1316 | 854.3382 | 962.2243 | 730.9507 | 962.2243 | 962.2243 | 730.9507 | 962.2243 | 962.2243 | 730.9507 | 962.2243 | 983.6735 | 355.4651 | 962.2243 | 730.9507 | 962.2243 | 1316 | 962.2243 | 730.9507 | 983.6735 | 355.4651 | 50 | 7676 | 2979 | 4345 | 8634 | 4839 | 1337 | 1114 | 834.2865 | 913.0789 | 989.1156 | 548.7003
| 1317 | 859.9392 | 950.93 | 783.9476 | 950.93 | 950.93 | 783.9476 | 950.93 | 950.93 | 783.9476 | 950.93 | 983.6735 | 312.2455 | 950.93 | 783.9476 | 950.93 | 1317 | 950.93 | 783.9476 | 983.6735 | 312.2455 | 92 | 7161 | 2978 | 5246 | 3503 | 3177 | 1294 | 6863 | 834.1904 | 913.0627 | 989.1156 | 548.3871
| 1318 | 827.0604 | 931.7537 | 709.5755 | 931.7537 | 931.7537 | 709.5755 | 931.7537 | 931.7537 | 709.5755 | 931.7537 | 979.5918 | 306.9214 | 931.7537 | 709.5755 | 931.7537 | 1318 | 931.7537 | 709.5755 | 979.5918 | 306.9214 | 198 | 7932 | 4189 | 5412 | 8237 | 7620 | 1277 | 2123 | 833.9982 | 913.0464 | 989.1156 | 548.3871
| 1319 | 782.3462 | 901.4274 | 613.459 | 901.4274 | 901.4274 | 613.459 | 901.4274 | 901.4274 | 613.459 | 901.4274 | 993.1973 | 294.394 | 901.4274 | 613.459 | 901.4274 | 1319 | 901.4274 | 613.459 | 993.1973 | 294.394 | 466 | 8511 | 704 | 5818 | 7200 | 7367 | 1260 | 6770 | 833.9982 | 913.0087 | 989.1156 | 548.3088
| 1320 | 779.8324 | 862.0176 | 683.2263 | 862.0176 | 862.0176 | 683.2263 | 862.0176 | 862.0176 | 683.2263 | 862.0176 | 982.3129 | 306.295 | 862.0176 | 683.2263 | 862.0176 | 1320 | 862.0176 | 683.2263 | 982.3129 | 306.295 | 898 | 8187 | 3522 | 5428 | 5395 | 311 | 1177 | 3496 | 833.9982 | 913.0087 | 989.1156 | 548.2305
| 1321 | 770.4224 | 838.5639 | 693.746 | 838.5639 | 838.5639 | 693.746 | 838.5639 | 838.5639 | 693.746 | 838.5639 | 994.5578 | 307.8609 | 838.5639 | 693.746 | 838.5639 | 1321 | 838.5639 | 693.746 | 994.5578 | 307.8609 | 1248 | 8080 | 549 | 5374 | 8310 | 1757 | 1169 | 1096 | 833.9501 | 912.9984 | 989.1156 | 548.0739
| 1322 | 758.9408 | 819.0513 | 693.6058 | 819.0513 | 819.0513 | 693.6058 | 819.0513 | 819.0513 | 693.6058 | 819.0513 | 990.4762 | 307.8609 | 819.0513 | 693.6058 | 819.0513 | 1322 | 819.0513 | 693.6058 | 990.4762 | 307.8609 | 1657 | 8082 | 1078 | 5373 | 1493 | 4589 | 1126 | 4001 | 833.9501 | 912.9913 | 989.1156 | 547.7607
| 1323 | 798.4082 | 791.945 | 891.4183 | 791.945 | 791.945 | 891.4183 | 791.945 | 791.945 | 891.4183 | 791.945 | 975.5102 | 300.9709 | 791.945 | 891.4183 | 791.945 | 1323 | 791.945 | 891.4183 | 975.5102 | 300.9709 | 2480 | 2749 | 5621 | 5613 | 3742 | 4359 | 1109 | 5943 | 833.854 | 912.9913 | 989.1156 | 547.4475
| 1324 | 799.4751 | 793.7713 | 894.0028 | 793.7713 | 793.7713 | 894.0028 | 793.7713 | 793.7713 | 894.0028 | 793.7713 | 979.5918 | 286.8775 | 793.7713 | 894.0028 | 793.7713 | 1324 | 793.7713 | 894.0028 | 979.5918 | 286.8775 | 2414 | 2535 | 4188 | 6098 | 1940 | 3314 | 1092 | 4200 | 833.8059 | 912.9647 | 989.1156 | 547.4475
| 1325 | 822.7184 | 834.8633 | 892.123 | 834.8633 | 834.8633 | 892.123 | 834.8633 | 834.8633 | 892.123 | 834.8633 | 985.034 | 285.6248 | 834.8633 | 892.123 | 834.8633 | 1325 | 834.8633 | 892.123 | 985.034 | 285.6248 | 1305 | 2702 | 2350 | 6150 | 3013 | 1743 | 1009 | 1498 | 833.7579 | 912.9521 | 989.1156 | 547.4475
| 1326 | 826.6255 | 853.2225 | 871.9623 | 853.2225 | 853.2225 | 871.9623 | 853.2225 | 853.2225 | 871.9623 | 853.2225 | 965.9864 | 293.1412 | 853.2225 | 871.9623 | 853.2225 | 1326 | 853.2225 | 871.9623 | 965.9864 | 293.1412 | 1002 | 4150 | 7949 | 5856 | 8391 | 3060 | 1001 | 7747 | 833.7098 | 912.9515 | 989.1156 | 547.1344
| 1327 | 792.5679 | 775.9888 | 907.7685 | 775.9888 | 775.9888 | 907.7685 | 775.9888 | 775.9888 | 907.7685 | 775.9888 | 978.2313 | 278.7347 | 775.9888 | 907.7685 | 775.9888 | 1327 | 775.9889 | 907.7685 | 978.2313 | 278.7347 | 3030 | 1632 | 4755 | 6424 | 2788 | 3862 | 958 | 6182 | 833.7098 | 912.8999 | 989.1156 | 547.1344
| 1328 | 802.6824 | 790.0226 | 907.9229 | 790.0226 | 790.0226 | 907.9229 | 790.0226 | 790.0226 | 907.9229 | 790.0226 | 980.9524 | 304.7291 | 790.0226 | 907.9229 | 790.0226 | 1328 | 790.0226 | 907.9229 | 980.9524 | 304.7291 | 2540 | 1611 | 3951 | 5486 | 3049 | 7076 | 941 | 5502 | 833.6137 | 912.8878 | 989.1156 | 547.1344
| 1329 | 820.3194 | 806.8439 | 905.9173 | 806.8439 | 806.8439 | 905.9173 | 806.8439 | 806.8439 | 905.9173 | 806.8439 | 982.3129 | 423.7394 | 806.8439 | 905.9173 | 806.8439 | 1329 | 806.8439 | 905.9173 | 982.3129 | 423.7394 | 2005 | 1747 | 3521 | 3102 | 3047 | 3904 | 924 | 4108 | 833.5176 | 912.8835 | 989.1156 | 547.1344
| 1330 | 836.6124 | 822.5597 | 910.6867 | 822.5597 | 822.5597 | 910.6867 | 822.5597 | 822.5597 | 910.6867 | 822.5597 | 978.2313 | 511.1181 | 822.5597 | 910.6867 | 822.5597 | 1330 | 822.5597 | 910.6867 | 978.2313 | 511.1181 | 1568 | 1444 | 4754 | 1758 | 1942 | 2368 | 841 | 4107 | 833.5176 | 912.8554 | 989.1156 | 547.1344
| 1331 | 808.7347 | 834.4307 | 799.0058 | 834.4307 | 834.4307 | 799.0058 | 834.4307 | 834.4307 | 799.0058 | 834.4307 | 974.1497 | 476.6677 | 834.4307 | 799.0058 | 834.4307 | 1331 | 834.4307 | 799.0058 | 974.1497 | 476.6677 | 1314 | 7089 | 6041 | 2201 | 8295 | 3972 | 833 | 3606 | 833.3734 | 912.8446 | 989.1156 | 547.1344
| 1332 | 848.5851 | 846.6382 | 870.894 | 846.6382 | 846.6382 | 870.894 | 846.6382 | 846.6382 | 870.894 | 846.6382 | 983.6735 | 639.8371 | 846.6382 | 870.894 | 846.6382 | 1332 | 846.6382 | 870.894 | 983.6735 | 639.8371 | 1109 | 4219 | 2977 | 559 | 5012 | 7113 | 790 | 2350 | 833.3734 | 912.8377 | 989.1156 | 547.1344
| 1333 | 794.1817 | 826.1643 | 732.1152 | 826.1643 | 826.1643 | 732.1152 | 826.1643 | 826.1643 | 732.1152 | 826.1643 | 965.9864 | 614.7823 | 826.1643 | 732.1152 | 826.1643 | 1333 | 826.1643 | 732.1152 | 965.9864 | 614.7823 | 1479 | 7665 | 7948 | 717 | 2152 | 7187 | 773 | 1360 | 833.3734 | 912.8135 | 989.1156 | 547.1344
| 1334 | 802.324 | 835.0074 | 730.7487 | 835.0074 | 835.0074 | 730.7487 | 835.0074 | 835.0074 | 730.7487 | 835.0074 | 991.8367 | 637.6448 | 835.0074 | 730.7487 | 835.0074 | 1334 | 835.0075 | 730.7487 | 991.8367 | 637.6448 | 1304 | 7679 | 951 | 575 | 1489 | 3898 | 756 | 7648 | 833.3734 | 912.7684 | 989.1156 | 546.8212
| 1335 | 849.0155 | 858.1727 | 895.1691 | 858.1727 | 858.1727 | 895.1691 | 858.1727 | 858.1727 | 895.1691 | 858.1727 | 970.068 | 470.0908 | 858.1727 | 895.1691 | 858.1727 | 1335 | 858.1727 | 895.1691 | 970.068 | 470.0908 | 945 | 2454 | 7240 | 2309 | 3574 | 8087 | 673 | 7639 | 833.2773 | 912.7531 | 989.1156 | 546.8212
| 1336 | 836.4756 | 806.4594 | 912.1567 | 806.4594 | 806.4594 | 912.1567 | 806.4594 | 806.4594 | 912.1567 | 806.4594 | 983.6735 | 626.6834 | 806.4594 | 912.1567 | 806.4594 | 1336 | 806.4594 | 912.1567 | 983.6735 | 626.6834 | 2016 | 1369 | 2976 | 648 | 5035 | 551 | 665 | 1453 | 833.2292 | 912.7531 | 989.1156 | 546.508
| 1337 | 863.3641 | 844.0909 | 926.6676 | 844.0909 | 844.0909 | 926.6676 | 844.0909 | 844.0909 | 926.6676 | 844.0909 | 989.1156 | 638.5844 | 844.0909 | 926.6676 | 844.0909 | 1337 | 844.0909 | 926.6676 | 989.1156 | 638.5844 | 1151 | 660 | 1316 | 573 | 2616 | 2931 | 622 | 7627 | 833.1331 | 912.7519 | 989.1156 | 546.1948
| 1338 | 828.0758 | 822.1272 | 911.0322 | 822.1272 | 822.1272 | 911.0322 | 822.1272 | 822.1272 | 911.0322 | 822.1272 | 982.3129 | 389.6023 | 822.1272 | 911.0322 | 822.1272 | 1338 | 822.1272 | 911.0322 | 982.3129 | 389.6023 | 1581 | 1428 | 3520 | 3680 | 2036 | 3525 | 605 | 6539 | 833.1331 | 912.7415 | 989.1156 | 546.1948
| 1339 | 887.5032 | 925.8903 | 918.1568 | 925.8903 | 925.8903 | 918.1568 | 925.8903 | 925.8903 | 918.1568 | 925.8903 | 982.3129 | 362.9815 | 925.8903 | 918.1568 | 925.8903 | 1339 | 925.8903 | 918.1568 | 982.3129 | 362.9815 | 262 | 1068 | 3519 | 4215 | 3122 | 2862 | 588 | 6211 | 833.085 | 912.6893 | 989.1156 | 546.1948
| 1340 | 883.2871 | 929.4949 | 921.3708 | 929.4949 | 929.4949 | 921.3708 | 929.4949 | 929.4949 | 921.3708 | 929.4949 | 991.8367 | 252.7404 | 929.4949 | 921.3708 | 929.4949 | 1340 | 929.4949 | 921.3708 | 991.8367 | 252.7404 | 225 | 914 | 950 | 7363 | 1158 | 8101 | 505 | 3281 | 833.037 | 912.6352 | 989.1156 | 546.1948
| 1341 | 838.163 | 952.9485 | 716.6446 | 952.9485 | 952.9485 | 716.6446 | 952.9485 | 952.9485 | 716.6446 | 952.9485 | 974.1497 | 269.9655 | 952.9485 | 716.6446 | 952.9485 | 1341 | 952.9485 | 716.6446 | 974.1497 | 269.9656 | 86 | 7845 | 6040 | 6764 | 2608 | 565 | 497 | 6971 | 832.8447 | 912.6352 | 989.1156 | 545.8816
| 1342 | 878.094 | 934.5413 | 891.3924 | 934.5413 | 934.5413 | 891.3924 | 934.5413 | 934.5413 | 891.3924 | 934.5413 | 971.4286 | 279.9875 | 934.5413 | 891.3924 | 934.5413 | 1342 | 934.5413 | 891.3924 | 971.4286 | 279.9875 | 175 | 2750 | 6832 | 6377 | 2425 | 4511 | 454 | 6389 | 832.8447 | 912.6114 | 989.1156 | 545.8816
| 1343 | 864.8656 | 906.3777 | 895.5378 | 906.3777 | 906.3777 | 895.5378 | 906.3777 | 906.3777 | 895.5378 | 906.3777 | 987.7551 | 287.1907 | 906.3777 | 895.5378 | 906.3777 | 1343 | 906.3777 | 895.5378 | 987.7551 | 287.1907 | 427 | 2429 | 1665 | 6077 | 6834 | 7169 | 437 | 4979 | 832.7486 | 912.5231 | 989.1156 | 545.8816
| 1344 | 843.2992 | 864.1803 | 909.6497 | 864.1803 | 864.1803 | 909.6497 | 864.1803 | 864.1803 | 909.6497 | 864.1803 | 978.2313 | 275.9161 | 864.1803 | 909.6497 | 864.1803 | 1344 | 864.1803 | 909.6497 | 978.2313 | 275.9161 | 870 | 1510 | 4753 | 6542 | 2415 | 1206 | 420 | 1602 | 832.7486 | 912.5206 | 989.1156 | 545.8816
| 1345 | 841.0823 | 857.6441 | 912.3985 | 857.6441 | 857.6441 | 912.3985 | 857.6441 | 857.6441 | 912.3985 | 857.6441 | 989.1156 | 275.2897 | 857.6441 | 912.3985 | 857.6441 | 1345 | 857.6441 | 912.3985 | 989.1156 | 275.2897 | 950 | 1350 | 1315 | 6573 | 5323 | 3010 | 337 | 928 | 832.7005 | 912.5187 | 989.1156 | 545.8816
| 1346 | 819.5892 | 823.1845 | 907.903 | 823.1845 | 823.1845 | 907.903 | 823.1845 | 823.1845 | 907.903 | 823.1845 | 972.7891 | 284.3721 | 823.1845 | 907.903 | 823.1845 | 1346 | 823.1845 | 907.903 | 972.7891 | 284.3721 | 1550 | 1616 | 6458 | 6197 | 2594 | 2115 | 329 | 3890 | 832.6044 | 912.5164 | 989.1156 | 545.5684
| 1347 | 820.5876 | 822.6558 | 907.7736 | 822.6558 | 822.6558 | 907.7736 | 822.6558 | 822.6558 | 907.7736 | 822.6558 | 987.7551 | 288.1303 | 822.6558 | 907.7736 | 822.6558 | 1347 | 822.6558 | 907.7736 | 987.7551 | 288.1303 | 1564 | 1630 | 1664 | 6043 | 3670 | 4085 | 286 | 3317 | 832.5564 | 912.4964 | 989.1156 | 545.5684
| 1348 | 762.468 | 811.2174 | 732.2402 | 811.2174 | 811.2174 | 732.2402 | 811.2174 | 811.2174 | 732.2402 | 811.2174 | 991.8367 | 264.015 | 811.2174 | 732.2402 | 811.2174 | 1348 | 811.2174 | 732.2402 | 991.8367 | 264.015 | 1869 | 7662 | 949 | 6972 | 5013 | 477 | 269 | 7695 | 832.4122 | 912.4855 | 989.1156 | 545.2553
| 1349 | 829.4552 | 836.4012 | 922.734 | 836.4012 | 836.4012 | 922.734 | 836.4012 | 836.4012 | 922.734 | 836.4012 | 972.7891 | 257.4381 | 836.4012 | 922.734 | 836.4012 | 1349 | 836.4012 | 922.734 | 972.7891 | 257.4381 | 1280 | 844 | 6457 | 7197 | 2987 | 2365 | 252 | 6330 | 832.4122 | 912.4345 | 989.1156 | 545.2553
| 1350 | 834.7874 | 854.0876 | 895.2898 | 854.0876 | 854.0876 | 895.2898 | 854.0876 | 854.0876 | 895.2898 | 854.0876 | 985.034 | 288.1303 | 854.0876 | 895.2898 | 854.0876 | 1350 | 854.0876 | 895.2898 | 985.034 | 288.1303 | 986 | 2448 | 2349 | 6042 | 4054 | 1345 | 169 | 1936 | 832.3641 | 912.3985 | 989.1156 | 545.2552
| 1351 | 783.3815 | 762.5318 | 904.6981 | 762.5318 | 762.5318 | 904.6981 | 762.5318 | 762.5318 | 904.6981 | 762.5318 | 975.5102 | 272.7842 | 762.5318 | 904.6981 | 762.5318 | 1351 | 762.5318 | 904.6981 | 975.5102 | 272.7842 | 3542 | 1819 | 5620 | 6659 | 8506 | 4010 | 161 | 999 | 832.3161 | 912.3884 | 989.1156 | 544.9421
| 1352 | 785.8679 | 766.2325 | 897.0681 | 766.2325 | 766.2325 | 897.0681 | 766.2325 | 766.2325 | 897.0681 | 766.2325 | 983.6735 | 300.3445 | 766.2325 | 897.0681 | 766.2325 | 1352 | 766.2325 | 897.0681 | 983.6735 | 300.3445 | 3425 | 2315 | 2975 | 5633 | 2617 | 7077 | 118 | 930 | 832.3161 | 912.3877 | 989.1156 | 544.9421
| 1353 | 753.2014 | 780.5066 | 710.9191 | 780.5066 | 780.5066 | 710.9191 | 780.5066 | 780.5066 | 710.9191 | 780.5066 | 978.2313 | 478.86 | 780.5066 | 710.9191 | 780.5066 | 1353 | 780.5066 | 710.9191 | 978.2313 | 478.86 | 2853 | 7916 | 4752 | 2165 | 1634 | 4148 | 101 | 7430 | 832.316 | 912.3523 | 989.1156 | 544.6289
| 1354 | 783.2981 | 804.8734 | 722.5819 | 804.8734 | 804.8734 | 722.5819 | 804.8734 | 804.8734 | 722.5819 | 804.8734 | 978.2313 | 658.6282 | 804.8734 | 722.5819 | 804.8734 | 1354 | 804.8734 | 722.5819 | 978.2313 | 658.6283 | 2074 | 7763 | 4751 | 459 | 7317 | 1021 | 84 | 6697 | 832.268 | 912.3476 | 989.1156 | 544.6289
| 1355 | 792.1966 | 807.4206 | 729.7654 | 807.4206 | 807.4206 | 729.7654 | 807.4206 | 807.4206 | 729.7654 | 807.4206 | 974.1497 | 738.1773 | 807.4206 | 729.7654 | 807.4206 | 1355 | 807.4206 | 729.7654 | 974.1497 | 738.1773 | 1980 | 7692 | 6039 | 170 | 5158 | 7097 | 1 | 374 | 832.268 | 912.3255 | 989.1156 | 544.6289
| 1356 | 777.4408 | 805.3059 | 734.832 | 805.3059 | 805.3059 | 734.832 | 805.3059 | 805.3059 | 734.832 | 805.3059 | 976.8707 | 525.5246 | 805.3059 | 734.832 | 805.3059 | 1356 | 805.3059 | 734.832 | 976.8707 | 525.5246 | 2055 | 7635 | 5202 | 1586 | 261 | 7093 | 8739 | 6493 | 832.268 | 912.3254 | 987.7551 | 544.3157
| 1357 | 783.0378 | 794.8287 | 749.4818 | 794.8287 | 794.8287 | 749.4818 | 794.8287 | 794.8287 | 749.4818 | 794.8287 | 983.6735 | 622.2988 | 794.8287 | 749.4818 | 794.8287 | 1357 | 794.8287 | 749.4818 | 983.6735 | 622.2988 | 2374 | 7480 | 2974 | 678 | 7914 | 3125 | 8735 | 6480 | 832.1238 | 912.3061 | 987.7551 | 544.3157
| 1358 | 793.473 | 825.5395 | 761.7743 | 825.5395 | 825.5395 | 761.7743 | 825.5395 | 825.5395 | 761.7743 | 825.5395 | 983.6735 | 473.5359 | 825.5395 | 761.7743 | 825.5395 | 1358 | 825.5395 | 761.7743 | 983.6735 | 473.5359 | 1496 | 7327 | 2973 | 2247 | 2037 | 2895 | 8694 | 6387 | 832.1238 | 912.3061 | 987.7551 | 544.3157
| 1359 | 774.5257 | 803.1912 | 732.6735 | 803.1912 | 803.1912 | 732.6735 | 803.1912 | 803.1912 | 732.6735 | 803.1912 | 970.068 | 517.0686 | 803.1912 | 732.6735 | 803.1912 | 1359 | 803.1912 | 732.6735 | 970.068 | 517.0686 | 2119 | 7657 | 7239 | 1690 | 8481 | 3003 | 8656 | 4717 | 832.0758 | 912.2786 | 987.7551 | 544.3157
| 1360 | 771.7251 | 793.0985 | 733.8397 | 793.0985 | 793.0985 | 733.8397 | 793.0985 | 793.0985 | 733.8397 | 793.0985 | 976.8707 | 547.1344 | 793.0985 | 733.8397 | 793.0985 | 1360 | 793.0985 | 733.8397 | 976.8707 | 547.1344 | 2443 | 7650 | 5201 | 1333 | 7863 | 4798 | 8655 | 3974 | 832.0758 | 912.2698 | 987.7551 | 544.3157
| 1361 | 781.55 | 799.2983 | 757.2879 | 799.2983 | 799.2983 | 757.2879 | 799.2983 | 799.2983 | 757.2879 | 799.2983 | 978.2313 | 539.9311 | 799.2983 | 757.2879 | 799.2983 | 1361 | 799.2983 | 757.2879 | 978.2313 | 539.9311 | 2230 | 7386 | 4750 | 1415 | 7340 | 2852 | 8641 | 4212 | 832.0758 | 912.2631 | 987.7551 | 544.0025
| 1362 | 776.7498 | 809.8236 | 735.3011 | 809.8236 | 809.8236 | 735.3011 | 809.8236 | 809.8236 | 735.3011 | 809.8236 | 983.6735 | 471.0304 | 809.8236 | 735.3011 | 809.8236 | 1362 | 809.8236 | 735.3011 | 983.6735 | 471.0304 | 1910 | 7632 | 2972 | 2286 | 3213 | 7987 | 8640 | 3327 | 832.0757 | 912.2502 | 987.7551 | 543.8459
| 1363 | 828.183 | 926.6112 | 732.5652 | 926.6112 | 926.6112 | 732.5652 | 926.6112 | 926.6112 | 732.5652 | 926.6112 | 927.8912 | 323.5202 | 926.6112 | 732.5652 | 926.6112 | 1363 | 926.6112 | 732.5652 | 927.8912 | 323.5202 | 253 | 7659 | 8752 | 4983 | 1535 | 8742 | 8571 | 6643 | 832.0757 | 912.2457 | 987.7551 | 543.6893
| 1364 | 853.6779 | 955.0632 | 753.5147 | 955.0632 | 955.0632 | 753.5147 | 955.0632 | 955.0632 | 753.5147 | 955.0632 | 968.7075 | 328.218 | 955.0632 | 753.5147 | 955.0632 | 1364 | 955.0632 | 753.5147 | 968.7075 | 328.218 | 78 | 7428 | 7436 | 4879 | 284 | 8080 | 8567 | 5629 | 832.0757 | 912.2457 | 987.7551 | 543.6893
| 1365 | 839.472 | 947.3735 | 732.4892 | 947.3735 | 947.3735 | 732.4892 | 947.3735 | 947.3735 | 732.4892 | 947.3735 | 960.5442 | 283.1193 | 947.3735 | 732.4892 | 947.3735 | 1365 | 947.3735 | 732.4892 | 960.5442 | 283.1193 | 104 | 7661 | 8276 | 6253 | 3720 | 544 | 8526 | 3497 | 832.0277 | 912.2457 | 987.7551 | 543.4544
| 1366 | 838.6404 | 940.0202 | 739.631 | 940.0202 | 940.0202 | 739.631 | 940.0202 | 940.0202 | 739.631 | 940.0202 | 974.1497 | 288.1303 | 940.0202 | 739.631 | 940.0202 | 1366 | 940.0202 | 739.631 | 974.1497 | 288.1303 | 144 | 7597 | 6038 | 6041 | 1806 | 4480 | 8488 | 5488 | 832.0277 | 912.222 | 987.7551 | 543.3761
| 1367 | 858.0794 | 893.0648 | 900.5824 | 893.0648 | 893.0648 | 900.5824 | 893.0648 | 893.0648 | 900.5824 | 893.0648 | 980.9524 | 285.3116 | 893.0648 | 900.5824 | 893.0648 | 1367 | 893.0648 | 900.5824 | 980.9524 | 285.3116 | 545 | 2073 | 3950 | 6163 | 5877 | 1037 | 8487 | 5350 | 831.9796 | 912.2042 | 987.7551 | 543.3761
| 1368 | 849.1777 | 874.5614 | 908.1878 | 874.5614 | 874.5614 | 908.1878 | 874.5614 | 874.5614 | 908.1878 | 874.5614 | 971.4286 | 287.8171 | 874.5614 | 908.1878 | 874.5614 | 1368 | 874.5614 | 908.1878 | 971.4286 | 287.8171 | 756 | 1590 | 6831 | 6056 | 8296 | 3881 | 8473 | 4274 | 831.8354 | 912.1582 | 987.7551 | 543.3761
| 1369 | 813.6451 | 838.6601 | 855.7586 | 838.6601 | 838.6601 | 855.7586 | 838.6601 | 838.6601 | 855.7586 | 838.6601 | 968.7075 | 290.0094 | 838.6601 | 855.7586 | 838.6601 | 1369 | 838.6601 | 855.7586 | 968.7075 | 290.0094 | 1247 | 5265 | 7435 | 5967 | 1152 | 1336 | 8472 | 3644 | 831.7874 | 912.1567 | 987.7551 | 543.3761
| 1370 | 772.4238 | 818.7629 | 756.2378 | 818.7629 | 818.7629 | 756.2378 | 818.7629 | 818.7629 | 756.2378 | 818.7629 | 967.3469 | 271.5315 | 818.7629 | 756.2378 | 818.7629 | 1370 | 818.7629 | 756.2378 | 967.3469 | 271.5315 | 1674 | 7395 | 7723 | 6704 | 1416 | 3158 | 8403 | 2607 | 831.7393 | 912.1044 | 987.7551 | 543.3761
| 1371 | 765.1322 | 814.4374 | 741.2744 | 814.4374 | 814.4374 | 741.2744 | 814.4374 | 814.4374 | 741.2744 | 814.4374 | 965.9864 | 265.2678 | 814.4374 | 741.2744 | 814.4374 | 1371 | 814.4375 | 741.2744 | 965.9864 | 265.2678 | 1787 | 7576 | 7947 | 6925 | 4172 | 1209 | 8399 | 952 | 831.6913 | 912.0906 | 987.7551 | 543.3761
| 1372 | 761.7516 | 807.8531 | 743.2911 | 807.8531 | 807.8531 | 743.2911 | 807.8531 | 807.8531 | 743.2911 | 807.8531 | 963.2653 | 265.2678 | 807.8531 | 743.2911 | 807.8531 | 1372 | 807.8531 | 743.2911 | 963.2653 | 265.2678 | 1965 | 7555 | 8163 | 6924 | 6478 | 2881 | 8358 | 5879 | 831.6432 | 912.0522 | 987.7551 | 543.063
| 1373 | 760.7381 | 796.4627 | 755.8696 | 796.4627 | 796.4627 | 755.8696 | 796.4627 | 796.4627 | 755.8696 | 796.4627 | 963.2653 | 291.8885 | 796.4627 | 755.8696 | 796.4627 | 1373 | 796.4627 | 755.8696 | 963.2653 | 291.8885 | 2327 | 7401 | 8162 | 5900 | 5037 | 3047 | 8320 | 4649 | 831.6432 | 912.0205 | 987.7551 | 543.063
| 1374 | 762.0602 | 801.2688 | 749.9694 | 801.2688 | 801.2688 | 749.9694 | 801.2688 | 801.2688 | 749.9694 | 801.2688 | 965.9864 | 292.8281 | 801.2688 | 749.9694 | 801.2688 | 1374 | 801.2688 | 749.9694 | 965.9864 | 292.8281 | 2170 | 7471 | 7946 | 5870 | 2765 | 4008 | 8319 | 4023 | 831.6432 | 912.0192 | 987.7551 | 543.063
| 1375 | 725.8144 | 750.036 | 730.904 | 750.036 | 750.036 | 730.904 | 750.036 | 750.036 | 730.904 | 750.036 | 957.8231 | 279.6743 | 750.036 | 730.904 | 750.036 | 1375 | 750.036 | 730.904 | 957.8231 | 279.6743 | 4009 | 7677 | 8388 | 6385 | 1273 | 8086 | 8305 | 2418 | 831.6432 | 911.9973 | 987.7551 | 543.063
| 1376 | 718.5402 | 724.9964 | 739.9501 | 724.9964 | 724.9964 | 739.9501 | 724.9964 | 724.9964 | 739.9501 | 724.9964 | 945.5782 | 354.2123 | 724.9964 | 739.9501 | 724.9964 | 1376 | 724.9964 | 739.9501 | 945.5782 | 354.2123 | 5014 | 7593 | 8647 | 4376 | 2488 | 550 | 8304 | 1601 | 831.5951 | 911.9973 | 987.7551 | 543.063
| 1377 | 751.5433 | 773.4416 | 716.7991 | 773.4416 | 773.4416 | 716.7991 | 773.4416 | 773.4416 | 716.7991 | 773.4416 | 967.3469 | 499.5302 | 773.4416 | 716.7991 | 773.4416 | 1377 | 773.4416 | 716.7991 | 967.3469 | 499.5302 | 3115 | 7843 | 7722 | 1896 | 8133 | 4378 | 8235 | 4429 | 831.5471 | 911.9763 | 987.7551 | 542.7498
| 1378 | 793.848 | 756.9568 | 901.3341 | 756.9568 | 756.9568 | 901.3341 | 756.9568 | 756.9568 | 901.3341 | 756.9568 | 964.6259 | 488.2556 | 756.9568 | 901.3341 | 756.9568 | 1378 | 756.9568 | 901.3341 | 964.6259 | 488.2556 | 3749 | 2017 | 8023 | 2044 | 7341 | 4939 | 8211 | 3671 | 831.5471 | 911.9411 | 987.7551 | 542.7498
| 1379 | 803.4761 | 771.0386 | 896.3233 | 771.0386 | 771.0386 | 896.3233 | 771.0386 | 771.0386 | 896.3233 | 771.0386 | 967.3469 | 527.7169 | 771.0386 | 896.3233 | 771.0386 | 1379 | 771.0386 | 896.3233 | 967.3469 | 527.7169 | 3226 | 2374 | 7721 | 1553 | 2754 | 4763 | 8207 | 3518 | 831.5471 | 911.9248 | 987.7551 | 542.5736
| 1380 | 804.8933 | 770.8944 | 904.8796 | 770.8944 | 770.8944 | 904.8796 | 770.8944 | 770.8944 | 904.8796 | 770.8944 | 978.2313 | 503.6016 | 770.8944 | 904.8796 | 770.8944 | 1380 | 770.8944 | 904.8796 | 978.2313 | 503.6016 | 3231 | 1808 | 4749 | 1847 | 1704 | 6877 | 8166 | 7165 | 831.5471 | 911.8872 | 987.7551 | 542.4366
| 1381 | 813.7251 | 774.547 | 935.3807 | 774.547 | 774.547 | 935.3807 | 774.547 | 774.547 | 935.3807 | 774.547 | 970.068 | 484.1842 | 774.547 | 935.3807 | 774.547 | 1381 | 774.547 | 935.3807 | 970.068 | 484.1842 | 3079 | 357 | 7238 | 2097 | 597 | 3827 | 8128 | 4384 | 831.5471 | 911.8504 | 987.7551 | 542.4366
| 1382 | 811.7911 | 763.5892 | 922.3181 | 763.5892 | 763.5892 | 925.8442 | 763.5892 | 763.5892 | 922.3181 | 763.5892 | 974.1497 | 589.4143 | 763.5892 | 922.3181 | 763.5892 | 1382 | 763.5892 | 922.3181 | 974.1497 | 589.4143 | 3505 | 867 | 6037 | 934 | 285 | 3071 | 8127 | 6733 | 831.5471 | 911.8339 | 987.7551 | 542.1234
| 1383 | 811.9831 | 773.9222 | 916.3077 | 773.9222 | 773.9222 | 916.3077 | 773.9222 | 773.9222 | 916.3077 | 773.9222 | 972.7891 | 538.3652 | 773.9222 | 916.3077 | 773.9222 | 1383 | 773.9222 | 916.3077 | 972.7891 | 538.3652 | 3103 | 1172 | 6456 | 1429 | 1633 | 3618 | 8113 | 3775 | 831.499 | 911.8061 | 987.7551 | 542.1234
| 1384 | 816.6551 | 765.7038 | 922.9211 | 765.7038 | 765.7038 | 922.9211 | 765.7038 | 765.7038 | 922.9211 | 765.7038 | 970.068 | 645.7877 | 765.7038 | 922.9211 | 765.7038 | 1384 | 765.7039 | 922.9211 | 970.068 | 645.7877 | 3441 | 832 | 7237 | 517 | 6931 | 2022 | 8112 | 3094 | 831.451 | 911.7851 | 987.7551 | 541.9668
| 1385 | 801.7003 | 772.0959 | 917.6355 | 772.0959 | 772.0959 | 917.6355 | 772.0959 | 772.0959 | 917.6355 | 772.0959 | 976.8707 | 399.6242 | 772.0959 | 917.6355 | 772.0959 | 1385 | 772.0959 | 917.6355 | 976.8707 | 399.6242 | 3176 | 1100 | 5200 | 3499 | 1086 | 4242 | 8043 | 7024 | 831.4029 | 911.7481 | 987.7551 | 541.8102
| 1386 | 810.0948 | 786.418 | 905.375 | 786.418 | 786.418 | 905.375 | 786.418 | 786.418 | 905.375 | 786.418 | 976.8707 | 451.6129 | 786.418 | 905.375 | 786.418 | 1386 | 786.418 | 905.375 | 976.8707 | 451.6129 | 2664 | 1772 | 5199 | 2634 | 2770 | 3070 | 8039 | 1954 | 831.3068 | 911.7477 | 987.7551 | 541.8102
| 1387 | 806.3279 | 903.5901 | 673.2836 | 903.5901 | 903.5901 | 673.2836 | 903.5901 | 903.5901 | 673.2836 | 903.5901 | 956.4626 | 410.2725 | 903.5901 | 673.2836 | 903.5901 | 1387 | 903.5901 | 673.2836 | 956.4626 | 410.2725 | 451 | 8270 | 8484 | 3317 | 7968 | 3576 | 7984 | 5441 | 831.2107 | 911.7444 | 987.7551 | 541.497
| 1388 | 834.0451 | 932.4746 | 741.8243 | 932.4746 | 932.4746 | 741.8243 | 932.4746 | 932.4746 | 741.8243 | 932.4746 | 971.4286 | 278.1084 | 932.4746 | 741.8243 | 932.4746 | 1388 | 932.4746 | 741.8243 | 971.4286 | 278.1084 | 194 | 7566 | 6830 | 6461 | 6690 | 7214 | 7983 | 3767 | 831.2107 | 911.6892 | 987.7551 | 541.497
| 1389 | 836.0259 | 940.4047 | 732.5812 | 940.4047 | 940.4047 | 732.5812 | 940.4047 | 940.4047 | 732.5812 | 940.4047 | 975.5102 | 275.2897 | 940.4047 | 732.5812 | 940.4047 | 1389 | 940.4047 | 732.5812 | 975.5102 | 275.2897 | 142 | 7658 | 5619 | 6572 | 5060 | 1089 | 7969 | 5673 | 831.2107 | 911.6373 | 987.7551 | 541.1838
| 1390 | 817.8942 | 912.8659 | 720.5913 | 912.8659 | 912.8659 | 720.5913 | 912.8659 | 912.8659 | 720.5913 | 912.8659 | 983.6735 | 281.5534 | 912.8659 | 720.5913 | 912.8659 | 1390 | 912.8659 | 720.5913 | 983.6735 | 281.5534 | 355 | 7788 | 2971 | 6310 | 2416 | 2352 | 7968 | 4221 | 831.2107 | 911.6372 | 987.7551 | 541.1838
| 1391 | 788.9706 | 860.72 | 725.1381 | 860.72 | 860.72 | 725.1381 | 860.72 | 860.72 | 725.1381 | 860.72 | 983.6735 | 275.6029 | 860.72 | 725.1381 | 860.72 | 1391 | 860.72 | 725.1381 | 983.6735 | 275.6029 | 918 | 7738 | 2970 | 6555 | 2353 | 1910 | 7899 | 3109 | 831.1626 | 911.6215 | 987.7551 | 541.1838
| 1392 | 774.3858 | 841.3034 | 716.6093 | 841.3034 | 841.3034 | 716.6093 | 841.3034 | 841.3034 | 716.6093 | 841.3034 | 975.5102 | 269.026 | 841.3034 | 716.6093 | 841.3034 | 1392 | 841.3034 | 716.6093 | 975.5102 | 269.026 | 1204 | 7846 | 5618 | 6800 | 8568 | 2070 | 7895 | 2347 | 831.1145 | 911.6079 | 987.7551 | 541.1838
| 1393 | 731.7593 | 759.2637 | 731.7605 | 759.2637 | 759.2637 | 731.7605 | 759.2637 | 759.2637 | 731.7605 | 759.2637 | 970.068 | 273.4106 | 759.2637 | 731.7605 | 759.2637 | 1393 | 759.2637 | 731.7605 | 970.068 | 273.4106 | 3651 | 7668 | 7236 | 6628 | 1874 | 4031 | 7854 | 1140 | 830.9703 | 911.6065 | 987.7551 | 541.1838
| 1394 | 772.2658 | 829.6727 | 732.5317 | 829.6727 | 829.6727 | 732.5317 | 829.6727 | 829.6727 | 732.5317 | 829.6727 | 971.4286 | 272.7842 | 829.6727 | 732.5317 | 829.6727 | 1394 | 829.6727 | 732.5317 | 971.4286 | 272.7842 | 1414 | 7660 | 6829 | 6658 | 1435 | 4081 | 7816 | 7721 | 830.9223 | 911.5881 | 987.7551 | 540.8707
| 1395 | 747.6677 | 793.4349 | 720.0126 | 793.4349 | 793.4349 | 720.0126 | 793.4349 | 793.4349 | 720.0126 | 793.4349 | 967.3469 | 272.471 | 793.4349 | 720.0126 | 793.4349 | 1395 | 793.4349 | 720.0126 | 967.3469 | 272.471 | 2432 | 7794 | 7720 | 6671 | 6811 | 3152 | 7815 | 6547 | 830.8742 | 911.5798 | 987.7551 | 540.8707
| 1396 | 748.6884 | 791.3683 | 726.2527 | 791.3683 | 791.3683 | 726.2527 | 791.3683 | 791.3683 | 726.2527 | 791.3683 | 974.1497 | 271.5315 | 791.3683 | 726.2527 | 791.3683 | 1396 | 791.3683 | 726.2527 | 974.1497 | 271.5315 | 2502 | 7727 | 6036 | 6703 | 8465 | 4030 | 7801 | 3951 | 830.7781 | 911.5794 | 987.7551 | 540.8707
| 1397 | 816.0336 | 811.7941 | 921.7868 | 811.7941 | 811.7941 | 921.7868 | 811.7941 | 811.7941 | 921.7868 | 811.7941 | 975.5102 | 267.4601 | 811.7941 | 921.7868 | 811.7941 | 1397 | 811.7941 | 921.7868 | 975.5102 | 267.4601 | 1858 | 894 | 5617 | 6855 | 8536 | 7095 | 7800 | 6522 | 830.7541 | 911.5659 | 987.7551 | 540.5575
| 1398 | 787.1656 | 777.8152 | 885.9613 | 777.8152 | 777.8152 | 885.9613 | 777.8152 | 777.8152 | 885.9613 | 777.8152 | 983.6735 | 270.2787 | 777.8152 | 885.9613 | 777.8152 | 1398 | 777.8152 | 885.9613 | 983.6735 | 270.2787 | 2955 | 3162 | 2969 | 6759 | 7147 | 3065 | 7731 | 6273 | 830.73 | 911.5175 | 987.7551 | 540.5575
| 1399 | 757.5334 | 729.9467 | 881.849 | 729.9467 | 729.9467 | 881.849 | 729.9467 | 729.9467 | 881.849 | 729.9467 | 982.3129 | 256.1854 | 729.9467 | 881.849 | 729.9467 | 1399 | 729.9467 | 881.849 | 982.3129 | 256.1854 | 4824 | 3468 | 3518 | 7238 | 1583 | 7781 | 7727 | 5960 | 830.73 | 911.5146 | 987.7551 | 540.5575
| 1400 | 766.054 | 738.6937 | 897.7811 | 738.6937 | 738.6937 | 897.7811 | 738.6937 | 738.6937 | 897.7811 | 738.6937 | 978.2313 | 245.8503 | 738.6937 | 897.7811 | 738.6937 | 1400 | 738.6937 | 897.7811 | 978.2313 | 245.8503 | 4441 | 2272 | 4748 | 7604 | 8425 | 7335 | 7686 | 5716 | 830.6339 | 911.5146 | 987.7551 | 540.5575
| 1401 | 751.4943 | 714.8556 | 878.2885 | 714.8556 | 714.8556 | 878.2885 | 714.8556 | 714.8556 | 878.2885 | 714.8556 | 982.3129 | 306.6082 | 714.8556 | 878.2885 | 714.8556 | 1401 | 714.8556 | 878.2885 | 982.3129 | 306.6082 | 5430 | 3724 | 3517 | 5421 | 8107 | 279 | 7648 | 5617 | 830.6339 | 911.5146 | 987.7551 | 540.5575
| 1402 | 746.9181 | 703.9458 | 895.7551 | 703.9458 | 703.9458 | 895.7551 | 703.9458 | 703.9458 | 895.7551 | 703.9458 | 986.3946 | 255.8722 | 703.9458 | 895.7551 | 703.9458 | 1402 | 703.9458 | 895.7551 | 986.3946 | 255.8722 | 5919 | 2412 | 2027 | 7247 | 571 | 4455 | 7647 | 5346 | 830.6339 | 911.5067 | 987.7551 | 540.5575
| 1403 | 751.3031 | 710.8665 | 898.9862 | 710.8665 | 710.8665 | 898.9862 | 710.8665 | 710.8665 | 898.9862 | 710.8665 | 982.3129 | 253.0536 | 710.8665 | 898.9862 | 710.8665 | 1403 | 710.8665 | 898.9862 | 982.3129 | 253.0536 | 5599 | 2194 | 3516 | 7346 | 8034 | 3497 | 7633 | 3448 | 830.3456 | 911.4928 | 987.7551 | 540.5575
| 1404 | 760.0937 | 717.2106 | 902.0351 | 717.2106 | 717.2106 | 902.0351 | 717.2106 | 717.2106 | 902.0351 | 717.2106 | 978.2313 | 317.2565 | 717.2106 | 902.0351 | 717.2106 | 1404 | 717.2106 | 902.0351 | 978.2313 | 317.2565 | 5344 | 1963 | 4747 | 5116 | 1680 | 3266 | 7632 | 2328 | 830.3456 | 911.446 | 987.7551 | 540.5575
| 1405 | 782.2839 | 755.8033 | 901.5998 | 755.8033 | 755.8033 | 901.5998 | 755.8033 | 755.8033 | 901.5998 | 755.8033 | 980.9524 | 318.1961 | 755.8033 | 901.5998 | 755.8033 | 1405 | 755.8033 | 901.5998 | 980.9524 | 318.1961 | 3795 | 1993 | 3949 | 5101 | 1637 | 3738 | 7563 | 3714 | 830.3456 | 911.4446 | 987.7551 | 540.44
| 1406 | 777.9163 | 749.171 | 909.835 | 749.171 | 749.171 | 909.835 | 749.171 | 749.171 | 909.835 | 749.171 | 980.9524 | 277.1688 | 749.171 | 909.835 | 749.171 | 1406 | 749.171 | 909.835 | 980.9524 | 277.1688 | 4035 | 1499 | 3948 | 6488 | 498 | 1020 | 7559 | 4619 | 830.3456 | 911.4151 | 987.7551 | 540.4009
| 1407 | 792.9583 | 768.2511 | 929.7291 | 768.2511 | 768.2511 | 929.7291 | 768.2511 | 768.2511 | 929.7291 | 768.2511 | 972.7891 | 263.7018 | 768.2511 | 929.7291 | 768.2511 | 1407 | 768.2511 | 929.7291 | 972.7891 | 263.7018 | 3340 | 534 | 6455 | 6979 | 3380 | 5180 | 7518 | 7290 | 830.2494 | 911.3561 | 987.7551 | 540.2443
| 1408 | 780.2567 | 745.6145 | 931.5889 | 745.6145 | 745.6145 | 931.5889 | 745.6145 | 745.6145 | 931.5889 | 745.6145 | 975.5102 | 256.8118 | 745.6145 | 931.5889 | 745.6145 | 1408 | 745.6145 | 931.5889 | 975.5102 | 256.8118 | 4161 | 475 | 5616 | 7216 | 2582 | 3058 | 7480 | 6336 | 830.2014 | 911.3556 | 987.7551 | 540.2443
| 1409 | 767.7169 | 711.203 | 945.6343 | 711.203 | 711.203 | 945.6343 | 711.203 | 711.203 | 945.6343 | 711.203 | 983.6735 | 292.2017 | 711.203 | 945.6343 | 711.203 | 1409 | 711.203 | 945.6343 | 983.6735 | 292.2017 | 5586 | 132 | 2968 | 5886 | 2771 | 1256 | 7479 | 5194 | 830.1533 | 911.3495 | 987.7551 | 540.2443
| 1410 | 802.8125 | 781.0352 | 927.8753 | 781.0352 | 781.0352 | 927.8753 | 781.0352 | 781.0352 | 927.8753 | 781.0352 | 967.3469 | 312.2455 | 781.0352 | 927.8753 | 781.0352 | 1410 | 781.0352 | 927.8753 | 967.3469 | 312.2455 | 2835 | 601 | 7719 | 5245 | 6117 | 3759 | 7465 | 4142 | 830.0091 | 911.3444 | 987.7551 | 540.2443
| 1411 | 882.6303 | 916.0859 | 929.5066 | 916.0859 | 916.0859 | 929.5066 | 916.0859 | 916.0859 | 929.5066 | 916.0859 | 980.9524 | 329.1575 | 916.0859 | 929.5066 | 916.0859 | 1411 | 916.0859 | 929.5066 | 980.9524 | 329.1575 | 336 | 543 | 3947 | 4850 | 767 | 3841 | 7464 | 2486 | 829.8169 | 911.3201 | 987.7551 | 540.2443
| 1412 | 878.0336 | 915.7976 | 931.8954 | 915.7976 | 915.7976 | 931.8954 | 915.7976 | 915.7976 | 931.8954 | 915.7976 | 986.3946 | 252.114 | 915.7976 | 931.8954 | 915.7976 | 1412 | 915.7976 | 931.8954 | 986.3946 | 252.114 | 339 | 464 | 2026 | 7389 | 2787 | 7369 | 7395 | 2272 | 829.7688 | 911.269 | 987.7551 | 540.2443
| 1413 | 878.0116 | 917.8642 | 924.0077 | 917.8642 | 917.8642 | 924.0077 | 917.8642 | 917.8642 | 924.0077 | 917.8642 | 982.3129 | 270.9051 | 917.8642 | 924.0077 | 917.8642 | 1413 | 917.8642 | 924.0077 | 982.3129 | 270.9051 | 325 | 769 | 3515 | 6732 | 2520 | 313 | 7391 | 5217 | 829.6727 | 911.2689 | 987.7551 | 539.9311
| 1414 | 849.8378 | 909.5016 | 847.2729 | 909.5016 | 909.5016 | 847.2729 | 909.5016 | 909.5016 | 847.2729 | 909.5016 | 971.4286 | 261.1964 | 909.5016 | 847.2729 | 909.5016 | 1414 | 909.5016 | 847.2729 | 971.4286 | 261.1964 | 390 | 5818 | 6828 | 7055 | 1394 | 3369 | 7350 | 4625 | 829.6727 | 911.2643 | 987.7551 | 539.9311
| 1415 | 764.4398 | 814.1491 | 735.4487 | 814.1491 | 814.1491 | 735.4487 | 814.1491 | 814.1491 | 735.4487 | 814.1491 | 985.034 | 262.1359 | 814.1491 | 735.4487 | 814.1491 | 1415 | 814.1491 | 735.4487 | 985.034 | 262.1359 | 1795 | 7629 | 2348 | 7021 | 2567 | 2923 | 7312 | 1361 | 829.6246 | 911.2643 | 987.7551 | 539.9311
| 1416 | 828.6563 | 831.7393 | 927.1643 | 831.7393 | 831.7393 | 927.1643 | 831.7393 | 831.7393 | 927.1643 | 831.7393 | 987.7551 | 250.8613 | 831.7393 | 927.1643 | 831.7393 | 1416 | 831.7393 | 927.1643 | 987.7551 | 250.8613 | 1370 | 628 | 1663 | 7432 | 8530 | 3620 | 7311 | 1291 | 829.5766 | 911.263 | 987.7551 | 539.9311
| 1417 | 798.4425 | 787.4273 | 920.4533 | 787.4273 | 787.4273 | 920.4533 | 787.4273 | 787.4273 | 920.4533 | 787.4273 | 987.7551 | 209.2076 | 787.4273 | 920.4533 | 787.4273 | 1417 | 787.4273 | 920.4533 | 987.7551 | 209.2076 | 2634 | 957 | 1662 | 8439 | 3097 | 1744 | 7297 | 7668 | 829.5285 | 911.241 | 987.7551 | 539.3047
| 1418 | 736.7415 | 675.4938 | 924.682 | 675.4938 | 675.4938 | 924.682 | 675.4938 | 675.4938 | 924.682 | 675.4938 | 995.9184 | 215.7845 | 675.4938 | 924.682 | 675.4938 | 1418 | 675.4938 | 924.682 | 995.9184 | 215.7845 | 7126 | 749 | 384 | 8340 | 8532 | 7641 | 7296 | 5200 | 829.4805 | 911.2274 | 987.7551 | 539.3047
| 1419 | 799.2391 | 785.1204 | 926.233 | 785.1204 | 785.1204 | 926.233 | 785.1204 | 785.1204 | 926.233 | 785.1204 | 994.5578 | 208.8945 | 785.1204 | 926.233 | 785.1204 | 1419 | 785.1204 | 926.233 | 994.5578 | 208.8945 | 2699 | 672 | 548 | 8444 | 8155 | 3129 | 7227 | 3626 | 829.2882 | 911.2261 | 987.7551 | 539.3047
| 1420 | 791.6515 | 773.1052 | 922.0383 | 773.1052 | 773.1052 | 922.0383 | 773.1052 | 773.1052 | 922.0383 | 773.1052 | 991.8367 | 218.29 | 773.1052 | 922.0383 | 773.1052 | 1420 | 773.1052 | 922.0383 | 991.8367 | 218.29 | 3135 | 882 | 948 | 8317 | 7719 | 2899 | 7223 | 2755 | 829.2882 | 911.2261 | 987.7551 | 539.3047
| 1421 | 789.3927 | 770.558 | 919.6964 | 770.558 | 770.558 | 919.6964 | 770.558 | 770.558 | 919.6964 | 770.558 | 991.8367 | 216.4109 | 770.558 | 919.6964 | 770.558 | 1421 | 770.558 | 919.6964 | 991.8367 | 216.4109 | 3245 | 993 | 947 | 8332 | 2626 | 3342 | 7182 | 2349 | 829.2882 | 911.2074 | 987.7551 | 539.3047
| 1422 | 807.6738 | 792.5698 | 937.7314 | 792.5698 | 792.5698 | 937.7314 | 792.5698 | 792.5698 | 937.7314 | 792.5698 | 982.3129 | 233.6361 | 792.5698 | 937.7314 | 792.5698 | 1422 | 792.5698 | 937.7314 | 982.3129 | 233.6361 | 2459 | 286 | 3514 | 7971 | 2248 | 4397 | 7144 | 7679 | 829.2882 | 911.1653 | 987.7551 | 538.9916
| 1423 | 775.1084 | 736.4829 | 934.236 | 736.4829 | 736.4829 | 934.236 | 736.4829 | 736.4829 | 934.236 | 736.4829 | 972.7891 | 249.9217 | 736.4829 | 934.236 | 736.4829 | 1423 | 736.4829 | 934.236 | 972.7891 | 249.9217 | 4531 | 389 | 6454 | 7477 | 619 | 3151 | 7143 | 7702 | 829.2882 | 911.1395 | 987.7551 | 538.3652
| 1424 | 797.0688 | 751.2856 | 940.2733 | 751.2856 | 751.2856 | 940.2733 | 751.2856 | 751.2856 | 940.2733 | 751.2856 | 986.3946 | 401.1901 | 751.2856 | 940.2733 | 751.2856 | 1424 | 751.2856 | 940.2733 | 986.3946 | 401.1901 | 3965 | 230 | 2025 | 3472 | 2797 | 3317 | 7129 | 6540 | 829.2402 | 911.1271 | 987.7551 | 538.3652
| 1425 | 803.1936 | 748.2578 | 934.3243 | 748.2578 | 748.2578 | 934.3243 | 748.2578 | 748.2578 | 934.3243 | 748.2578 | 959.1837 | 562.1672 | 748.2578 | 934.3243 | 748.2578 | 1425 | 748.2578 | 934.3243 | 959.1837 | 562.1672 | 4073 | 384 | 8336 | 1178 | 1624 | 2886 | 7128 | 4045 | 829.2402 | 911.0745 | 987.7551 | 538.3652
| 1426 | 794.837 | 731.821 | 925.072 | 731.821 | 731.821 | 925.072 | 731.821 | 731.821 | 925.072 | 731.821 | 976.8707 | 595.9912 | 731.821 | 925.072 | 731.821 | 1426 | 731.821 | 925.072 | 976.8707 | 595.9912 | 4746 | 728 | 5198 | 873 | 1490 | 4600 | 7059 | 3590 | 829.1921 | 911.0722 | 987.7551 | 538.3652
| 1427 | 751.5809 | 753.8328 | 711.5605 | 753.8328 | 753.8328 | 711.5605 | 753.8328 | 753.8328 | 711.5605 | 753.8328 | 985.034 | 660.1942 | 753.8328 | 711.5605 | 753.8328 | 1427 | 753.8328 | 711.5605 | 985.034 | 660.1942 | 3866 | 7910 | 2347 | 453 | 2993 | 1931 | 7055 | 3571 | 829.144 | 911.0405 | 987.7551 | 538.3652
| 1428 | 817.9991 | 762.7241 | 914.1816 | 762.7241 | 762.7241 | 914.1816 | 762.7241 | 762.7241 | 914.1816 | 762.7241 | 989.1156 | 704.3533 | 762.7241 | 914.1816 | 762.7241 | 1428 | 762.7241 | 914.1816 | 989.1156 | 704.3533 | 3533 | 1260 | 1314 | 268 | 8039 | 1338 | 7014 | 3333 | 829.096 | 911.0322 | 987.7551 | 538.3652
| 1429 | 762.0872 | 683.6642 | 933.9765 | 683.6642 | 683.6642 | 933.9765 | 683.6642 | 683.6642 | 933.9765 | 683.6642 | 986.3946 | 477.6073 | 683.6642 | 933.9765 | 683.6642 | 1429 | 683.6642 | 933.9765 | 986.3946 | 477.6073 | 6796 | 404 | 2024 | 2187 | 503 | 1255 | 6976 | 1383 | 829.096 | 911.0316 | 987.7551 | 538.3652
| 1430 | 796.3572 | 752.6313 | 945.8129 | 752.6313 | 752.6313 | 925.848 | 752.6313 | 752.6313 | 945.8129 | 752.6313 | 983.6735 | 380.9897 | 752.6313 | 945.8129 | 752.6313 | 1430 | 752.6313 | 945.8129 | 983.6735 | 380.9897 | 3916 | 128 | 2967 | 3823 | 8015 | 3489 | 6975 | 5986 | 828.9999 | 911.0297 | 987.7551 | 538.052
| 1431 | 810.762 | 769.2844 | 971.2782 | 769.2844 | 769.2844 | 943.88 | 769.2844 | 769.2844 | 971.2782 | 769.2844 | 987.7551 | 350.9239 | 769.2844 | 971.2782 | 769.2844 | 1431 | 769.2844 | 971.2782 | 987.7551 | 350.9239 | 3305 | 10 | 1661 | 4439 | 8754 | 4028 | 6961 | 1599 | 828.9518 | 910.9569 | 987.7551 | 538.052
| 1432 | 790.9991 | 759.4319 | 933.1503 | 759.4319 | 759.4319 | 831.9016 | 759.4319 | 759.4319 | 933.1503 | 759.4319 | 987.7551 | 379.4237 | 759.4319 | 933.1503 | 759.4319 | 1432 | 759.4319 | 933.1503 | 987.7551 | 379.4237 | 3643 | 428 | 1660 | 3861 | 6069 | 3292 | 6960 | 6687 | 828.9037 | 910.8982 | 987.7551 | 537.7388
| 1433 | 721.9429 | 623.396 | 941.2985 | 623.396 | 623.396 | 941.2985 | 623.396 | 623.396 | 941.2985 | 623.396 | 1000 | 354.8387 | 623.396 | 941.2985 | 623.396 | 1433 | 623.396 | 941.2985 | 1000 | 354.8387 | 8358 | 206 | 44 | 4360 | 2159 | 4212 | 6891 | 5940 | 828.8557 | 910.896 | 987.7551 | 537.7388
| 1434 | 745.126 | 660.3547 | 922.8266 | 660.3547 | 660.3547 | 922.8266 | 660.3547 | 660.3547 | 922.8266 | 660.3547 | 980.9524 | 476.6677 | 660.3547 | 922.8266 | 660.3547 | 1434 | 660.3547 | 922.8266 | 980.9524 | 476.6677 | 7574 | 835 | 3946 | 2200 | 1278 | 3059 | 6887 | 5295 | 828.8557 | 910.8782 | 987.7551 | 537.7388
| 1435 | 843.1927 | 830.9223 | 939.035 | 830.9223 | 830.9223 | 939.035 | 830.9223 | 830.9223 | 939.035 | 830.9223 | 995.9184 | 405.2615 | 830.9223 | 939.035 | 830.9223 | 1435 | 830.9223 | 939.035 | 995.9184 | 405.2615 | 1394 | 259 | 383 | 3389 | 7489 | 3619 | 6846 | 4189 | 828.7115 | 910.8521 | 987.7551 | 537.7388
| 1436 | 856.4471 | 868.6019 | 943.8491 | 868.6019 | 868.6019 | 943.8491 | 868.6019 | 868.6019 | 943.8491 | 868.6019 | 978.2313 | 287.8171 | 868.6019 | 943.8491 | 868.6019 | 1436 | 868.6019 | 943.8491 | 978.2313 | 287.8171 | 824 | 156 | 4746 | 6055 | 5443 | 3258 | 6808 | 7617 | 828.7115 | 910.7645 | 987.7551 | 537.4256
| 1437 | 873.387 | 906.2335 | 926.9527 | 906.2335 | 906.2335 | 926.9527 | 906.2335 | 906.2335 | 926.9527 | 906.2335 | 993.1973 | 276.5424 | 906.2335 | 926.9527 | 906.2335 | 1437 | 906.2335 | 926.9527 | 993.1973 | 276.5424 | 431 | 643 | 703 | 6518 | 433 | 2374 | 6807 | 7380 | 828.7115 | 910.7596 | 987.7551 | 537.4256
| 1438 | 827.9554 | 826.6449 | 930.6939 | 826.6449 | 826.6449 | 930.6939 | 826.6449 | 826.6449 | 930.6939 | 826.6449 | 994.5578 | 260.8832 | 826.6449 | 930.6939 | 826.6449 | 1438 | 826.6449 | 930.6939 | 994.5578 | 260.8832 | 1474 | 500 | 547 | 7067 | 1153 | 1796 | 6793 | 6646 | 828.6634 | 910.7545 | 987.7551 | 537.4256
| 1439 | 827.1721 | 828.4231 | 928.2722 | 828.4231 | 828.4231 | 928.2722 | 828.4231 | 828.4231 | 928.2722 | 828.4231 | 972.7891 | 267.1469 | 828.4231 | 928.2722 | 828.4231 | 1439 | 828.4231 | 928.2722 | 972.7891 | 267.1469 | 1443 | 587 | 6453 | 6862 | 3165 | 2677 | 6792 | 5619 | 828.6154 | 910.7247 | 987.7551 | 537.4256
| 1440 | 810.1028 | 813.0917 | 892.2896 | 813.0917 | 813.0917 | 892.2896 | 813.0917 | 813.0917 | 892.2896 | 813.0917 | 993.1973 | 274.3501 | 813.0917 | 892.2896 | 813.0917 | 1440 | 813.0917 | 892.2896 | 993.1973 | 274.3501 | 1823 | 2693 | 702 | 6604 | 6787 | 2800 | 6723 | 3902 | 828.4712 | 910.7173 | 987.7551 | 537.4256
| 1441 | 795.6049 | 775.0276 | 923.5227 | 775.0276 | 775.0276 | 923.5227 | 775.0276 | 775.0276 | 923.5227 | 775.0276 | 990.4762 | 253.6799 | 775.0276 | 923.5227 | 775.0276 | 1441 | 775.0276 | 923.5227 | 990.4762 | 253.6799 | 3064 | 792 | 1077 | 7329 | 2656 | 4766 | 6719 | 2422 | 828.4712 | 910.6998 | 987.7551 | 537.4256
| 1442 | 793.5603 | 769.3565 | 926.2162 | 769.3565 | 769.3565 | 926.2162 | 769.3565 | 769.3565 | 926.2162 | 769.3565 | 998.6395 | 251.4876 | 769.3565 | 926.2162 | 769.3565 | 1442 | 769.3565 | 926.2162 | 998.6395 | 251.4876 | 3303 | 674 | 140 | 7415 | 4173 | 1254 | 6678 | 1977 | 828.4231 | 910.6939 | 987.7551 | 537.4256
| 1443 | 784.8345 | 753.3522 | 921.0832 | 753.3522 | 753.3522 | 921.0832 | 753.3522 | 753.3522 | 921.0832 | 753.3522 | 995.9184 | 280.6138 | 753.3522 | 921.0832 | 753.3522 | 1443 | 753.3522 | 921.0832 | 995.9184 | 280.6138 | 3888 | 924 | 382 | 6358 | 1439 | 7137 | 6640 | 324 | 828.4231 | 910.6934 | 987.7551 | 537.4256
| 1444 | 783.3187 | 754.9382 | 923.3647 | 754.9382 | 754.9382 | 923.3647 | 754.9382 | 754.9382 | 923.3647 | 754.9382 | 986.3946 | 247.103 | 754.9382 | 923.3647 | 754.9382 | 1444 | 754.9382 | 923.3647 | 986.3946 | 247.103 | 3827 | 804 | 2023 | 7566 | 3339 | 1330 | 6639 | 3534 | 828.3751 | 910.6867 | 987.7551 | 537.1646
| 1445 | 795.7798 | 775.8927 | 926.5815 | 775.8927 | 775.8927 | 926.5815 | 775.8927 | 775.8927 | 926.5815 | 775.8927 | 989.1156 | 238.3339 | 775.8927 | 926.5815 | 775.8927 | 1445 | 775.8927 | 926.5815 | 989.1156 | 238.3339 | 3041 | 663 | 1313 | 7842 | 8158 | 1788 | 6625 | 6559 | 828.1828 | 910.6701 | 987.7551 | 537.1124
| 1446 | 815.6022 | 799.6347 | 945.2094 | 799.6347 | 799.6347 | 945.2094 | 799.6347 | 799.6347 | 945.2094 | 799.6347 | 995.9184 | 244.5976 | 799.6347 | 945.2094 | 799.6347 | 1446 | 799.6347 | 945.2094 | 995.9184 | 244.5976 | 2222 | 137 | 381 | 7648 | 6237 | 2377 | 6624 | 6043 | 828.1828 | 910.6409 | 987.7551 | 537.1124
| 1447 | 766.4233 | 719.7097 | 938.5319 | 719.7097 | 719.7097 | 938.5319 | 719.7097 | 719.7097 | 938.5319 | 719.7097 | 974.1497 | 243.9712 | 719.7097 | 938.5319 | 719.7097 | 1447 | 719.7097 | 938.5319 | 974.1497 | 243.9712 | 5245 | 266 | 6035 | 7665 | 5518 | 7551 | 6555 | 2993 | 828.1828 | 910.6194 | 987.7551 | 537.1124
| 1448 | 790.6717 | 740.1836 | 942.2801 | 740.1836 | 740.1836 | 942.2801 | 740.1836 | 740.1836 | 942.2801 | 740.1836 | 986.3946 | 392.4209 | 740.1836 | 942.2801 | 740.1836 | 1448 | 740.1836 | 942.2801 | 986.3946 | 392.4209 | 4387 | 187 | 2022 | 3632 | 622 | 4373 | 6551 | 1935 | 828.1828 | 910.6185 | 987.7551 | 537.1124
| 1449 | 787.9831 | 745.7586 | 914.0493 | 745.7586 | 745.7586 | 914.0493 | 745.7586 | 745.7586 | 914.0493 | 745.7586 | 982.3129 | 427.1845 | 745.7586 | 914.0493 | 745.7586 | 1449 | 745.7586 | 914.0493 | 982.3129 | 427.1845 | 4154 | 1269 | 3513 | 3049 | 7864 | 3676 | 6510 | 7047 | 828.0867 | 910.6171 | 987.7551 | 536.7993
| 1450 | 808.7529 | 755.8514 | 934.7157 | 755.8514 | 755.8514 | 934.7157 | 755.8514 | 755.8514 | 934.7157 | 755.8514 | 985.034 | 551.8321 | 755.8514 | 934.7157 | 755.8514 | 1450 | 755.8514 | 934.7157 | 985.034 | 551.8321 | 3789 | 377 | 2346 | 1284 | 3088 | 4799 | 6472 | 6631 | 828.0867 | 910.6028 | 987.7551 | 536.4861
| 1451 | 800.5098 | 752.5833 | 939.6045 | 752.5833 | 752.5833 | 939.6045 | 752.5833 | 752.5833 | 939.6045 | 752.5833 | 971.4286 | 456.6239 | 752.5833 | 939.6045 | 752.5833 | 1451 | 752.5833 | 939.6045 | 971.4286 | 456.6239 | 3919 | 245 | 6827 | 2543 | 2710 | 3077 | 6471 | 6567 | 827.9906 | 910.6021 | 987.7551 | 536.4861
| 1452 | 799.2837 | 741.0919 | 949.2753 | 741.0919 | 741.0919 | 949.2753 | 741.0919 | 741.0919 | 949.2753 | 741.0919 | 956.4626 | 507.673 | 741.0919 | 949.2753 | 741.0919 | 1452 | 741.0919 | 949.2753 | 956.4626 | 507.673 | 4348 | 80 | 8483 | 1793 | 7551 | 3949 | 6457 | 4306 | 827.9425 | 910.5885 | 987.7551 | 536.4861
| 1453 | 809.7148 | 753.7848 | 948.9888 | 753.7848 | 753.7848 | 948.9888 | 753.7848 | 753.7848 | 948.9888 | 753.7848 | 963.2653 | 546.508 | 753.7848 | 948.9888 | 753.7848 | 1453 | 753.7848 | 948.9888 | 963.2653 | 546.508 | 3869 | 84 | 8161 | 1336 | 5059 | 2398 | 6456 | 3963 | 827.9425 | 910.5663 | 987.7551 | 536.4861
| 1454 | 805.4642 | 756.0917 | 941.861 | 756.0917 | 756.0917 | 941.861 | 756.0917 | 756.0917 | 941.861 | 756.0917 | 975.5102 | 484.8105 | 756.0917 | 941.861 | 756.0917 | 1454 | 756.0917 | 941.861 | 975.5102 | 484.8105 | 3778 | 193 | 5615 | 2088 | 2769 | 4318 | 6387 | 2651 | 827.8464 | 910.5606 | 987.7551 | 536.4861
| 1455 | 816.435 | 770.3177 | 958.031 | 770.3177 | 770.3177 | 958.031 | 770.3177 | 770.3177 | 958.031 | 770.3177 | 997.2789 | 438.1459 | 770.3177 | 958.031 | 770.3177 | 1455 | 770.3177 | 958.031 | 997.2789 | 438.1459 | 3257 | 32 | 200 | 2857 | 1110 | 1099 | 6383 | 1194 | 827.7022 | 910.5587 | 987.7551 | 536.4861
| 1456 | 757.2801 | 773.2494 | 732.2143 | 773.2494 | 773.2494 | 732.2143 | 773.2494 | 773.2494 | 732.2143 | 773.2494 | 985.034 | 502.0357 | 773.2494 | 732.2143 | 773.2494 | 1456 | 773.2494 | 732.2143 | 985.034 | 502.0357 | 3128 | 7664 | 2345 | 1864 | 5588 | 4203 | 6342 | 7239 | 827.6542 | 910.5573 | 987.7551 | 536.1729
| 1457 | 771.6832 | 776.133 | 758.1887 | 776.133 | 776.133 | 758.1887 | 776.133 | 776.133 | 758.1887 | 776.133 | 998.6395 | 563.1068 | 776.133 | 758.1887 | 776.133 | 1457 | 776.133 | 758.1887 | 998.6395 | 563.1068 | 3021 | 7370 | 139 | 1171 | 2641 | 3147 | 6304 | 7169 | 827.6542 | 910.5531 | 987.7551 | 536.1729
| 1458 | 795.3484 | 757.2452 | 926.4247 | 757.2452 | 757.2452 | 926.4247 | 757.2452 | 757.2452 | 926.4247 | 757.2452 | 953.7415 | 417.4757 | 757.2452 | 926.4247 | 757.2452 | 1458 | 757.2452 | 926.4247 | 953.7415 | 417.4757 | 3734 | 668 | 8544 | 3198 | 2113 | 2903 | 6303 | 4305 | 827.558 | 910.5531 | 987.7551 | 536.1729
| 1459 | 895.3633 | 933.8203 | 938.1631 | 933.8203 | 933.8203 | 938.1631 | 933.8203 | 933.8203 | 938.1631 | 933.8203 | 975.5102 | 336.3608 | 933.8203 | 938.1631 | 933.8203 | 1459 | 933.8204 | 938.1631 | 975.5102 | 336.3608 | 180 | 278 | 5614 | 4722 | 8534 | 3105 | 6289 | 6803 | 827.51 | 910.5501 | 987.7551 | 535.8597
| 1460 | 892.2975 | 943.4325 | 925.1745 | 943.4325 | 943.4325 | 925.1745 | 943.4325 | 943.4325 | 925.1745 | 943.4325 | 972.7891 | 271.2183 | 943.4325 | 925.1745 | 943.4325 | 1460 | 943.4325 | 925.1745 | 972.7891 | 271.2183 | 123 | 725 | 6452 | 6718 | 4435 | 4045 | 6288 | 5681 | 827.51 | 910.5145 | 987.7551 | 535.8597
| 1461 | 892.7835 | 943.5767 | 926.6626 | 943.5767 | 943.5767 | 926.6626 | 943.5767 | 943.5767 | 926.6626 | 943.5767 | 976.8707 | 266.8337 | 943.5767 | 926.6626 | 943.5767 | 1461 | 943.5767 | 926.6626 | 976.8707 | 266.8337 | 121 | 662 | 5197 | 6875 | 3861 | 3166 | 6219 | 4894 | 827.51 | 910.4929 | 987.7551 | 535.8597
| 1462 | 889.8668 | 933.7242 | 932.8633 | 933.7242 | 933.7242 | 932.8633 | 933.7242 | 933.7242 | 932.8633 | 933.7242 | 989.1156 | 267.7733 | 933.7242 | 932.8633 | 933.7242 | 1462 | 933.7242 | 932.8633 | 989.1156 | 267.7733 | 182 | 439 | 1312 | 6844 | 3837 | 469 | 6215 | 3708 | 827.51 | 910.4537 | 987.7551 | 535.8597
| 1463 | 866.8006 | 890.037 | 943.6361 | 890.037 | 890.037 | 943.6361 | 890.037 | 890.037 | 943.6361 | 890.037 | 978.2313 | 262.1359 | 890.037 | 943.6361 | 890.037 | 1463 | 890.037 | 943.6361 | 978.2313 | 262.1359 | 571 | 160 | 4745 | 7020 | 2247 | 3936 | 6174 | 7683 | 827.3658 | 910.4264 | 987.7551 | 535.5465
| 1464 | 837.5125 | 843.322 | 937.147 | 843.322 | 843.322 | 937.147 | 843.322 | 843.322 | 937.147 | 843.322 | 970.068 | 259.9436 | 843.322 | 937.147 | 843.322 | 1464 | 843.322 | 937.147 | 970.068 | 259.9436 | 1162 | 303 | 7235 | 7109 | 3132 | 3675 | 6136 | 6959 | 827.3177 | 910.4215 | 987.7551 | 535.5465
| 1465 | 827.6155 | 823.5209 | 940.903 | 823.5209 | 823.5209 | 940.903 | 823.5209 | 823.5209 | 940.903 | 823.5209 | 979.5918 | 255.2459 | 823.5209 | 940.903 | 823.5209 | 1465 | 823.5209 | 940.903 | 979.5918 | 255.2459 | 1540 | 216 | 4187 | 7267 | 1277 | 4376 | 6135 | 6843 | 827.3177 | 910.4091 | 987.7551 | 535.5465
| 1466 | 815.1864 | 805.354 | 936.7692 | 805.354 | 805.354 | 936.7692 | 805.354 | 805.354 | 936.7692 | 805.354 | 968.7075 | 253.9931 | 805.354 | 936.7692 | 805.354 | 1466 | 805.354 | 936.7692 | 968.7075 | 253.9931 | 2053 | 319 | 7434 | 7319 | 8279 | 2756 | 6121 | 6664 | 827.1736 | 910.4058 | 987.7551 | 535.5465
| 1467 | 805.5935 | 791.6567 | 929.5414 | 791.6567 | 791.6567 | 929.5414 | 791.6567 | 791.6567 | 929.5414 | 791.6567 | 974.1497 | 252.7404 | 791.6567 | 929.5414 | 791.6567 | 1467 | 791.6567 | 929.5414 | 974.1497 | 252.7404 | 2492 | 542 | 6034 | 7362 | 4077 | 4029 | 6120 | 6454 | 827.1736 | 910.3455 | 987.7551 | 535.5465
| 1468 | 796.8379 | 777.8152 | 926.8366 | 777.8152 | 777.8152 | 926.8366 | 777.8152 | 777.8152 | 926.8366 | 777.8152 | 980.9524 | 244.9107 | 777.8152 | 926.8366 | 777.8152 | 1468 | 777.8152 | 926.8366 | 980.9524 | 244.9107 | 2954 | 652 | 3945 | 7639 | 8524 | 4495 | 6051 | 3355 | 826.9813 | 910.3426 | 987.7551 | 535.3899
| 1469 | 803.6411 | 799.2022 | 913.5111 | 799.2022 | 799.2022 | 913.5111 | 799.2022 | 799.2022 | 913.5111 | 799.2022 | 980.9524 | 222.3614 | 799.2022 | 913.5111 | 799.2022 | 1469 | 799.2022 | 913.5111 | 980.9524 | 222.3614 | 2233 | 1288 | 3944 | 8235 | 4579 | 4264 | 6047 | 3310 | 826.8852 | 910.3373 | 987.7551 | 535.2333
| 1470 | 819.3415 | 817.8978 | 923.9682 | 817.8978 | 817.8978 | 923.9682 | 817.8978 | 817.8978 | 923.9682 | 817.8978 | 987.7551 | 243.9712 | 817.8978 | 923.9682 | 817.8978 | 1470 | 817.8978 | 923.9682 | 987.7551 | 243.9712 | 1697 | 772 | 1659 | 7664 | 5420 | 4153 | 6006 | 3633 | 826.8371 | 910.3311 | 987.7551 | 535.1355
| 1471 | 768.9838 | 733.5031 | 916.7994 | 733.5031 | 733.5031 | 916.7994 | 733.5031 | 733.5031 | 916.7994 | 733.5031 | 976.8707 | 253.6799 | 733.5031 | 916.7994 | 733.5031 | 1471 | 733.5031 | 916.7994 | 976.8707 | 253.6799 | 4672 | 1143 | 5196 | 7328 | 2991 | 4328 | 5968 | 5330 | 826.8371 | 910.2839 | 987.7551 | 534.9201
| 1472 | 785.0019 | 755.4669 | 927.8121 | 755.4669 | 755.4669 | 927.8121 | 755.4669 | 755.4669 | 927.8121 | 755.4669 | 978.2313 | 256.8118 | 755.4669 | 927.8121 | 755.4669 | 1472 | 755.4669 | 927.8121 | 978.2313 | 256.8118 | 3808 | 606 | 4744 | 7215 | 2105 | 2729 | 5967 | 4121 | 826.741 | 910.2558 | 987.7551 | 534.9201
| 1473 | 801.2019 | 778.8244 | 903.0899 | 778.8244 | 778.8244 | 903.0899 | 778.8244 | 778.8244 | 903.0899 | 778.8244 | 971.4286 | 402.4428 | 778.8244 | 903.0899 | 778.8244 | 1473 | 778.8244 | 903.0899 | 971.4286 | 402.4428 | 2924 | 1905 | 6826 | 3446 | 3011 | 4263 | 5953 | 3591 | 826.6449 | 910.2256 | 987.7551 | 534.9201
| 1474 | 828.957 | 797.0395 | 938.1805 | 797.0395 | 797.0395 | 938.1805 | 797.0395 | 797.0395 | 938.1805 | 797.0395 | 960.5442 | 515.8158 | 797.0395 | 938.1805 | 797.0395 | 1474 | 797.0395 | 938.1805 | 960.5442 | 515.8158 | 2308 | 275 | 8275 | 1698 | 1438 | 3206 | 5952 | 5379 | 826.6449 | 910.2164 | 987.7551 | 534.607
| 1475 | 818.9315 | 807.3245 | 919.3103 | 807.3245 | 807.3245 | 919.3103 | 807.3245 | 807.3245 | 919.3103 | 807.3245 | 976.8707 | 352.3332 | 807.3245 | 919.3103 | 807.3245 | 1475 | 807.3245 | 919.3103 | 976.8707 | 352.3332 | 1985 | 1019 | 5195 | 4413 | 2375 | 4454 | 5883 | 3011 | 826.4046 | 910.2027 | 987.7551 | 534.607
| 1476 | 820.1727 | 791.2241 | 922.7678 | 791.2241 | 791.2241 | 922.7678 | 791.2241 | 791.2241 | 922.7678 | 791.2241 | 967.3469 | 494.2061 | 791.2241 | 922.7678 | 791.2241 | 1476 | 791.2241 | 922.7678 | 967.3469 | 494.2061 | 2506 | 841 | 7718 | 1960 | 6907 | 3785 | 5879 | 831 | 826.3565 | 910.1678 | 987.7551 | 534.607
| 1477 | 784.929 | 735.4736 | 928.602 | 735.4736 | 735.4736 | 928.602 | 735.4736 | 735.4736 | 928.602 | 735.4736 | 940.1361 | 450.6733 | 735.4736 | 928.602 | 735.4736 | 1477 | 735.4736 | 928.602 | 940.1361 | 450.6733 | 4588 | 572 | 8698 | 2655 | 8662 | 4850 | 5838 | 3341 | 826.3085 | 910.1487 | 987.7551 | 534.4504
| 1478 | 787.9787 | 741.3851 | 924.343 | 741.3851 | 741.3851 | 924.343 | 741.3851 | 741.3851 | 924.343 | 741.3851 | 946.9388 | 456.3107 | 741.3851 | 924.343 | 741.3851 | 1478 | 741.3851 | 924.343 | 946.9388 | 456.3107 | 4338 | 759 | 8595 | 2551 | 8389 | 4390 | 5800 | 6796 | 826.2123 | 910.1487 | 987.7551 | 534.2938
| 1479 | 810.3298 | 774.3548 | 916.4899 | 774.3548 | 774.3548 | 916.4899 | 774.3548 | 774.3548 | 916.4899 | 774.3548 | 979.5918 | 504.228 | 774.3548 | 916.4899 | 774.3548 | 1479 | 774.3548 | 916.4899 | 979.5918 | 504.228 | 3085 | 1163 | 4186 | 1840 | 1333 | 3313 | 5799 | 4961 | 826.1643 | 910.1328 | 987.7551 | 534.2938
| 1480 | 817.3245 | 804.0563 | 927.5603 | 804.0563 | 804.0563 | 927.5603 | 804.0563 | 804.0563 | 927.5603 | 804.0563 | 970.068 | 329.7839 | 804.0563 | 927.5603 | 804.0563 | 1480 | 804.0563 | 927.5603 | 970.068 | 329.7839 | 2094 | 617 | 7234 | 4840 | 7364 | 1244 | 5785 | 3889 | 826.1162 | 910.099 | 987.7551 | 534.2938
| 1481 | 838.1402 | 808.9585 | 947.0241 | 808.9585 | 808.9585 | 947.0241 | 808.9585 | 808.9585 | 947.0241 | 808.9585 | 972.7891 | 501.4093 | 808.9585 | 947.0241 | 808.9585 | 1481 | 808.9585 | 947.0241 | 972.7891 | 501.4093 | 1939 | 114 | 6451 | 1873 | 308 | 3934 | 5784 | 2489 | 826.1162 | 910.0549 | 987.7551 | 534.2938
| 1482 | 820.0645 | 800.9804 | 925.9883 | 800.9804 | 800.9804 | 925.9883 | 800.9804 | 800.9804 | 925.9883 | 800.9804 | 986.3946 | 382.7122 | 800.9804 | 925.9883 | 800.9804 | 1482 | 800.9804 | 925.9883 | 986.3946 | 382.7122 | 2179 | 683 | 2021 | 3800 | 8303 | 4532 | 5715 | 3449 | 826.0682 | 910.0528 | 987.7551 | 533.9806
| 1483 | 874.681 | 912.3853 | 925.7432 | 912.3853 | 912.3853 | 925.7432 | 912.3853 | 912.3853 | 925.7432 | 912.3853 | 970.068 | 273.4106 | 912.3853 | 925.7432 | 912.3853 | 1483 | 912.3853 | 925.7432 | 970.068 | 273.4106 | 358 | 694 | 7233 | 6627 | 6863 | 3127 | 5711 | 3735 | 826.0201 | 910.0402 | 987.7551 | 533.7457
| 1484 | 892.2165 | 937.9536 | 935.3201 | 937.9536 | 937.9536 | 935.3201 | 937.9536 | 937.9536 | 935.3201 | 937.9536 | 983.6735 | 262.4491 | 937.9536 | 935.3201 | 937.9536 | 1484 | 937.9536 | 935.3201 | 983.6735 | 262.4491 | 154 | 362 | 2966 | 7013 | 3114 | 2897 | 5670 | 7694 | 825.972 | 910.0402 | 987.7551 | 533.6674
| 1485 | 886.8216 | 926.0345 | 934.9517 | 926.0345 | 926.0345 | 934.9517 | 926.0345 | 926.0345 | 934.9517 | 926.0345 | 983.6735 | 283.7457 | 926.0345 | 934.9517 | 926.0345 | 1485 | 926.0345 | 934.9517 | 983.6735 | 283.7457 | 256 | 372 | 2965 | 6226 | 8257 | 2914 | 5632 | 5854 | 825.8759 | 910.0382 | 987.7551 | 533.6674
| 1486 | 896.924 | 939.2032 | 947.2639 | 939.2032 | 939.2032 | 947.2639 | 939.2032 | 939.2032 | 947.2639 | 939.2032 | 979.5918 | 274.6633 | 939.2032 | 947.2639 | 939.2032 | 1486 | 939.2032 | 947.2639 | 979.5918 | 274.6633 | 147 | 110 | 4185 | 6593 | 7817 | 3319 | 5631 | 4430 | 825.8759 | 910.0285 | 987.7551 | 533.6674
| 1487 | 879.3711 | 908.3001 | 943.294 | 908.3001 | 908.3001 | 943.294 | 908.3001 | 908.3001 | 943.294 | 908.3001 | 993.1973 | 278.4215 | 908.3001 | 943.294 | 908.3001 | 1487 | 908.3001 | 943.294 | 993.1973 | 278.4215 | 405 | 165 | 701 | 6445 | 960 | 4011 | 5617 | 2242 | 825.8759 | 909.9653 | 987.7551 | 533.6674
| 1488 | 852.2814 | 863.4594 | 941.9786 | 863.4594 | 863.4594 | 941.9786 | 863.4594 | 863.4594 | 941.9786 | 863.4594 | 982.3129 | 274.037 | 863.4594 | 941.9786 | 863.4594 | 1488 | 863.4594 | 941.9786 | 982.3129 | 274.037 | 883 | 191 | 3512 | 6608 | 2038 | 4825 | 5616 | 5809 | 825.7317 | 909.9249 | 987.7551 | 533.3542
| 1489 | 839.0303 | 833.3734 | 951.5361 | 833.3734 | 833.3734 | 951.5361 | 833.3734 | 833.3734 | 951.5361 | 833.3734 | 994.5578 | 278.7347 | 833.3734 | 951.5361 | 833.3734 | 1489 | 833.3734 | 951.5361 | 994.5578 | 278.7347 | 1334 | 60 | 546 | 6423 | 5564 | 4379 | 5547 | 6545 | 825.6837 | 909.9249 | 987.7551 | 533.041
| 1490 | 832.958 | 829.1921 | 936.1426 | 829.1921 | 829.1921 | 936.1426 | 829.1921 | 829.1921 | 936.1426 | 829.1921 | 990.4762 | 292.8281 | 829.1921 | 936.1426 | 829.1921 | 1490 | 829.1921 | 936.1426 | 990.4762 | 292.8281 | 1426 | 331 | 1076 | 5869 | 2087 | 3679 | 5543 | 4468 | 825.6356 | 909.9222 | 987.7551 | 533.041
| 1491 | 828.081 | 822.9442 | 940.0867 | 822.9442 | 822.9442 | 940.0867 | 822.9442 | 822.9442 | 940.0867 | 822.9442 | 975.5102 | 273.7238 | 822.9442 | 940.0867 | 822.9442 | 1491 | 822.9442 | 940.0867 | 975.5102 | 273.7238 | 1556 | 233 | 5613 | 6618 | 3337 | 7216 | 5502 | 4050 | 825.5875 | 909.9165 | 987.7551 | 533.041
| 1492 | 823.3127 | 817.7536 | 931.8969 | 817.7536 | 817.7536 | 931.8969 | 817.7536 | 817.7536 | 931.8969 | 817.7536 | 979.5918 | 277.1688 | 817.7536 | 931.8969 | 817.7536 | 1492 | 817.7536 | 931.8969 | 979.5918 | 277.1688 | 1702 | 463 | 4184 | 6487 | 2579 | 1238 | 5464 | 1191 | 825.5875 | 909.8901 | 987.7551 | 533.041
| 1493 | 836.7983 | 833.9501 | 944.0902 | 833.9501 | 833.9501 | 944.0902 | 833.9501 | 833.9501 | 944.0902 | 833.9501 | 985.034 | 282.1798 | 833.9501 | 944.0902 | 833.9501 | 1493 | 833.9501 | 944.0902 | 985.034 | 282.1798 | 1322 | 152 | 2344 | 6285 | 2473 | 3967 | 5463 | 4934 | 825.5875 | 909.8717 | 987.7551 | 532.7278
| 1494 | 837.6102 | 849.0412 | 923.1561 | 849.0412 | 849.0412 | 923.1561 | 849.0412 | 849.0412 | 923.1561 | 849.0412 | 965.9864 | 275.6029 | 849.0412 | 923.1561 | 849.0412 | 1494 | 849.0412 | 923.1561 | 965.9864 | 275.6029 | 1068 | 815 | 7945 | 6554 | 2466 | 1772 | 5449 | 3487 | 825.5875 | 909.8611 | 987.7551 | 532.7278
| 1495 | 797.9943 | 770.8944 | 935.6188 | 770.8944 | 770.8944 | 935.6188 | 770.8944 | 770.8944 | 935.6188 | 770.8944 | 978.2313 | 284.0589 | 770.8944 | 935.6188 | 770.8944 | 1495 | 770.8944 | 935.6189 | 978.2313 | 284.0589 | 3230 | 344 | 4743 | 6211 | 2063 | 3957 | 5448 | 4545 | 825.5395 | 909.8601 | 987.7551 | 532.4147
| 1496 | 813.1784 | 795.5976 | 931.6296 | 795.5976 | 795.5976 | 931.6296 | 795.5976 | 795.5976 | 931.6296 | 795.5976 | 980.9524 | 312.2455 | 795.5976 | 931.6296 | 795.5976 | 1496 | 795.5976 | 931.6296 | 980.9524 | 312.2455 | 2350 | 474 | 3943 | 5244 | 1358 | 6933 | 5379 | 4563 | 825.5395 | 909.8504 | 987.7551 | 532.1015
| 1497 | 815.246 | 790.5032 | 937.0879 | 790.5032 | 790.5032 | 937.0879 | 790.5032 | 790.5032 | 937.0879 | 790.5032 | 982.3129 | 358.7535 | 790.5032 | 937.0879 | 790.5032 | 1497 | 790.5032 | 937.0879 | 982.3129 | 358.7535 | 2528 | 304 | 3511 | 4286 | 5614 | 1750 | 5375 | 2648 | 825.4914 | 909.8475 | 987.7551 | 532.1015
| 1498 | 838.1638 | 806.6997 | 938.7541 | 806.6997 | 806.6997 | 938.7541 | 806.6997 | 806.6997 | 938.7541 | 806.6997 | 978.2313 | 547.4475 | 806.6997 | 938.7541 | 806.6997 | 1498 | 806.6997 | 938.7541 | 978.2313 | 547.4475 | 2010 | 264 | 4742 | 1325 | 7848 | 1567 | 5334 | 7410 | 825.4434 | 909.845 | 987.7551 | 531.7883
| 1499 | 840.459 | 809.343 | 922.2426 | 809.343 | 809.343 | 922.2426 | 809.343 | 809.343 | 922.2426 | 809.343 | 974.1497 | 628.5625 | 809.343 | 922.2426 | 809.343 | 1499 | 809.343 | 922.2426 | 974.1497 | 628.5625 | 1927 | 869 | 6033 | 635 | 8562 | 1406 | 5296 | 354 | 825.3953 | 909.835 | 987.7551 | 531.7883
| 1500 | 831.7711 | 796.1744 | 898.8792 | 796.1744 | 796.1744 | 898.8792 | 796.1744 | 796.1744 | 898.8792 | 796.1744 | 983.6735 | 696.2105 | 796.1744 | 898.8792 | 796.1744 | 1500 | 796.1744 | 898.8792 | 983.6735 | 696.2105 | 2337 | 2200 | 2964 | 298 | 4317 | 1770 | 5295 | 3531 | 825.3472 | 909.8215 | 987.7551 | 531.6578
| 1501 | 789.0651 | 750.9011 | 924.1603 | 750.9011 | 750.9011 | 924.1603 | 750.9011 | 750.9011 | 924.1603 | 750.9011 | 965.9864 | 377.0749 | 750.9011 | 924.1603 | 750.9011 | 1501 | 750.9011 | 924.1603 | 965.9864 | 377.0749 | 3980 | 765 | 7944 | 3919 | 5252 | 1114 | 5281 | 7034 | 825.2992 | 909.8186 | 987.7551 | 531.6317
| 1502 | 797.9929 | 747.4888 | 941.7547 | 747.4888 | 747.4888 | 941.7547 | 747.4888 | 747.4888 | 941.7547 | 747.4888 | 991.8367 | 433.135 | 747.4888 | 941.7547 | 747.4888 | 1502 | 747.4888 | 941.7547 | 991.8367 | 433.135 | 4102 | 196 | 946 | 2943 | 2495 | 1754 | 5280 | 3732 | 825.2992 | 909.8161 | 987.7551 | 531.5534
| 1503 | 799.9383 | 765.5597 | 933.9928 | 765.5597 | 765.5597 | 933.9928 | 765.5597 | 765.5597 | 933.9928 | 765.5597 | 970.068 | 368.6189 | 765.5597 | 933.9928 | 765.5597 | 1503 | 765.5597 | 933.9928 | 970.068 | 368.6189 | 3445 | 402 | 7232 | 4104 | 8464 | 1739 | 5211 | 7739 | 825.2511 | 909.8113 | 987.7551 | 531.4751
| 1504 | 807.2863 | 786.6103 | 920.6286 | 786.6103 | 786.6103 | 920.6286 | 786.6103 | 786.6103 | 920.6286 | 786.6103 | 983.6735 | 342.9377 | 786.6103 | 920.6286 | 786.6103 | 1504 | 786.6103 | 920.6286 | 983.6735 | 342.9377 | 2659 | 948 | 2963 | 4594 | 6883 | 7961 | 5207 | 5380 | 825.155 | 909.7978 | 987.7551 | 531.4751
| 1505 | 835.2888 | 817.3211 | 940.3919 | 817.3211 | 817.3211 | 940.3919 | 817.3211 | 817.3211 | 940.3919 | 817.3211 | 989.1156 | 404.7917 | 817.3211 | 940.3919 | 817.3211 | 1505 | 817.3211 | 940.3919 | 989.1156 | 404.7917 | 1711 | 227 | 1311 | 3397 | 7560 | 6879 | 5166 | 6461 | 825.0829 | 909.7932 | 987.7551 | 531.1619
| 1506 | 860.7534 | 869.7554 | 937.6639 | 869.7554 | 869.7554 | 937.6639 | 869.7554 | 869.7554 | 937.6639 | 869.7554 | 982.3129 | 359.5365 | 869.7554 | 937.6639 | 869.7554 | 1506 | 869.7554 | 937.6639 | 982.3129 | 359.5365 | 813 | 287 | 3510 | 4271 | 8368 | 3244 | 5128 | 5367 | 825.0589 | 909.7343 | 987.7551 | 531.1619
| 1507 | 899.8107 | 945.2588 | 933.2227 | 945.2588 | 945.2588 | 933.2227 | 945.2588 | 945.2588 | 933.2227 | 945.2588 | 982.3129 | 320.0752 | 945.2588 | 933.2227 | 945.2588 | 1507 | 945.2588 | 933.2227 | 982.3129 | 320.0752 | 111 | 423 | 3509 | 5061 | 7224 | 4320 | 5127 | 3982 | 825.0589 | 909.7161 | 987.7551 | 531.1619
| 1508 | 902.3572 | 950.6416 | 939.011 | 950.6416 | 950.6416 | 939.011 | 950.6416 | 950.6416 | 939.011 | 950.6416 | 991.8367 | 279.9875 | 950.6416 | 939.011 | 950.6416 | 1508 | 950.6416 | 939.011 | 991.8367 | 279.9875 | 94 | 260 | 945 | 6376 | 3109 | 4942 | 5113 | 3679 | 825.0108 | 909.6881 | 987.7551 | 531.1619
| 1509 | 890.3271 | 935.887 | 933.8901 | 935.887 | 935.887 | 933.8901 | 935.887 | 935.887 | 933.8901 | 935.887 | 974.1497 | 267.7733 | 935.887 | 933.8901 | 935.887 | 1509 | 935.887 | 933.8901 | 974.1497 | 267.7733 | 169 | 407 | 6032 | 6843 | 4532 | 7573 | 5112 | 2424 | 824.9628 | 909.6872 | 987.7551 | 531.1619
| 1510 | 887.3239 | 927.3321 | 939.4464 | 927.3321 | 927.3321 | 939.4464 | 927.3321 | 927.3321 | 939.4464 | 927.3321 | 971.4286 | 274.6633 | 927.3321 | 939.4464 | 927.3321 | 1510 | 927.3321 | 939.4464 | 971.4286 | 274.6633 | 244 | 251 | 6825 | 6592 | 8687 | 1344 | 5043 | 6881 | 824.9147 | 909.6497 | 987.7551 | 530.8487
| 1511 | 877.4408 | 913.3465 | 929.4498 | 913.3465 | 913.3465 | 929.4498 | 913.3465 | 913.3465 | 929.4498 | 913.3465 | 987.7551 | 271.8447 | 913.3465 | 929.4498 | 913.3465 | 1511 | 913.3465 | 929.4498 | 987.7551 | 271.8447 | 349 | 546 | 1658 | 6688 | 5731 | 7073 | 5039 | 6028 | 824.8186 | 909.6442 | 987.7551 | 530.8487
| 1512 | 863.0869 | 890.037 | 924.8443 | 890.037 | 890.037 | 924.8443 | 890.037 | 890.037 | 924.8443 | 890.037 | 978.2313 | 285.3116 | 890.037 | 924.8443 | 890.037 | 1512 | 890.037 | 924.8443 | 978.2313 | 285.3116 | 570 | 743 | 4741 | 6162 | 3403 | 4324 | 4998 | 5977 | 824.8186 | 909.627 | 987.7551 | 530.5356
| 1513 | 852.5863 | 861.7292 | 941.5953 | 861.7292 | 861.7292 | 941.5953 | 861.7292 | 861.7292 | 941.5953 | 861.7292 | 989.1156 | 286.8775 | 861.7292 | 941.5953 | 861.7292 | 1513 | 861.7292 | 941.5953 | 989.1156 | 286.8775 | 903 | 198 | 1310 | 6097 | 2496 | 6941 | 4960 | 5944 | 824.7705 | 909.6022 | 987.7551 | 530.5356
| 1514 | 821.5568 | 818.9071 | 924.9103 | 818.9071 | 818.9071 | 924.9103 | 818.9071 | 818.9071 | 924.9103 | 818.9071 | 972.7891 | 278.1084 | 818.9071 | 924.9103 | 818.9071 | 1514 | 818.9071 | 924.9103 | 972.7891 | 278.1084 | 1662 | 739 | 6450 | 6460 | 8304 | 1102 | 4959 | 5810 | 824.5783 | 909.5583 | 987.7551 | 530.5356
| 1515 | 824.3006 | 823.6651 | 919.2987 | 823.6651 | 823.6651 | 919.2987 | 823.6651 | 823.6651 | 919.2987 | 823.6651 | 987.7551 | 285.938 | 823.6651 | 919.2987 | 823.6651 | 1515 | 823.6651 | 919.2987 | 987.7551 | 285.938 | 1536 | 1020 | 1657 | 6137 | 7668 | 3940 | 4945 | 3837 | 824.5302 | 909.5575 | 987.7551 | 530.5356
| 1516 | 819.815 | 813.1879 | 925.2555 | 813.1879 | 813.1879 | 925.2555 | 813.1879 | 813.1879 | 925.2555 | 813.1879 | 991.8367 | 279.0479 | 813.1879 | 925.2555 | 813.1879 | 1516 | 813.1879 | 925.2555 | 991.8367 | 279.0479 | 1822 | 721 | 944 | 6409 | 1178 | 3245 | 4944 | 2530 | 824.5302 | 909.5506 | 987.7551 | 530.5355
| 1517 | 822.3654 | 814.7258 | 934.5371 | 814.7258 | 814.7258 | 934.5371 | 814.7258 | 814.7258 | 934.5371 | 814.7258 | 972.7891 | 284.3721 | 814.7258 | 934.5371 | 814.7258 | 1517 | 814.7258 | 934.5371 | 972.7891 | 284.3721 | 1779 | 379 | 6449 | 6196 | 7985 | 3272 | 4875 | 6437 | 824.338 | 909.5079 | 987.7551 | 530.2224
| 1518 | 811.2761 | 804.2005 | 918.5289 | 804.2005 | 804.2005 | 918.5289 | 804.2005 | 804.2005 | 918.5289 | 804.2005 | 985.034 | 265.1112 | 804.2005 | 918.5289 | 804.2005 | 1518 | 804.2005 | 918.5289 | 985.034 | 265.1112 | 2090 | 1050 | 2343 | 6930 | 6573 | 3174 | 4871 | 5861 | 824.338 | 909.4898 | 987.7551 | 530.2224
| 1519 | 771.1919 | 730.3311 | 925.5355 | 730.3311 | 730.3311 | 925.5355 | 730.3311 | 730.3311 | 925.5355 | 730.3311 | 975.5102 | 276.3858 | 730.3311 | 925.5355 | 730.3311 | 1519 | 730.3311 | 925.5355 | 975.5102 | 276.3858 | 4810 | 705 | 5612 | 6521 | 2601 | 2871 | 4830 | 5749 | 824.338 | 909.4728 | 987.7551 | 530.2224
| 1520 | 775.3829 | 727.9281 | 940.5026 | 727.9281 | 727.9281 | 940.5026 | 727.9281 | 727.9281 | 940.5026 | 727.9281 | 983.6735 | 286.2512 | 727.9281 | 940.5026 | 727.9281 | 1520 | 727.9281 | 940.5026 | 983.6735 | 286.2512 | 4894 | 221 | 2962 | 6122 | 815 | 5204 | 4792 | 4326 | 824.338 | 909.449 | 987.7551 | 530.2224
| 1521 | 792.2191 | 751.0934 | 947.2561 | 751.0934 | 751.0934 | 947.2561 | 751.0934 | 751.0934 | 947.2561 | 751.0934 | 978.2313 | 315.0642 | 751.0934 | 947.2561 | 751.0934 | 1521 | 751.0934 | 947.2561 | 978.2313 | 315.0642 | 3971 | 111 | 4740 | 5175 | 2603 | 3927 | 4791 | 6205 | 824.2899 | 909.4252 | 987.7551 | 530.0658
| 1522 | 787.4905 | 747.3446 | 928.9647 | 747.3446 | 747.3446 | 928.9647 | 747.3446 | 747.3446 | 928.9647 | 747.3446 | 978.2313 | 352.02 | 747.3446 | 928.9647 | 747.3446 | 1522 | 747.3446 | 928.9647 | 978.2313 | 352.02 | 4107 | 557 | 4739 | 4417 | 864 | 3494 | 4777 | 6828 | 824.2899 | 909.4087 | 987.7551 | 529.9092
| 1523 | 777.9154 | 734.2721 | 928.646 | 734.2721 | 734.2721 | 928.646 | 734.2721 | 734.2721 | 928.646 | 734.2721 | 974.1497 | 327.9048 | 734.2721 | 928.646 | 734.2721 | 1523 | 734.2721 | 928.646 | 974.1497 | 327.9048 | 4633 | 570 | 6031 | 4885 | 7801 | 2863 | 4776 | 5957 | 824.2418 | 909.4008 | 987.7551 | 529.596
| 1524 | 778.8234 | 726.5824 | 937.5974 | 726.5824 | 726.5824 | 937.5974 | 726.5824 | 726.5824 | 937.5974 | 726.5824 | 976.8707 | 363.6079 | 726.5824 | 937.5974 | 726.5824 | 1524 | 726.5824 | 937.5974 | 976.8707 | 363.6079 | 4945 | 288 | 5194 | 4198 | 3136 | 4292 | 4707 | 5173 | 824.1938 | 909.3988 | 987.7551 | 529.596
| 1525 | 776.7636 | 733.6954 | 929.4944 | 733.6954 | 733.6954 | 929.4944 | 733.6954 | 733.6954 | 929.4944 | 733.6954 | 983.6735 | 303.4764 | 733.6954 | 929.4944 | 733.6954 | 1525 | 733.6954 | 929.4944 | 983.6735 | 303.4764 | 4659 | 544 | 2961 | 5532 | 2374 | 3956 | 4703 | 4940 | 824.1938 | 909.3952 | 987.7551 | 529.596
| 1526 | 791.1518 | 748.6903 | 934.987 | 748.6903 | 748.6903 | 934.987 | 748.6903 | 748.6903 | 934.987 | 748.6903 | 983.6735 | 362.9815 | 748.6903 | 934.987 | 748.6903 | 1526 | 748.6903 | 934.987 | 983.6735 | 362.9815 | 4052 | 371 | 2960 | 4214 | 888 | 4046 | 4662 | 4822 | 824.0977 | 909.3525 | 987.7551 | 529.596
| 1527 | 793.8785 | 746.2873 | 954.147 | 746.2873 | 746.2873 | 954.147 | 746.2873 | 746.2873 | 954.147 | 746.2873 | 970.068 | 357.3442 | 746.2873 | 954.147 | 746.2873 | 1527 | 746.2873 | 954.147 | 970.068 | 357.3442 | 4138 | 53 | 7231 | 4312 | 5589 | 7508 | 4624 | 3713 | 824.0496 | 909.3386 | 987.7551 | 529.596
| 1528 | 762.2472 | 716.4416 | 919.9062 | 716.4416 | 716.4416 | 919.9062 | 716.4416 | 716.4416 | 919.9062 | 716.4416 | 976.8707 | 283.4325 | 716.4416 | 919.9062 | 716.4416 | 1528 | 716.4416 | 919.9062 | 976.8707 | 283.4325 | 5375 | 981 | 5193 | 6242 | 2778 | 452 | 4623 | 1312 | 824.0015 | 909.3386 | 987.7551 | 529.596
| 1529 | 771.0415 | 707.7426 | 961.5586 | 707.7426 | 707.7426 | 961.5586 | 707.7426 | 707.7426 | 961.5586 | 707.7426 | 978.2313 | 308.1741 | 707.7426 | 961.5586 | 707.7426 | 1529 | 707.7426 | 961.5586 | 978.2313 | 308.1741 | 5739 | 24 | 4738 | 5362 | 3381 | 8505 | 4609 | 1281 | 823.9535 | 909.2771 | 987.7551 | 529.596
| 1530 | 787.1027 | 748.2578 | 928.3353 | 748.2578 | 748.2578 | 928.3353 | 748.2578 | 748.2578 | 928.3353 | 748.2578 | 983.6735 | 336.3608 | 748.2578 | 928.3353 | 748.2578 | 1530 | 748.2578 | 928.3353 | 983.6735 | 336.3608 | 4072 | 580 | 2959 | 4721 | 3193 | 8059 | 4608 | 3569 | 823.9054 | 909.2771 | 987.7551 | 529.2828
| 1531 | 870.1371 | 890.9021 | 947.5343 | 890.9021 | 890.9021 | 947.5343 | 890.9021 | 890.9021 | 947.5343 | 890.9021 | 927.8912 | 336.674 | 890.9021 | 947.5343 | 890.9021 | 1531 | 890.9021 | 947.5343 | 927.8912 | 336.674 | 564 | 103 | 8751 | 4711 | 2752 | 523 | 4539 | 3146 | 823.9054 | 909.2771 | 987.7551 | 529.2828
| 1532 | 853.5569 | 879.4636 | 920.9674 | 879.4636 | 879.4636 | 920.9674 | 879.4636 | 879.4636 | 920.9674 | 879.4636 | 968.7075 | 261.5096 | 879.4636 | 920.9674 | 879.4636 | 1532 | 879.4636 | 920.9674 | 968.7075 | 261.5096 | 690 | 930 | 7433 | 7042 | 2544 | 3126 | 4535 | 2820 | 823.9054 | 909.27 | 987.7551 | 529.2828
| 1533 | 857.4327 | 876.3397 | 943.3697 | 876.3397 | 876.3397 | 943.3697 | 876.3397 | 876.3397 | 943.3697 | 876.3397 | 960.5442 | 259.3173 | 876.3397 | 943.3697 | 876.3397 | 1533 | 876.3397 | 943.3697 | 960.5442 | 259.3173 | 729 | 164 | 8274 | 7134 | 7866 | 2896 | 4494 | 3696 | 823.7612 | 909.27 | 987.7551 | 529.0871
| 1534 | 855.2204 | 874.3211 | 934.0702 | 874.3211 | 874.3211 | 934.0702 | 874.3211 | 874.3211 | 934.0702 | 874.3211 | 974.1497 | 268.0864 | 874.3211 | 934.0702 | 874.3211 | 1534 | 874.3211 | 934.0702 | 974.1497 | 268.0864 | 761 | 397 | 6030 | 6833 | 3478 | 3944 | 4456 | 4828 | 823.7132 | 909.2425 | 987.7551 | 528.9696
| 1535 | 830.6669 | 832.0757 | 931.3144 | 832.0757 | 832.0757 | 931.3144 | 832.0757 | 832.0757 | 931.3144 | 832.0757 | 980.9524 | 266.5205 | 832.0757 | 931.3144 | 832.0757 | 1535 | 832.0757 | 931.3144 | 980.9524 | 266.5205 | 1363 | 481 | 3942 | 6885 | 3239 | 4587 | 4455 | 4653 | 823.7132 | 909.2139 | 987.7551 | 528.9696
| 1536 | 806.4469 | 793.8194 | 930.7621 | 793.8194 | 793.8194 | 930.7621 | 793.8194 | 793.8194 | 930.7621 | 793.8194 | 971.4286 | 245.2239 | 793.8194 | 930.7621 | 793.8194 | 1536 | 793.8194 | 930.7621 | 971.4286 | 245.2239 | 2410 | 497 | 6824 | 7624 | 1515 | 4357 | 4441 | 3648 | 823.6651 | 909.2139 | 987.7551 | 528.9696
| 1537 | 793.3988 | 769.8371 | 925.5959 | 769.8371 | 769.8371 | 925.5959 | 769.8371 | 769.8371 | 925.5959 | 769.8371 | 968.7075 | 277.7952 | 769.8371 | 925.5959 | 769.8371 | 1537 | 769.8371 | 925.5959 | 968.7075 | 277.7952 | 3279 | 700 | 7432 | 6467 | 2250 | 1747 | 4440 | 2988 | 823.569 | 909.2042 | 987.7551 | 528.9696
| 1538 | 795.2322 | 770.8463 | 936.2851 | 770.8463 | 770.8463 | 936.2851 | 770.8463 | 770.8463 | 936.2851 | 770.8463 | 967.3469 | 253.9931 | 770.8463 | 936.2851 | 770.8463 | 1538 | 770.8464 | 936.2851 | 967.3469 | 253.9931 | 3236 | 328 | 7717 | 7318 | 3619 | 3982 | 4371 | 1984 | 823.5209 | 909.1921 | 987.7551 | 528.9696
| 1539 | 760.1694 | 710.1456 | 933.2709 | 710.1456 | 710.1456 | 933.2709 | 710.1456 | 710.1456 | 933.2709 | 710.1456 | 965.9864 | 262.1359 | 710.1456 | 933.2709 | 710.1456 | 1539 | 710.1456 | 933.2709 | 965.9864 | 262.1359 | 5638 | 418 | 7943 | 7019 | 2183 | 8156 | 4367 | 3695 | 823.5209 | 909.1837 | 987.7551 | 528.813
| 1540 | 778.8487 | 738.934 | 942.9264 | 738.934 | 738.934 | 942.9264 | 738.934 | 738.934 | 942.9264 | 738.934 | 963.2653 | 257.4381 | 738.934 | 942.9264 | 738.934 | 1540 | 738.934 | 942.9264 | 963.2653 | 257.4381 | 4428 | 173 | 8160 | 7196 | 1465 | 620 | 4326 | 6409 | 823.5209 | 909.1837 | 987.7551 | 528.6564
| 1541 | 788.3938 | 754.9382 | 940.3329 | 754.9382 | 754.9382 | 940.3329 | 754.9382 | 754.9382 | 940.3329 | 754.9382 | 963.2653 | 273.4106 | 754.9382 | 940.3329 | 754.9382 | 1541 | 754.9382 | 940.3329 | 963.2653 | 273.4106 | 3826 | 228 | 8159 | 6626 | 4269 | 7642 | 4288 | 5287 | 823.4729 | 909.1697 | 987.7551 | 528.6564
| 1542 | 796.9678 | 774.9315 | 934.3728 | 774.9315 | 774.9315 | 934.3728 | 774.9315 | 774.9315 | 934.3728 | 774.9315 | 965.9864 | 254.6195 | 774.9315 | 934.3728 | 774.9315 | 1542 | 774.9315 | 934.3728 | 965.9864 | 254.6195 | 3065 | 383 | 7942 | 7289 | 6909 | 7558 | 4287 | 5362 | 823.4248 | 909.1403 | 987.7551 | 528.3433
| 1543 | 760.7822 | 708.2713 | 939.5612 | 708.2713 | 708.2713 | 939.5612 | 708.2713 | 708.2713 | 939.5612 | 708.2713 | 957.8231 | 268.7128 | 708.2713 | 939.5612 | 708.2713 | 1543 | 708.2713 | 939.5612 | 957.8231 | 268.7128 | 5717 | 249 | 8387 | 6811 | 3150 | 2114 | 4273 | 3957 | 823.4248 | 909.1303 | 987.7551 | 528.3433
| 1544 | 751.7113 | 706.9736 | 918.3238 | 706.9736 | 706.9736 | 918.3238 | 706.9736 | 706.9736 | 918.3238 | 706.9736 | 945.5782 | 249.2953 | 706.9736 | 918.3238 | 706.9736 | 1544 | 706.9736 | 918.3238 | 945.5782 | 249.2953 | 5779 | 1060 | 8646 | 7493 | 3622 | 3102 | 4272 | 5802 | 823.3768 | 909.0996 | 987.7551 | 528.0301
| 1545 | 739.7536 | 682.9432 | 914.7844 | 682.9432 | 682.9432 | 914.7844 | 682.9432 | 682.9432 | 914.7844 | 682.9432 | 967.3469 | 266.5205 | 682.9432 | 914.7844 | 682.9432 | 1545 | 682.9432 | 914.7844 | 967.3469 | 266.5205 | 6832 | 1232 | 7716 | 6884 | 2795 | 7665 | 4203 | 5301 | 823.3768 | 909.0941 | 987.7551 | 528.0301
| 1546 | 745.6144 | 682.1743 | 930.312 | 682.1743 | 682.1743 | 930.312 | 682.1743 | 682.1743 | 930.312 | 682.1743 | 964.6259 | 295.3335 | 682.1743 | 930.312 | 682.1743 | 1546 | 682.1743 | 930.312 | 964.6259 | 295.3335 | 6861 | 509 | 8022 | 5786 | 6235 | 3623 | 4199 | 4921 | 823.3492 | 909.0378 | 987.7551 | 528.0301
| 1547 | 749.0044 | 688.6625 | 935.4886 | 688.6625 | 688.6625 | 935.4886 | 688.6625 | 688.6625 | 935.4886 | 688.6625 | 967.3469 | 267.4601 | 688.6625 | 935.4886 | 688.6625 | 1547 | 688.6625 | 935.4886 | 967.3469 | 267.4601 | 6569 | 355 | 7715 | 6854 | 3111 | 2992 | 4158 | 2415 | 823.3287 | 909.0179 | 987.7551 | 528.0301
| 1548 | 764.7186 | 711.0588 | 937.1807 | 711.0588 | 711.0588 | 937.1807 | 711.0588 | 711.0588 | 937.1807 | 711.0588 | 978.2313 | 290.6358 | 711.0588 | 937.1807 | 711.0588 | 1548 | 711.0588 | 937.1807 | 978.2313 | 290.6358 | 5588 | 300 | 4737 | 5941 | 2627 | 3406 | 4120 | 1164 | 823.2806 | 909.0067 | 987.7551 | 528.0301
| 1549 | 748.1737 | 697.6018 | 919.0333 | 697.6018 | 697.6018 | 919.0333 | 697.6018 | 697.6018 | 919.0333 | 697.6018 | 970.068 | 247.4162 | 697.6018 | 919.0333 | 697.6018 | 1549 | 697.6018 | 919.0333 | 970.068 | 247.4162 | 6171 | 1030 | 7230 | 7559 | 3124 | 4525 | 4119 | 3712 | 823.1845 | 908.9958 | 987.7551 | 527.9518
| 1550 | 786.4764 | 763.2528 | 917.1689 | 763.2528 | 763.2528 | 917.1689 | 763.2528 | 763.2528 | 917.1689 | 763.2528 | 974.1497 | 261.8227 | 763.2528 | 917.1689 | 763.2528 | 1550 | 763.2528 | 917.1689 | 974.1497 | 261.8227 | 3514 | 1122 | 6029 | 7031 | 1346 | 3876 | 4105 | 5326 | 823.1845 | 908.982 | 987.7551 | 527.7169
| 1551 | 772.5746 | 732.1574 | 933.0788 | 732.1574 | 732.1574 | 933.0788 | 732.1574 | 732.1574 | 933.0788 | 732.1574 | 972.7891 | 253.6799 | 732.1574 | 933.0788 | 732.1574 | 1551 | 732.1574 | 933.0788 | 972.7891 | 253.6799 | 4736 | 430 | 6448 | 7327 | 1056 | 3885 | 4104 | 3429 | 823.1845 | 908.9792 | 987.7551 | 527.7169
| 1552 | 784.0494 | 746.5276 | 929.9912 | 746.5276 | 746.5276 | 929.9912 | 746.5276 | 746.5276 | 929.9912 | 746.5276 | 970.068 | 314.4378 | 746.5276 | 929.9912 | 746.5276 | 1552 | 746.5276 | 929.9912 | 970.068 | 314.4378 | 4128 | 521 | 7229 | 5188 | 7494 | 2367 | 4035 | 2996 | 823.1365 | 908.9778 | 987.7551 | 527.7169
| 1553 | 744.7889 | 663.8151 | 950.8232 | 663.8151 | 663.8151 | 950.8232 | 663.8151 | 663.8151 | 950.8232 | 663.8151 | 976.8707 | 336.3608 | 663.8151 | 950.8232 | 663.8151 | 1553 | 663.8151 | 950.8232 | 976.8707 | 336.3608 | 7476 | 67 | 5192 | 4720 | 438 | 8253 | 4031 | 1379 | 823.1364 | 908.974 | 987.7551 | 527.7169
| 1554 | 771.1959 | 722.2089 | 927.4778 | 722.2089 | 722.2089 | 927.4778 | 722.2089 | 722.2089 | 927.4778 | 722.2089 | 976.8707 | 332.2894 | 722.2089 | 927.4778 | 722.2089 | 1554 | 722.2089 | 927.4778 | 976.8707 | 332.2894 | 5135 | 620 | 5191 | 4792 | 7984 | 4141 | 3990 | 3706 | 822.9923 | 908.9593 | 987.7551 | 527.482
| 1555 | 841.2646 | 849.6179 | 940.4623 | 849.6179 | 849.6179 | 940.4623 | 849.6179 | 849.6179 | 940.4623 | 849.6179 | 956.4626 | 262.4491 | 849.6179 | 940.4623 | 849.6179 | 1555 | 849.6179 | 940.4623 | 956.4626 | 262.4491 | 1055 | 222 | 8482 | 7012 | 2261 | 6832 | 3952 | 6792 | 822.9923 | 908.9041 | 987.7551 | 527.4037
| 1556 | 835.357 | 849.1373 | 918.9627 | 849.1373 | 849.1373 | 918.9627 | 849.1373 | 849.1373 | 918.9627 | 849.1373 | 971.4286 | 254.6195 | 849.1373 | 918.9627 | 849.1373 | 1556 | 849.1373 | 918.9627 | 971.4286 | 254.6195 | 1065 | 1033 | 6823 | 7288 | 1491 | 7082 | 3951 | 5878 | 822.9442 | 908.9008 | 987.7551 | 527.4037
| 1557 | 849.6214 | 864.709 | 937.4293 | 864.709 | 864.709 | 937.4293 | 864.709 | 864.709 | 937.4293 | 864.709 | 975.5102 | 251.8008 | 864.709 | 937.4293 | 864.709 | 1557 | 864.709 | 937.4293 | 975.5102 | 251.8008 | 867 | 292 | 5611 | 7401 | 7031 | 7049 | 3937 | 5273 | 822.8961 | 908.8024 | 987.7551 | 527.4037
| 1558 | 857.1011 | 873.5522 | 943.0978 | 873.5522 | 873.5522 | 943.0978 | 873.5522 | 873.5522 | 943.0978 | 873.5522 | 983.6735 | 254.9327 | 873.5522 | 943.0978 | 873.5522 | 1558 | 873.5522 | 943.0978 | 983.6735 | 254.9327 | 773 | 168 | 2958 | 7278 | 5901 | 3893 | 3936 | 4379 | 822.8961 | 908.7777 | 987.7551 | 527.4037
| 1559 | 833.0243 | 837.1702 | 936.2911 | 837.1702 | 837.1702 | 936.2911 | 837.1702 | 837.1702 | 936.2911 | 837.1702 | 983.6735 | 236.1416 | 837.1702 | 936.2911 | 837.1702 | 1559 | 837.1702 | 936.2911 | 983.6735 | 236.1416 | 1265 | 327 | 2957 | 7905 | 8463 | 4762 | 3867 | 3488 | 822.8481 | 908.7727 | 987.7551 | 527.4037
| 1560 | 815.6738 | 802.8067 | 946.0187 | 802.8067 | 802.8067 | 946.0187 | 802.8067 | 802.8067 | 946.0187 | 802.8067 | 975.5102 | 237.3943 | 802.8067 | 946.0187 | 802.8067 | 1560 | 802.8067 | 946.0187 | 975.5102 | 237.3943 | 2134 | 123 | 5610 | 7869 | 2158 | 8498 | 3863 | 6438 | 822.8481 | 908.6945 | 987.7551 | 527.0905
| 1561 | 808.0031 | 788.7249 | 948.5387 | 788.7249 | 788.7249 | 948.5387 | 788.7249 | 788.7249 | 948.5387 | 788.7249 | 970.068 | 238.0207 | 788.7249 | 948.5387 | 788.7249 | 1561 | 788.7249 | 948.5387 | 970.068 | 238.0207 | 2589 | 90 | 7228 | 7850 | 8610 | 8052 | 3822 | 4334 | 822.8 | 908.6945 | 987.7551 | 527.0905
| 1562 | 800.0566 | 775.316 | 944.9333 | 775.316 | 775.316 | 944.9333 | 775.316 | 775.316 | 944.9333 | 775.316 | 971.4286 | 247.103 | 775.316 | 944.9333 | 775.316 | 1562 | 775.316 | 944.9333 | 971.4286 | 247.103 | 3058 | 142 | 6822 | 7565 | 7993 | 516 | 3784 | 2362 | 822.7039 | 908.6945 | 987.7551 | 527.0905
| 1563 | 772.8387 | 727.6397 | 940.0147 | 727.6397 | 727.6397 | 940.0147 | 727.6397 | 727.6397 | 940.0147 | 727.6397 | 967.3469 | 271.2183 | 727.6397 | 940.0147 | 727.6397 | 1563 | 727.6397 | 940.0147 | 967.3469 | 271.2183 | 4905 | 234 | 7714 | 6717 | 6190 | 1281 | 3783 | 994 | 822.6558 | 908.6739 | 987.7551 | 527.0905
| 1564 | 785.4986 | 760.3691 | 920.4532 | 760.3691 | 760.3691 | 920.4532 | 760.3691 | 760.3691 | 920.4532 | 760.3691 | 974.1497 | 258.0645 | 760.3691 | 920.4532 | 760.3691 | 1564 | 760.3691 | 920.4532 | 974.1497 | 258.0645 | 3613 | 958 | 6028 | 7174 | 1347 | 3695 | 3769 | 947 | 822.6558 | 908.6678 | 987.7551 | 527.0905
| 1565 | 785.2628 | 755.8514 | 928.7147 | 755.8514 | 755.8514 | 928.7147 | 755.8514 | 755.8514 | 928.7147 | 755.8514 | 975.5102 | 256.4986 | 755.8514 | 928.7147 | 755.8514 | 1565 | 755.8514 | 928.7147 | 975.5102 | 256.4986 | 3788 | 567 | 5609 | 7229 | 8593 | 1810 | 3768 | 6974 | 822.6078 | 908.616 | 987.7551 | 526.7773
| 1566 | 778.9687 | 742.4424 | 931.8539 | 742.4424 | 742.4424 | 931.8539 | 742.4424 | 742.4424 | 931.8539 | 742.4424 | 983.6735 | 254.9327 | 742.4424 | 931.8539 | 742.4424 | 1566 | 742.4424 | 931.8539 | 983.6735 | 254.9327 | 4304 | 465 | 2956 | 7277 | 1776 | 2860 | 3699 | 4935 | 822.6078 | 908.5735 | 987.7551 | 526.7773
| 1567 | 738.8225 | 682.0301 | 909.845 | 682.0301 | 682.0301 | 909.845 | 682.0301 | 682.0301 | 909.845 | 682.0301 | 982.3129 | 265.581 | 682.0301 | 909.845 | 682.0301 | 1567 | 682.0301 | 909.845 | 982.3129 | 265.581 | 6869 | 1498 | 3508 | 6916 | 2764 | 3024 | 3695 | 2821 | 822.5597 | 908.5439 | 987.7551 | 526.7773
| 1568 | 700.6995 | 690.9213 | 764.9767 | 690.9213 | 690.9213 | 764.9767 | 690.9213 | 690.9213 | 764.9767 | 690.9213 | 978.2313 | 244.2844 | 690.9213 | 764.9767 | 690.9213 | 1568 | 690.9213 | 764.9767 | 978.2313 | 244.2844 | 6466 | 7290 | 4736 | 7653 | 1330 | 4944 | 3654 | 6807 | 822.5597 | 908.5412 | 987.7551 | 526.4641
| 1569 | 705.0802 | 696.1599 | 764.1138 | 696.1599 | 696.1599 | 764.1138 | 696.1599 | 696.1599 | 764.1138 | 696.1599 | 982.3129 | 263.0755 | 696.1599 | 764.1138 | 696.1599 | 1569 | 696.1599 | 764.1138 | 982.3129 | 263.0755 | 6231 | 7304 | 3507 | 6994 | 865 | 3942 | 3616 | 5568 | 822.5597 | 908.5062 | 987.7551 | 526.4641
| 1570 | 712.722 | 722.5934 | 735.0154 | 722.5934 | 722.5934 | 735.0154 | 722.5934 | 722.5934 | 735.0154 | 722.5934 | 986.3946 | 270.9051 | 722.5934 | 735.0154 | 722.5934 | 1570 | 722.5934 | 735.0154 | 986.3946 | 270.9051 | 5117 | 7634 | 2020 | 6731 | 4003 | 3570 | 3615 | 1142 | 822.5117 | 908.4837 | 987.7551 | 526.4641
| 1571 | 712.7611 | 723.074 | 733.6455 | 723.074 | 723.074 | 733.6455 | 723.074 | 723.074 | 733.6455 | 723.074 | 982.3129 | 277.1688 | 723.074 | 733.6455 | 723.074 | 1571 | 723.074 | 733.6455 | 982.3129 | 277.1688 | 5098 | 7652 | 3506 | 6486 | 8474 | 3046 | 3601 | 7233 | 822.4636 | 908.4215 | 987.7551 | 526.151
| 1572 | 714.0676 | 730.5714 | 720.9552 | 730.5714 | 730.5714 | 720.9552 | 730.5714 | 730.5714 | 720.9552 | 730.5714 | 978.2313 | 290.3226 | 730.5714 | 720.9552 | 730.5714 | 1572 | 730.5714 | 720.9552 | 978.2313 | 290.3226 | 4796 | 7782 | 4735 | 5954 | 7122 | 7092 | 3600 | 6176 | 822.4636 | 908.4001 | 987.7551 | 526.151
| 1573 | 703.9219 | 715.3842 | 716.3923 | 715.3842 | 715.3842 | 716.3923 | 715.3842 | 715.3842 | 716.3923 | 715.3842 | 980.9524 | 285.3116 | 715.3842 | 716.3923 | 715.3842 | 1573 | 715.3842 | 716.3923 | 980.9524 | 285.3116 | 5414 | 7850 | 3941 | 6161 | 6527 | 4285 | 3531 | 5677 | 822.4636 | 908.4 | 987.7551 | 526.151
| 1574 | 725.5726 | 740.7603 | 742.7486 | 740.7603 | 740.7603 | 742.7486 | 740.7603 | 740.7603 | 742.7486 | 740.7603 | 980.9524 | 279.9875 | 740.7603 | 742.7486 | 740.7603 | 1574 | 740.7603 | 742.7486 | 980.9524 | 279.9875 | 4357 | 7560 | 3940 | 6375 | 4533 | 3415 | 3527 | 3859 | 822.4636 | 908.3929 | 987.7551 | 526.151
| 1575 | 710.2811 | 706.1085 | 759.6332 | 706.1085 | 706.1085 | 759.6332 | 706.1085 | 706.1085 | 759.6332 | 706.1085 | 972.7891 | 283.7457 | 706.1085 | 759.6332 | 706.1085 | 1575 | 706.1085 | 759.6332 | 972.7891 | 283.7457 | 5822 | 7348 | 6447 | 6225 | 7706 | 3029 | 3486 | 3585 | 822.4155 | 908.3839 | 987.7551 | 526.151
| 1576 | 712.0973 | 707.262 | 766.3695 | 707.262 | 707.262 | 766.3695 | 707.262 | 707.262 | 766.3695 | 707.262 | 975.5102 | 270.2787 | 707.262 | 766.3695 | 707.262 | 1576 | 707.262 | 766.3695 | 975.5102 | 270.2787 | 5765 | 7279 | 5608 | 6758 | 5924 | 8284 | 3448 | 3578 | 822.4155 | 908.3766 | 987.7551 | 526.151
| 1577 | 713.5492 | 721.1035 | 741.1009 | 721.1035 | 721.1035 | 741.1009 | 721.1035 | 721.1035 | 741.1009 | 721.1035 | 983.6735 | 272.7842 | 721.1035 | 741.1009 | 721.1035 | 1577 | 721.1035 | 741.1009 | 983.6735 | 272.7842 | 5191 | 7581 | 2955 | 6657 | 5253 | 8040 | 3447 | 4622 | 822.3194 | 908.3766 | 987.7551 | 525.9944
| 1578 | 720.3866 | 730.4753 | 752.9536 | 730.4753 | 730.4753 | 752.9536 | 730.4753 | 730.4753 | 752.9536 | 730.4753 | 967.3469 | 262.4491 | 730.4753 | 752.9536 | 730.4753 | 1578 | 730.4753 | 752.9536 | 967.3469 | 262.4491 | 4804 | 7435 | 7713 | 7011 | 2154 | 504 | 3433 | 5508 | 822.3194 | 908.3766 | 987.7551 | 525.8378
| 1579 | 807.8103 | 890.6618 | 735.7103 | 890.6618 | 890.6618 | 735.7103 | 890.6618 | 890.6618 | 735.7103 | 890.6618 | 980.9524 | 260.2568 | 890.6618 | 735.7103 | 890.6618 | 1579 | 890.6618 | 735.7103 | 980.9524 | 260.2568 | 566 | 7627 | 3939 | 7088 | 5686 | 3408 | 3432 | 4594 | 822.1752 | 908.3715 | 987.7551 | 525.8378
| 1580 | 821.4937 | 906.5699 | 747.8416 | 906.5699 | 906.5699 | 747.8416 | 906.5699 | 906.5699 | 747.8416 | 906.5699 | 986.3946 | 270.5919 | 906.5699 | 747.8416 | 906.5699 | 1580 | 906.5699 | 747.8416 | 986.3946 | 270.5919 | 424 | 7503 | 2019 | 6748 | 1894 | 4473 | 3363 | 3724 | 822.1752 | 908.359 | 987.7551 | 525.6029
| 1581 | 829.6452 | 931.1289 | 727.6476 | 931.1289 | 931.1289 | 727.6476 | 931.1289 | 931.1289 | 727.6476 | 931.1289 | 982.3129 | 273.0974 | 931.1289 | 727.6476 | 931.1289 | 1581 | 931.1289 | 727.6476 | 982.3129 | 273.0974 | 205 | 7710 | 3505 | 6641 | 1338 | 7984 | 3359 | 5443 | 822.1272 | 908.3503 | 987.7551 | 525.5246
| 1582 | 819.9313 | 909.0691 | 741.586 | 909.0691 | 909.0691 | 741.586 | 909.0691 | 909.0691 | 741.586 | 909.0691 | 971.4286 | 268.7128 | 909.0691 | 741.586 | 909.0691 | 1582 | 909.0691 | 741.586 | 971.4286 | 268.7128 | 396 | 7573 | 6821 | 6810 | 935 | 3455 | 3318 | 4727 | 822.1272 | 908.3219 | 987.7551 | 525.5246
| 1583 | 775.5974 | 830.73 | 741.1816 | 830.73 | 830.73 | 741.1816 | 830.73 | 830.73 | 741.1816 | 830.73 | 985.034 | 262.7623 | 830.73 | 741.1816 | 830.73 | 1583 | 830.73 | 741.1816 | 985.034 | 262.7623 | 1399 | 7577 | 2342 | 7002 | 7825 | 3362 | 3280 | 4463 | 822.0791 | 908.3206 | 987.7551 | 525.5246
| 1584 | 765.159 | 815.2545 | 730.8466 | 815.2545 | 815.2545 | 730.8466 | 815.2545 | 815.2545 | 730.8466 | 815.2545 | 987.7551 | 279.0479 | 815.2545 | 730.8466 | 815.2545 | 1584 | 815.2545 | 730.8466 | 987.7551 | 279.0479 | 1766 | 7678 | 1656 | 6408 | 8736 | 2916 | 3279 | 4052 | 822.0311 | 908.3206 | 987.7551 | 525.5246
| 1585 | 771.4485 | 791.176 | 803.0527 | 791.176 | 791.176 | 803.0527 | 791.176 | 791.176 | 803.0527 | 791.176 | 987.7551 | 270.9051 | 791.176 | 803.0527 | 791.176 | 1585 | 791.176 | 803.0527 | 987.7551 | 270.9051 | 2508 | 7075 | 1655 | 6730 | 2807 | 3988 | 3265 | 2289 | 821.983 | 908.2946 | 987.7551 | 525.5246
| 1586 | 730.9924 | 759.5521 | 723.8377 | 759.5521 | 759.5521 | 723.8377 | 759.5521 | 759.5521 | 723.8377 | 759.5521 | 995.9184 | 266.2073 | 759.5521 | 723.8377 | 759.5521 | 1586 | 759.5521 | 723.8377 | 995.9184 | 266.2073 | 3641 | 7756 | 380 | 6898 | 2118 | 2105 | 3264 | 1356 | 821.9349 | 908.2885 | 987.7551 | 525.5246
| 1587 | 720.8511 | 748.3539 | 714.8378 | 748.3539 | 748.3539 | 714.8378 | 748.3539 | 748.3539 | 714.8378 | 748.3539 | 994.5578 | 251.1744 | 748.3539 | 714.8378 | 748.3539 | 1587 | 748.3539 | 714.8378 | 994.5578 | 251.1744 | 4065 | 7867 | 545 | 7422 | 6714 | 3487 | 3195 | 7697 | 821.7908 | 908.2867 | 987.7551 | 525.2114
| 1588 | 741.8817 | 777.8632 | 727.9145 | 777.8632 | 777.8632 | 727.9145 | 777.8632 | 777.8632 | 727.9145 | 777.8632 | 991.8367 | 259.9436 | 777.8632 | 727.9145 | 777.8632 | 1588 | 777.8632 | 727.9145 | 991.8367 | 259.9436 | 2951 | 7706 | 943 | 7108 | 7388 | 1798 | 3191 | 4143 | 821.6466 | 908.2186 | 987.7551 | 524.8982
| 1589 | 740.8242 | 769.4526 | 743.3833 | 769.4526 | 769.4526 | 743.3833 | 769.4526 | 769.4526 | 743.3833 | 769.4526 | 991.8367 | 250.5481 | 769.4526 | 743.3833 | 769.4526 | 1589 | 769.4526 | 743.3833 | 991.8367 | 250.5481 | 3298 | 7554 | 942 | 7448 | 332 | 3913 | 3150 | 7159 | 821.6466 | 908.2073 | 987.7551 | 524.585
| 1590 | 761.6573 | 805.7385 | 743.6813 | 805.7385 | 805.7385 | 743.6813 | 805.7385 | 805.7385 | 743.6813 | 805.7385 | 982.3129 | 260.2568 | 805.7385 | 743.6813 | 805.7385 | 1590 | 805.7385 | 743.6813 | 982.3129 | 260.2568 | 2043 | 7551 | 3504 | 7087 | 5371 | 1368 | 3112 | 6955 | 821.5985 | 908.1878 | 987.7551 | 524.585
| 1591 | 717.124 | 733.5993 | 734.0826 | 733.5993 | 733.5993 | 734.0826 | 733.5993 | 733.5993 | 734.0826 | 733.5993 | 972.7891 | 261.8227 | 733.5993 | 734.0826 | 733.5993 | 1591 | 733.5993 | 734.0826 | 972.7891 | 261.8227 | 4664 | 7648 | 6446 | 7030 | 4124 | 6846 | 3111 | 2941 | 821.5985 | 908.1845 | 987.7551 | 524.585
| 1592 | 740.3868 | 766.1364 | 740.8414 | 766.1364 | 766.1364 | 740.8414 | 766.1364 | 766.1364 | 740.8414 | 766.1364 | 986.3946 | 286.5644 | 766.1364 | 740.8414 | 766.1364 | 1592 | 766.1364 | 740.8414 | 986.3946 | 286.5644 | 3427 | 7585 | 2018 | 6109 | 8531 | 1088 | 3097 | 6811 | 821.5024 | 908.1781 | 987.7551 | 524.2719
| 1593 | 767.4435 | 805.7385 | 757.814 | 805.7385 | 805.7385 | 757.814 | 805.7385 | 805.7385 | 757.814 | 805.7385 | 959.1837 | 307.8609 | 805.7385 | 757.814 | 805.7385 | 1593 | 805.7385 | 757.814 | 959.1837 | 307.8609 | 2042 | 7378 | 8335 | 5372 | 3102 | 7783 | 3096 | 6757 | 821.5024 | 908.1737 | 987.7551 | 524.2719
| 1594 | 771.677 | 788.773 | 738.3291 | 788.773 | 788.773 | 738.3291 | 788.773 | 788.773 | 738.3291 | 788.773 | 976.8707 | 563.1068 | 788.773 | 738.3291 | 788.773 | 1594 | 788.773 | 738.3291 | 976.8707 | 563.1068 | 2587 | 7609 | 5190 | 1170 | 8617 | 7337 | 3027 | 4799 | 821.4063 | 908.1737 | 987.7551 | 524.2718
| 1595 | 769.3808 | 799.7309 | 717.2973 | 799.7309 | 799.7309 | 717.2973 | 799.7309 | 799.7309 | 717.2973 | 799.7309 | 985.034 | 519.2609 | 799.7309 | 717.2973 | 799.7309 | 1595 | 799.7309 | 717.2973 | 985.034 | 519.2609 | 2217 | 7833 | 2341 | 1650 | 4051 | 281 | 3023 | 4395 | 821.3582 | 908.1737 | 987.7551 | 524.2718
| 1596 | 746.8071 | 779.0647 | 701.4637 | 779.0647 | 779.0647 | 701.4637 | 779.0647 | 779.0647 | 701.4637 | 779.0647 | 989.1156 | 427.8108 | 779.0647 | 701.4637 | 779.0647 | 1596 | 779.0647 | 701.4637 | 989.1156 | 427.8108 | 2915 | 8013 | 1309 | 3037 | 8345 | 1280 | 2982 | 3457 | 821.3101 | 908.1522 | 987.7551 | 524.2718
| 1597 | 728.3354 | 759.1195 | 700.481 | 759.1195 | 759.1195 | 700.481 | 759.1195 | 759.1195 | 700.481 | 759.1195 | 986.3946 | 335.4212 | 759.1195 | 700.481 | 759.1195 | 1597 | 759.1195 | 700.481 | 986.3946 | 335.4212 | 3656 | 8029 | 2017 | 4742 | 5421 | 8070 | 2944 | 5748 | 821.3101 | 908.1512 | 987.7551 | 524.1936
| 1598 | 732.3857 | 747.8733 | 716.2982 | 747.8733 | 747.8733 | 716.2982 | 747.8733 | 747.8733 | 716.2982 | 747.8733 | 983.6735 | 421.5471 | 747.8733 | 716.2982 | 747.8733 | 1598 | 747.8733 | 716.2982 | 983.6735 | 421.5471 | 4088 | 7851 | 2954 | 3136 | 7414 | 534 | 2943 | 3730 | 821.2621 | 908.1512 | 987.7551 | 523.8804
| 1599 | 758.9258 | 787.2351 | 700.3183 | 787.2351 | 787.2351 | 700.3183 | 787.2351 | 787.2351 | 700.3183 | 787.2351 | 987.7551 | 538.052 | 787.2351 | 700.3183 | 787.2351 | 1599 | 787.2351 | 700.3183 | 987.7551 | 538.052 | 2641 | 8030 | 1654 | 1431 | 2485 | 4207 | 2929 | 6010 | 821.2621 | 908.1232 | 987.7551 | 523.6455
| 1600 | 747.0764 | 773.3455 | 702.1273 | 773.3455 | 773.3455 | 702.1273 | 773.3455 | 773.3455 | 702.1273 | 773.3455 | 987.7551 | 476.0413 | 773.3455 | 702.1273 | 773.3455 | 1600 | 773.3455 | 702.1273 | 987.7551 | 476.0413 | 3123 | 8006 | 1653 | 2215 | 358 | 7189 | 2928 | 4374 | 821.2621 | 908.1203 | 987.7551 | 523.6455
| 1601 | 760.3395 | 778.5841 | 718.2541 | 778.5841 | 778.5841 | 718.2541 | 778.5841 | 778.5841 | 718.2541 | 778.5841 | 1000 | 543.063 | 778.5841 | 718.2541 | 778.5841 | 1601 | 778.5841 | 718.2541 | 1000 | 543.063 | 2932 | 7819 | 43 | 1376 | 6115 | 4147 | 2859 | 2682 | 821.214 | 908.0943 | 987.7551 | 523.6455
| 1602 | 790.2539 | 797.2317 | 789.7169 | 797.2317 | 797.2317 | 789.7169 | 797.2317 | 797.2317 | 789.7169 | 797.2317 | 980.9524 | 545.8816 | 797.2317 | 789.7169 | 797.2317 | 1602 | 797.2317 | 789.7169 | 980.9524 | 545.8816 | 2299 | 7136 | 3938 | 1344 | 3138 | 3293 | 2855 | 6352 | 821.214 | 908.0449 | 987.7551 | 523.3323
| 1603 | 852.2474 | 930.6003 | 788.5173 | 930.6003 | 930.6003 | 788.5173 | 930.6003 | 930.6003 | 788.5173 | 930.6003 | 995.9184 | 336.674 | 930.6003 | 788.5173 | 930.6003 | 1603 | 930.6003 | 788.5173 | 995.9184 | 336.674 | 212 | 7142 | 379 | 4710 | 2124 | 3074 | 2814 | 5634 | 821.214 | 908.0221 | 987.7551 | 523.3323
| 1604 | 833.9479 | 927.8608 | 737.0319 | 927.8608 | 927.8608 | 737.0319 | 927.8608 | 927.8608 | 737.0319 | 927.8608 | 978.2313 | 326.0257 | 927.8608 | 737.0319 | 927.8608 | 1604 | 927.8608 | 737.0319 | 978.2313 | 326.0257 | 240 | 7621 | 4734 | 4930 | 6596 | 3966 | 2776 | 3365 | 821.1179 | 908.0097 | 987.7551 | 523.3323
| 1605 | 826.6917 | 930.5522 | 719.2663 | 930.5522 | 930.5522 | 719.2663 | 930.5522 | 930.5522 | 719.2663 | 930.5522 | 993.1973 | 259.0041 | 930.5522 | 719.2663 | 930.5522 | 1605 | 930.5522 | 719.2663 | 993.1973 | 259.0041 | 214 | 7804 | 700 | 7151 | 7296 | 3500 | 2775 | 3118 | 821.0218 | 907.9842 | 987.7551 | 523.3323
| 1606 | 788.0505 | 890.9982 | 659.5797 | 890.9982 | 890.9982 | 659.5797 | 890.9982 | 890.9982 | 659.5797 | 890.9982 | 994.5578 | 271.8447 | 890.9982 | 659.5797 | 890.9982 | 1606 | 890.9982 | 659.5797 | 994.5578 | 271.8447 | 562 | 8360 | 544 | 6687 | 7242 | 6902 | 2761 | 3521 | 821.0218 | 907.9804 | 987.7551 | 523.1953
| 1607 | 723.2489 | 834.7191 | 554.3763 | 834.7191 | 834.7191 | 554.3763 | 834.7191 | 834.7191 | 554.3763 | 834.7191 | 972.7891 | 257.4381 | 834.7191 | 554.3763 | 834.7191 | 1607 | 834.7191 | 554.3763 | 972.7891 | 257.4381 | 1308 | 8561 | 6445 | 7195 | 3110 | 2991 | 2760 | 5188 | 820.9737 | 907.9793 | 987.7551 | 523.0191
| 1608 | 698.988 | 798.5774 | 536.1744 | 798.5774 | 798.5774 | 536.1744 | 798.5774 | 798.5774 | 536.1744 | 798.5774 | 993.1973 | 259.3173 | 798.5774 | 536.1744 | 798.5774 | 1608 | 798.5774 | 536.1744 | 993.1973 | 259.3173 | 2252 | 8571 | 699 | 7133 | 1203 | 3025 | 2691 | 4977 | 820.8295 | 907.972 | 987.7551 | 523.0191
| 1609 | 695.091 | 785.9374 | 548.0254 | 785.9374 | 785.9374 | 548.0254 | 785.9374 | 785.9374 | 548.0254 | 785.9374 | 990.4762 | 261.1964 | 785.9374 | 548.0254 | 785.9374 | 1609 | 785.9374 | 548.0254 | 990.4762 | 261.1964 | 2676 | 8565 | 1075 | 7054 | 1103 | 2097 | 2687 | 4514 | 820.8295 | 907.9606 | 987.7551 | 523.0191
| 1610 | 681.6882 | 761.4745 | 539.0751 | 761.4745 | 761.4745 | 539.0751 | 761.4745 | 761.4745 | 539.0751 | 761.4745 | 998.6395 | 296.8995 | 761.4745 | 539.0751 | 761.4745 | 1610 | 761.4745 | 539.0751 | 998.6395 | 296.8995 | 3583 | 8569 | 138 | 5741 | 462 | 1755 | 2646 | 832 | 820.8295 | 907.939 | 987.7551 | 523.0191
| 1611 | 664.9267 | 752.4871 | 510.4958 | 752.4871 | 752.4871 | 510.4958 | 752.4871 | 752.4871 | 510.4958 | 752.4871 | 995.9184 | 251.1744 | 752.4871 | 510.4958 | 752.4871 | 1611 | 752.4871 | 510.4958 | 995.9184 | 251.1744 | 3927 | 8594 | 378 | 7421 | 7413 | 1328 | 2608 | 6829 | 820.7815 | 907.9229 | 987.7551 | 522.7059
| 1612 | 742.3605 | 767.0976 | 740.7376 | 767.0976 | 767.0976 | 740.7376 | 767.0976 | 767.0976 | 740.7376 | 767.0976 | 986.3946 | 306.9214 | 767.0976 | 740.7376 | 767.0976 | 1612 | 767.0976 | 740.7376 | 986.3946 | 306.9214 | 3390 | 7588 | 2016 | 5411 | 357 | 3989 | 2607 | 6782 | 820.7815 | 907.9218 | 987.7551 | 522.7059
| 1613 | 734.6283 | 771.4711 | 715.9919 | 771.4711 | 771.4711 | 715.9919 | 771.4711 | 771.4711 | 715.9919 | 771.4711 | 989.1156 | 259.9436 | 771.4711 | 715.9919 | 771.4711 | 1613 | 771.4711 | 715.9919 | 989.1156 | 259.9436 | 3209 | 7855 | 1308 | 7107 | 8343 | 2910 | 2593 | 3106 | 820.7334 | 907.9062 | 987.7551 | 522.7059
| 1614 | 749.453 | 789.7823 | 724.4663 | 789.7823 | 789.7823 | 724.4663 | 789.7823 | 789.7823 | 724.4663 | 789.7823 | 995.9184 | 280.3007 | 789.7823 | 724.4663 | 789.7823 | 1614 | 789.7823 | 724.4663 | 995.9184 | 280.3007 | 2552 | 7747 | 377 | 6364 | 7938 | 4531 | 2592 | 1983 | 820.6854 | 907.9051 | 987.7551 | 522.7059
| 1615 | 720.261 | 740.7123 | 729.3214 | 740.7123 | 740.7123 | 729.3214 | 740.7123 | 740.7123 | 729.3214 | 740.7123 | 974.1497 | 266.5205 | 740.7123 | 729.3214 | 740.7123 | 1615 | 740.7123 | 729.3214 | 974.1497 | 266.5205 | 4361 | 7694 | 6027 | 6883 | 1301 | 2854 | 2523 | 7703 | 820.6853 | 907.9031 | 987.7551 | 522.2361
| 1616 | 739.0175 | 765.4635 | 734.8106 | 765.4635 | 765.4635 | 734.8106 | 765.4635 | 765.4635 | 734.8106 | 765.4635 | 986.3946 | 296.8995 | 765.4635 | 734.8106 | 765.4635 | 1616 | 765.4635 | 734.8106 | 986.3946 | 296.8995 | 3449 | 7636 | 2015 | 5740 | 5182 | 1346 | 2519 | 4551 | 820.6373 | 907.903 | 987.7551 | 522.2361
| 1617 | 746.7212 | 776.7098 | 721.6672 | 776.7098 | 776.7098 | 721.6672 | 776.7098 | 776.7098 | 721.6672 | 776.7098 | 982.3129 | 371.4375 | 776.7098 | 721.6672 | 776.7098 | 1617 | 776.7098 | 721.6672 | 982.3129 | 371.4375 | 2999 | 7775 | 3503 | 4033 | 4510 | 7072 | 2478 | 7167 | 820.6373 | 907.8999 | 987.7551 | 522.0796
| 1618 | 750.3021 | 773.3936 | 732.8707 | 773.3936 | 773.3936 | 732.8707 | 773.3936 | 773.3936 | 732.8707 | 773.3936 | 985.034 | 400.5637 | 773.3936 | 732.8707 | 773.3936 | 1618 | 773.3936 | 732.8707 | 985.034 | 400.5637 | 3118 | 7656 | 2340 | 3483 | 7816 | 3976 | 2440 | 6864 | 820.5892 | 907.8805 | 987.7551 | 522.0796
| 1619 | 777.9567 | 801.7975 | 749.3216 | 801.7975 | 801.7975 | 749.3216 | 801.7975 | 801.7975 | 749.3216 | 801.7975 | 971.4286 | 508.2994 | 801.7975 | 749.3216 | 801.7975 | 1619 | 801.7975 | 749.3216 | 971.4286 | 508.2994 | 2157 | 7486 | 6820 | 1786 | 2793 | 2970 | 2439 | 6826 | 820.5412 | 907.8652 | 987.7551 | 522.0796
| 1620 | 767.1258 | 807.2283 | 742.5019 | 807.2283 | 807.2283 | 742.5019 | 807.2283 | 807.2283 | 742.5019 | 807.2283 | 956.4626 | 355.4651 | 807.2283 | 742.5019 | 807.2283 | 1620 | 807.2283 | 742.5019 | 956.4626 | 355.4651 | 1989 | 7562 | 8481 | 4344 | 1154 | 7545 | 2425 | 3725 | 820.4931 | 907.859 | 987.7551 | 522.0796
| 1621 | 777.7642 | 798.0487 | 758.9691 | 798.0487 | 798.0487 | 758.9691 | 798.0487 | 798.0487 | 758.9691 | 798.0487 | 963.2653 | 505.1676 | 798.0487 | 758.9691 | 798.0487 | 1621 | 798.0487 | 758.9691 | 963.2653 | 505.1676 | 2267 | 7358 | 8158 | 1829 | 1289 | 7315 | 2424 | 6875 | 820.397 | 907.859 | 987.7551 | 521.923
| 1622 | 781.5713 | 812.3228 | 750.2366 | 812.3228 | 812.3228 | 750.2366 | 812.3228 | 812.3228 | 750.2366 | 812.3228 | 975.5102 | 466.959 | 812.3228 | 750.2366 | 812.3228 | 1622 | 812.3228 | 750.2366 | 975.5102 | 466.959 | 1842 | 7469 | 5607 | 2355 | 8377 | 259 | 2355 | 6521 | 820.2528 | 907.859 | 987.7551 | 521.923
| 1623 | 792.2235 | 817.8498 | 770.7101 | 817.8498 | 817.8498 | 770.7101 | 817.8498 | 817.8498 | 770.7101 | 817.8498 | 997.2789 | 468.2117 | 817.8498 | 770.7101 | 817.8498 | 1623 | 817.8498 | 770.7101 | 997.2789 | 468.2117 | 1700 | 7243 | 199 | 2336 | 7506 | 1302 | 2351 | 4049 | 820.2528 | 907.8563 | 987.7551 | 521.7664
| 1624 | 795.6011 | 829.2402 | 769.8589 | 829.2402 | 829.2402 | 769.8589 | 829.2402 | 829.2402 | 769.8589 | 829.2402 | 985.034 | 440.0251 | 829.2402 | 769.8589 | 829.2402 | 1624 | 829.2402 | 769.8589 | 985.034 | 440.0251 | 1425 | 7254 | 2339 | 2831 | 450 | 6946 | 2310 | 1168 | 820.2528 | 907.8559 | 987.7551 | 521.4532
| 1625 | 781.8326 | 810.16 | 749.5378 | 810.16 | 810.16 | 749.5378 | 810.16 | 810.16 | 749.5378 | 810.16 | 998.6395 | 467.5853 | 810.16 | 749.5378 | 810.16 | 1625 | 810.16 | 749.5378 | 998.6395 | 467.5853 | 1903 | 7478 | 137 | 2342 | 6262 | 3678 | 2272 | 1046 | 820.1567 | 907.8501 | 987.7551 | 521.4532
| 1626 | 760.8451 | 800.3076 | 737.5464 | 800.3076 | 800.3076 | 737.5464 | 800.3076 | 800.3076 | 737.5464 | 800.3076 | 953.7415 | 345.4432 | 800.3076 | 737.5464 | 800.3076 | 1626 | 800.3076 | 737.5465 | 953.7415 | 345.4432 | 2204 | 7616 | 8543 | 4549 | 2850 | 3512 | 2271 | 7728 | 820.1567 | 907.8321 | 987.7551 | 521.14
| 1627 | 853.2835 | 957.8507 | 750.8093 | 957.8507 | 957.8507 | 750.8093 | 957.8507 | 957.8507 | 750.8093 | 957.8507 | 975.5102 | 304.4159 | 957.8507 | 750.8093 | 957.8507 | 1627 | 957.8507 | 750.8093 | 975.5102 | 304.4159 | 68 | 7457 | 5606 | 5496 | 7463 | 3536 | 2257 | 4716 | 820.1086 | 907.8318 | 987.7551 | 521.14
| 1628 | 853.7987 | 958.86 | 753.5449 | 958.86 | 958.86 | 753.5449 | 958.86 | 958.86 | 753.5449 | 958.86 | 972.7891 | 295.3335 | 958.86 | 753.5449 | 958.86 | 1628 | 958.86 | 753.5449 | 972.7891 | 295.3335 | 65 | 7427 | 6444 | 5785 | 407 | 3026 | 2256 | 3988 | 820.1086 | 907.8201 | 987.7551 | 521.14
| 1629 | 850.1618 | 966.1652 | 735.5198 | 966.1652 | 966.1652 | 735.5198 | 966.1652 | 966.1652 | 735.5198 | 966.1652 | 976.8707 | 253.9931 | 966.1652 | 735.5198 | 966.1652 | 1629 | 966.1652 | 735.5198 | 976.8707 | 253.9931 | 40 | 7628 | 5189 | 7317 | 116 | 1025 | 2187 | 6550 | 820.1086 | 907.7858 | 987.7551 | 520.8268
| 1630 | 840.8121 | 937.4249 | 754.8663 | 937.4249 | 937.4249 | 754.8663 | 937.4249 | 937.4249 | 754.8663 | 937.4249 | 989.1156 | 263.3887 | 937.4249 | 754.8663 | 937.4249 | 1630 | 937.4249 | 754.8663 | 989.1156 | 263.3887 | 158 | 7417 | 1307 | 6987 | 5227 | 1347 | 2183 | 6498 | 820.0606 | 907.7736 | 987.7551 | 520.8268
| 1631 | 832.6472 | 911.5202 | 767.6659 | 911.5202 | 911.5202 | 767.6659 | 911.5202 | 911.5202 | 767.6659 | 911.5202 | 978.2313 | 316.0038 | 911.5202 | 767.6659 | 911.5202 | 1631 | 911.5202 | 767.666 | 978.2313 | 316.0038 | 367 | 7272 | 4733 | 5150 | 4171 | 3429 | 2142 | 5598 | 820.0606 | 907.7702 | 987.7551 | 520.8268
| 1632 | 800.7273 | 866.1989 | 750.6656 | 866.1989 | 866.1989 | 750.6656 | 866.1989 | 866.1989 | 750.6656 | 866.1989 | 970.068 | 307.8609 | 866.1989 | 750.6656 | 866.1989 | 1632 | 866.1989 | 750.6656 | 970.068 | 307.8609 | 852 | 7461 | 7227 | 5371 | 3133 | 1327 | 2104 | 6314 | 820.0606 | 907.7685 | 987.7551 | 520.5136
| 1633 | 780.9318 | 831.499 | 749.1829 | 831.499 | 831.499 | 749.1829 | 831.499 | 831.499 | 749.1829 | 831.499 | 979.5918 | 304.7291 | 831.499 | 749.1829 | 831.499 | 1633 | 831.499 | 749.1829 | 979.5918 | 304.7291 | 1383 | 7490 | 4183 | 5485 | 2448 | 7100 | 2103 | 5703 | 820.0606 | 907.7669 | 987.7551 | 520.5136
| 1634 | 785.3285 | 832.316 | 764.7974 | 832.316 | 832.316 | 764.7974 | 832.316 | 832.316 | 764.7974 | 832.316 | 968.7075 | 308.1741 | 832.316 | 764.7974 | 832.316 | 1634 | 832.316 | 764.7974 | 968.7075 | 308.1741 | 1353 | 7292 | 7431 | 5361 | 2129 | 2355 | 2089 | 4691 | 820.0606 | 907.7624 | 987.7551 | 520.5136
| 1635 | 769.5043 | 806.8439 | 761.3452 | 806.8439 | 806.8439 | 761.3452 | 806.8439 | 806.8439 | 761.3452 | 806.8439 | 974.1497 | 298.7786 | 806.8439 | 761.3452 | 806.8439 | 1635 | 806.8439 | 761.3452 | 974.1497 | 298.7786 | 2004 | 7328 | 6026 | 5677 | 5711 | 4823 | 2088 | 4013 | 820.0125 | 907.7568 | 987.7551 | 520.5136
| 1636 | 763.9654 | 805.9307 | 743.0243 | 805.9307 | 805.9307 | 743.0243 | 805.9307 | 805.9307 | 743.0243 | 805.9307 | 980.9524 | 295.0204 | 805.9307 | 743.0243 | 805.9307 | 1636 | 805.9307 | 743.0243 | 980.9524 | 295.0204 | 2035 | 7558 | 3937 | 5794 | 6334 | 2098 | 2019 | 3854 | 819.9164 | 907.7563 | 987.7551 | 520.5136
| 1637 | 776.2566 | 830.3456 | 739.4063 | 830.3456 | 830.3456 | 739.4063 | 830.3456 | 830.3456 | 739.4063 | 830.3456 | 980.9524 | 286.2512 | 830.3456 | 739.4063 | 830.3456 | 1637 | 830.3456 | 739.4063 | 980.9524 | 286.2512 | 1405 | 7599 | 3936 | 6121 | 3003 | 3535 | 2015 | 2344 | 819.9164 | 907.6657 | 987.7551 | 520.5136
| 1638 | 786.4054 | 846.542 | 741.1464 | 846.542 | 846.542 | 741.1464 | 846.542 | 846.542 | 741.1464 | 846.542 | 987.7551 | 284.9984 | 846.542 | 741.1464 | 846.542 | 1638 | 846.542 | 741.1464 | 987.7551 | 284.9984 | 1111 | 7579 | 1652 | 6175 | 2486 | 3900 | 1974 | 2136 | 819.8683 | 907.6405 | 987.7551 | 520.5136
| 1639 | 738.9156 | 766.5209 | 740.3575 | 766.5209 | 766.5209 | 740.3575 | 766.5209 | 766.5209 | 740.3575 | 766.5209 | 976.8707 | 274.3501 | 766.5209 | 740.3575 | 766.5209 | 1639 | 766.5209 | 740.3575 | 976.8707 | 274.3501 | 3414 | 7590 | 5188 | 6603 | 8505 | 3962 | 1936 | 4032 | 819.8203 | 907.6375 | 987.7551 | 520.357
| 1640 | 749.7744 | 778.3438 | 745.2949 | 778.3438 | 778.3438 | 745.2949 | 778.3438 | 778.3438 | 745.2949 | 778.3438 | 978.2313 | 310.6796 | 778.3438 | 745.2949 | 778.3438 | 1640 | 778.3438 | 745.2949 | 978.2313 | 310.6796 | 2936 | 7535 | 4732 | 5280 | 7266 | 7170 | 1935 | 5717 | 819.7241 | 907.6145 | 987.7551 | 520.2004
| 1641 | 756.5738 | 786.9467 | 726.8887 | 786.9467 | 786.9467 | 726.8887 | 786.9467 | 786.9467 | 726.8887 | 786.9467 | 971.4286 | 417.4757 | 786.9467 | 726.8887 | 786.9467 | 1641 | 786.9467 | 726.8887 | 971.4286 | 417.4757 | 2648 | 7716 | 6819 | 3197 | 5805 | 2079 | 1921 | 5482 | 819.6761 | 907.5806 | 987.7551 | 520.2004
| 1642 | 766.3752 | 799.9712 | 737.5527 | 799.9712 | 799.9712 | 737.5527 | 799.9712 | 799.9712 | 737.5527 | 799.9712 | 960.5442 | 418.7285 | 799.9712 | 737.5527 | 799.9712 | 1642 | 799.9712 | 737.5527 | 960.5442 | 418.7285 | 2211 | 7615 | 8273 | 3174 | 7537 | 1721 | 1920 | 7692 | 819.628 | 907.5781 | 987.7551 | 519.8873
| 1643 | 765.3112 | 797.9526 | 724.3102 | 797.9526 | 797.9526 | 724.3102 | 797.9526 | 797.9526 | 724.3102 | 797.9526 | 976.8707 | 456.6239 | 797.9526 | 724.3102 | 797.9526 | 1643 | 797.9526 | 724.3102 | 976.8707 | 456.6239 | 2271 | 7749 | 5187 | 2542 | 2487 | 3914 | 1851 | 3658 | 819.5319 | 907.5447 | 987.7551 | 519.8873
| 1644 | 759.3659 | 795.2131 | 724.5154 | 795.2131 | 795.2131 | 724.5154 | 795.2131 | 795.2131 | 724.5154 | 795.2131 | 967.3469 | 404.0088 | 795.2131 | 724.5154 | 795.2131 | 1644 | 795.2132 | 724.5154 | 967.3469 | 404.0088 | 2360 | 7746 | 7712 | 3414 | 6696 | 3121 | 1847 | 2964 | 819.2916 | 907.5344 | 987.7551 | 519.8873
| 1645 | 761.2611 | 798.241 | 734.4796 | 798.241 | 798.241 | 734.4796 | 798.241 | 798.241 | 734.4796 | 798.241 | 940.1361 | 393.6737 | 798.241 | 734.4796 | 798.241 | 1645 | 798.241 | 734.4796 | 940.1361 | 393.6737 | 2262 | 7645 | 8697 | 3608 | 6454 | 2891 | 1806 | 3564 | 819.2916 | 907.5344 | 987.7551 | 519.5741
| 1646 | 760.6868 | 798.4813 | 728.8788 | 798.4813 | 798.4813 | 728.8788 | 798.4813 | 798.4813 | 728.8788 | 798.4813 | 946.9388 | 399.311 | 798.4813 | 728.8788 | 798.4813 | 1646 | 798.4813 | 728.8788 | 946.9388 | 399.311 | 2254 | 7696 | 8594 | 3507 | 1225 | 3833 | 1768 | 6948 | 819.2916 | 907.5331 | 987.7551 | 519.4175
| 1647 | 764.5941 | 794.4442 | 726.3362 | 794.4442 | 794.4442 | 726.3362 | 794.4442 | 794.4442 | 726.3362 | 794.4442 | 979.5918 | 463.8271 | 794.4442 | 726.3362 | 794.4442 | 1647 | 794.4442 | 726.3362 | 979.5918 | 463.8271 | 2385 | 7725 | 4182 | 2420 | 8231 | 3267 | 1767 | 6998 | 819.2435 | 907.5159 | 987.7551 | 519.2609
| 1648 | 760.2254 | 796.5589 | 705.5959 | 796.5589 | 796.5589 | 705.5959 | 796.5589 | 796.5589 | 705.5959 | 796.5589 | 970.068 | 478.2336 | 796.5589 | 705.5959 | 796.5589 | 1648 | 796.5589 | 705.5959 | 970.068 | 478.2336 | 2325 | 7975 | 7226 | 2173 | 4582 | 8629 | 1753 | 6718 | 819.2435 | 907.5094 | 987.7551 | 519.2609
| 1649 | 763.4022 | 803.4315 | 718.5746 | 803.4315 | 803.4315 | 718.5746 | 803.4315 | 803.4315 | 718.5746 | 803.4315 | 972.7891 | 413.0911 | 803.4315 | 718.5746 | 803.4315 | 1649 | 803.4315 | 718.5746 | 972.7891 | 413.0911 | 2110 | 7816 | 6443 | 3268 | 2881 | 3297 | 1752 | 3665 | 819.2435 | 907.4922 | 987.7551 | 519.2609
| 1650 | 766.0096 | 810.5445 | 711.1692 | 810.5445 | 810.5445 | 711.1692 | 810.5445 | 810.5445 | 711.1692 | 810.5445 | 986.3946 | 408.7065 | 810.5445 | 711.1692 | 810.5445 | 1650 | 810.5445 | 711.1692 | 986.3946 | 408.7065 | 1887 | 7912 | 2014 | 3338 | 695 | 2039 | 1683 | 1595 | 819.2435 | 907.4843 | 987.7551 | 519.2609
| 1651 | 837.5452 | 927.4283 | 727.082 | 927.4283 | 927.4283 | 727.082 | 927.4283 | 927.4283 | 727.082 | 927.4283 | 970.068 | 427.8108 | 927.4283 | 727.082 | 927.4283 | 1651 | 927.4283 | 727.0821 | 970.068 | 427.8108 | 242 | 7714 | 7225 | 3036 | 3131 | 3305 | 1679 | 4187 | 819.1955 | 907.4591 | 987.7551 | 519.1043
| 1652 | 859.029 | 965.204 | 746.9679 | 965.204 | 965.204 | 746.9679 | 965.204 | 965.204 | 746.9679 | 965.204 | 983.6735 | 333.2289 | 965.204 | 746.9679 | 965.204 | 1652 | 965.204 | 746.9679 | 983.6735 | 333.2289 | 42 | 7518 | 2953 | 4776 | 8403 | 4675 | 1638 | 6519 | 819.1474 | 907.4316 | 987.7551 | 518.9477
| 1653 | 756.827 | 803.0471 | 723.5184 | 803.0471 | 803.0471 | 723.5184 | 803.0471 | 803.0471 | 723.5184 | 803.0471 | 983.6735 | 293.4544 | 803.0471 | 723.5184 | 803.0471 | 1653 | 803.0471 | 723.5184 | 983.6735 | 293.4544 | 2126 | 7757 | 2952 | 5847 | 5084 | 6950 | 1600 | 4931 | 819.0993 | 907.4306 | 987.7551 | 518.9477
| 1654 | 658.7578 | 759.456 | 472.061 | 759.456 | 759.456 | 472.061 | 759.456 | 759.456 | 472.061 | 759.456 | 979.5918 | 279.1262 | 759.456 | 472.061 | 759.456 | 1654 | 759.456 | 472.061 | 979.5918 | 279.1262 | 3642 | 8636 | 4181 | 6399 | 2712 | 1108 | 1599 | 4719 | 819.0993 | 907.4075 | 987.7551 | 518.9477
| 1655 | 567.3224 | 596.3858 | 471.7419 | 596.3858 | 596.3858 | 471.7419 | 596.3858 | 596.3858 | 471.7419 | 596.3858 | 993.1973 | 291.2621 | 596.3858 | 471.7419 | 596.3858 | 1655 | 596.3858 | 471.7419 | 993.1973 | 291.2621 | 8662 | 8637 | 698 | 5918 | 2625 | 2069 | 1585 | 2509 | 819.0993 | 907.3519 | 987.7551 | 518.9477
| 1656 | 606.4662 | 667.1313 | 470.6018 | 667.1313 | 667.1313 | 470.6018 | 667.1313 | 667.1313 | 470.6018 | 667.1313 | 982.3129 | 288.7567 | 667.1313 | 470.6018 | 667.1313 | 1656 | 667.1313 | 470.6018 | 982.3129 | 288.7567 | 7373 | 8640 | 3502 | 6020 | 7752 | 3763 | 1584 | 2130 | 819.0513 | 907.3505 | 987.7551 | 518.9477
| 1657 | 650.2308 | 618.7341 | 711.5605 | 618.7341 | 618.7341 | 711.5605 | 618.7341 | 618.7341 | 711.5605 | 618.7341 | 994.5578 | 312.5587 | 618.7341 | 711.5605 | 618.7341 | 1657 | 618.7341 | 711.5605 | 994.5578 | 312.5587 | 8424 | 7909 | 543 | 5237 | 1322 | 3294 | 1515 | 5601 | 819.0513 | 907.3209 | 987.7551 | 518.6345
| 1658 | 719.2335 | 639.7847 | 914.1816 | 639.7847 | 639.7847 | 914.1816 | 639.7847 | 639.7847 | 914.1816 | 639.7847 | 990.4762 | 303.7895 | 639.7847 | 914.1816 | 639.7847 | 1658 | 639.7847 | 914.1816 | 990.4762 | 303.7895 | 8055 | 1259 | 1074 | 5519 | 8502 | 7289 | 1511 | 3668 | 819.0032 | 907.2654 | 987.7551 | 518.6345
| 1659 | 738.4926 | 664.7763 | 933.9765 | 664.7763 | 664.7763 | 933.9765 | 664.7763 | 664.7763 | 933.9765 | 664.7763 | 975.5102 | 309.2703 | 664.7763 | 933.9765 | 664.7763 | 1659 | 664.7763 | 933.9765 | 975.5102 | 309.2703 | 7449 | 403 | 5605 | 5325 | 8004 | 7938 | 1470 | 809 | 819.0032 | 907.2011 | 987.7551 | 518.6345
| 1660 | 749.1093 | 677.9449 | 945.8129 | 677.9449 | 677.9449 | 945.8129 | 677.9449 | 677.9449 | 945.8129 | 677.9449 | 979.5918 | 301.1275 | 677.9449 | 945.8129 | 677.9449 | 1660 | 677.9449 | 945.8129 | 979.5918 | 301.1275 | 7018 | 127 | 4180 | 5610 | 6742 | 8506 | 1432 | 6564 | 818.9071 | 907.1855 | 987.7551 | 518.3213
| 1661 | 718.4536 | 612.2939 | 971.2782 | 612.2939 | 612.2939 | 971.2782 | 612.2939 | 612.2939 | 971.2782 | 612.2939 | 985.034 | 289.8528 | 612.2939 | 971.2782 | 612.2939 | 1661 | 612.2939 | 971.2782 | 985.034 | 289.8528 | 8499 | 9 | 2338 | 5972 | 3106 | 8060 | 1431 | 5980 | 818.9071 | 907.1855 | 987.7551 | 518.3213
| 1662 | 725.9973 | 646.1768 | 933.1503 | 646.1768 | 646.1768 | 933.1503 | 646.1768 | 646.1768 | 933.1503 | 646.1768 | 965.9864 | 295.9599 | 646.1768 | 933.1503 | 646.1768 | 1662 | 646.1768 | 933.1503 | 965.9864 | 295.9599 | 7925 | 427 | 7941 | 5766 | 1514 | 524 | 1417 | 5779 | 818.9071 | 907.1855 | 987.7551 | 518.3213
| 1663 | 705.0497 | 604.8926 | 941.2985 | 604.8926 | 604.8926 | 941.2985 | 604.8926 | 604.8926 | 941.2985 | 604.8926 | 978.2313 | 288.1303 | 604.8926 | 941.2985 | 604.8926 | 1663 | 604.8926 | 941.2985 | 978.2313 | 288.1303 | 8588 | 205 | 4731 | 6040 | 4700 | 3165 | 1416 | 3935 | 818.859 | 907.1759 | 987.7551 | 518.3213
| 1664 | 717.0401 | 632.912 | 922.8266 | 632.912 | 632.912 | 922.8266 | 632.912 | 632.912 | 922.8266 | 632.912 | 980.9524 | 303.0066 | 632.912 | 922.8266 | 632.912 | 1664 | 632.912 | 922.8266 | 980.9524 | 303.0066 | 8181 | 834 | 3935 | 5536 | 3530 | 1782 | 1347 | 3777 | 818.859 | 907.1705 | 987.7551 | 518.3213
| 1665 | 780.8532 | 752.7755 | 939.035 | 752.7755 | 752.7755 | 738.2593 | 752.7755 | 752.7755 | 939.035 | 752.7755 | 982.3129 | 372.0639 | 752.7755 | 939.035 | 752.7755 | 1665 | 752.7755 | 939.035 | 982.3129 | 372.0639 | 3914 | 258 | 3501 | 4021 | 7920 | 5211 | 1343 | 2961 | 818.811 | 907.1646 | 987.7551 | 518.3213
| 1666 | 707.9265 | 596.2416 | 943.8491 | 596.2416 | 596.2416 | 943.8491 | 596.2416 | 596.2416 | 943.8491 | 596.2416 | 978.2313 | 387.41 | 596.2416 | 943.8491 | 596.2416 | 1666 | 596.2417 | 943.8491 | 978.2313 | 387.41 | 8664 | 155 | 4730 | 3714 | 5347 | 1745 | 1302 | 2170 | 818.811 | 907.132 | 987.7551 | 518.3213
| 1667 | 759.931 | 783.6305 | 752.7325 | 783.6305 | 783.6305 | 733.4772 | 783.6305 | 783.6305 | 752.7325 | 783.6305 | 974.1497 | 404.1654 | 783.6305 | 752.7325 | 783.6305 | 1667 | 783.6305 | 752.7325 | 974.1497 | 404.1654 | 2740 | 7440 | 6025 | 3406 | 3979 | 89 | 1264 | 3691 | 818.811 | 907.0997 | 987.7551 | 518.0864
| 1668 | 639.8397 | 583.5056 | 728.6392 | 583.5056 | 583.5056 | 728.6392 | 583.5056 | 583.5056 | 728.6392 | 583.5056 | 983.6735 | 391.4814 | 583.5056 | 728.6392 | 583.5056 | 1668 | 583.5056 | 728.6392 | 983.6735 | 391.4814 | 8756 | 7700 | 2951 | 3647 | 7849 | 3511 | 1263 | 6604 | 818.7629 | 907.0958 | 987.7551 | 518.0081
| 1669 | 650.6063 | 600.6632 | 740.8132 | 600.6632 | 600.6632 | 740.8132 | 600.6632 | 600.6632 | 740.8132 | 600.6632 | 965.9864 | 373.943 | 600.6632 | 740.8132 | 600.6632 | 1669 | 600.6632 | 740.8132 | 965.9864 | 373.943 | 8625 | 7586 | 7940 | 3984 | 5756 | 4130 | 1249 | 6179 | 818.7629 | 907.0719 | 987.7551 | 518.0081
| 1670 | 746.0168 | 768.1069 | 727.929 | 768.1069 | 768.1069 | 742.9229 | 768.1069 | 768.1069 | 727.929 | 768.1069 | 991.8367 | 380.8331 | 768.1069 | 727.929 | 768.1069 | 1670 | 768.1069 | 727.929 | 991.8367 | 380.8331 | 3348 | 7705 | 941 | 3830 | 5085 | 3670 | 1248 | 5698 | 818.7629 | 907.0719 | 987.7551 | 518.0081
| 1671 | 699.2806 | 676.8395 | 748.3655 | 676.8395 | 676.8395 | 748.3655 | 676.8395 | 676.8395 | 748.3655 | 676.8395 | 970.068 | 411.6818 | 676.8395 | 748.3655 | 676.8395 | 1671 | 676.8395 | 748.3655 | 970.068 | 411.6818 | 7071 | 7497 | 7224 | 3286 | 4006 | 3407 | 1179 | 5361 | 818.7629 | 907.0601 | 987.7551 | 518.0081
| 1672 | 719.5908 | 708.4154 | 752.7808 | 708.4154 | 708.4154 | 752.7808 | 708.4154 | 708.4154 | 752.7808 | 708.4154 | 983.6735 | 412.1516 | 708.4154 | 752.7808 | 708.4154 | 1672 | 708.4154 | 752.7808 | 983.6735 | 412.1516 | 5709 | 7437 | 2950 | 3279 | 2796 | 1105 | 1175 | 6297 | 818.7629 | 907.0452 | 987.7551 | 517.695
| 1673 | 740.3728 | 745.7106 | 758.4534 | 745.7106 | 745.7106 | 758.4534 | 745.7106 | 745.7106 | 758.4534 | 745.7106 | 989.1156 | 376.6051 | 745.7106 | 758.4534 | 745.7106 | 1673 | 745.7106 | 758.4534 | 989.1156 | 376.6051 | 4156 | 7361 | 1306 | 3928 | 2749 | 4232 | 1134 | 5593 | 818.7629 | 907.0244 | 987.7551 | 517.695
| 1674 | 728.4461 | 736.6271 | 741.9018 | 736.6271 | 736.6271 | 741.9018 | 736.6271 | 736.6271 | 741.9018 | 736.6271 | 982.3129 | 355.3085 | 736.6271 | 741.9018 | 736.6271 | 1674 | 736.6271 | 741.9018 | 982.3129 | 355.3085 | 4523 | 7564 | 3500 | 4348 | 1370 | 3028 | 1096 | 4011 | 818.7629 | 907.0069 | 987.7551 | 517.695
| 1675 | 821.7331 | 890.9502 | 754.8668 | 890.9502 | 890.9502 | 754.8668 | 890.9502 | 890.9502 | 754.8668 | 890.9502 | 982.3129 | 374.8826 | 890.9502 | 754.8668 | 890.9502 | 1675 | 890.9502 | 754.8668 | 982.3129 | 374.8826 | 563 | 7416 | 3499 | 3970 | 1275 | 2875 | 1095 | 3761 | 818.7629 | 907.0017 | 987.7551 | 517.695
| 1676 | 839.0197 | 933.6762 | 738.7331 | 933.6762 | 933.6762 | 738.7331 | 933.6762 | 933.6762 | 738.7331 | 933.6762 | 991.8367 | 330.0971 | 933.6762 | 738.7331 | 933.6762 | 1676 | 933.6762 | 738.7331 | 991.8367 | 330.0971 | 183 | 7604 | 940 | 4832 | 7422 | 4714 | 1081 | 1976 | 818.7149 | 906.9769 | 987.7551 | 517.695
| 1677 | 821.4589 | 895.0834 | 764.3585 | 895.0834 | 895.0834 | 764.3585 | 895.0834 | 895.0834 | 764.3585 | 895.0834 | 974.1497 | 308.1741 | 895.0834 | 764.3585 | 895.0834 | 1677 | 895.0834 | 764.3585 | 974.1497 | 308.1741 | 531 | 7298 | 6024 | 5360 | 366 | 8262 | 1080 | 6822 | 818.7149 | 906.9521 | 987.7551 | 517.3818
| 1678 | 815.328 | 895.2276 | 744.6918 | 895.2276 | 895.2276 | 744.6918 | 895.2276 | 895.2276 | 744.6918 | 895.2276 | 971.4286 | 302.5759 | 895.2276 | 744.6918 | 895.2276 | 1678 | 895.2276 | 744.6918 | 971.4286 | 302.5759 | 529 | 7541 | 6818 | 5547 | 6647 | 8032 | 1011 | 6555 | 818.6187 | 906.9521 | 987.7551 | 517.3818
| 1679 | 788.913 | 853.1744 | 731.2168 | 853.1744 | 853.1744 | 731.2168 | 853.1744 | 853.1744 | 731.2168 | 853.1744 | 987.7551 | 306.7648 | 853.1744 | 731.2168 | 853.1744 | 1679 | 853.1744 | 731.2168 | 987.7551 | 306.7648 | 1003 | 7674 | 1651 | 5414 | 3529 | 496 | 1007 | 6294 | 818.6187 | 906.9521 | 987.7551 | 517.3818
| 1680 | 779.1437 | 830.3456 | 746.0808 | 830.3456 | 830.3456 | 746.0808 | 830.3456 | 830.3456 | 746.0808 | 830.3456 | 978.2313 | 302.6934 | 830.3456 | 746.0808 | 830.3456 | 1680 | 830.3456 | 746.0808 | 978.2313 | 302.6934 | 1404 | 7528 | 4729 | 5546 | 2578 | 5196 | 966 | 4089 | 818.6187 | 906.9307 | 987.7551 | 517.3818
| 1681 | 818.9938 | 806.0749 | 926.9527 | 806.0749 | 806.0749 | 926.9527 | 806.0749 | 806.0749 | 926.9527 | 806.0749 | 989.1156 | 320.3883 | 806.0749 | 926.9527 | 806.0749 | 1681 | 806.0749 | 926.9527 | 989.1156 | 320.3884 | 2028 | 642 | 1305 | 5055 | 1105 | 4369 | 928 | 3251 | 818.5707 | 906.9203 | 987.7551 | 517.3818
| 1682 | 816.9858 | 805.354 | 930.6939 | 805.354 | 805.354 | 930.6939 | 805.354 | 805.354 | 930.6939 | 805.354 | 972.7891 | 299.4049 | 805.354 | 930.6939 | 805.354 | 1682 | 805.354 | 930.6939 | 972.7891 | 299.405 | 2052 | 499 | 6442 | 5659 | 2711 | 7647 | 927 | 3095 | 818.5226 | 906.8903 | 987.7551 | 517.3818
| 1683 | 811.4293 | 792.4256 | 928.2722 | 792.4256 | 792.4256 | 928.2722 | 792.4256 | 792.4256 | 928.2722 | 792.4256 | 987.7551 | 319.762 | 792.4256 | 928.2722 | 792.4256 | 1683 | 792.4256 | 928.2722 | 987.7551 | 319.762 | 2464 | 586 | 1650 | 5071 | 2410 | 7374 | 913 | 1947 | 818.5226 | 906.8896 | 987.7551 | 517.3818
| 1684 | 792.7458 | 778.7764 | 892.2896 | 778.7764 | 778.7764 | 892.2896 | 778.7764 | 778.7764 | 892.2896 | 778.7764 | 991.8367 | 307.2346 | 778.7764 | 892.2896 | 778.7764 | 1684 | 778.7764 | 892.2896 | 991.8367 | 307.2346 | 2925 | 2692 | 939 | 5398 | 1849 | 318 | 912 | 7383 | 818.4746 | 906.8896 | 987.7551 | 517.0686
| 1685 | 754.7207 | 777.8632 | 769.2351 | 777.8632 | 777.8632 | 769.2351 | 777.8632 | 777.8632 | 769.2351 | 777.8632 | 972.7891 | 293.4544 | 777.8632 | 769.2351 | 777.8632 | 1685 | 777.8632 | 769.2351 | 972.7891 | 293.4544 | 2950 | 7257 | 6441 | 5846 | 3072 | 2731 | 843 | 7175 | 818.3304 | 906.8869 | 987.7551 | 517.0686
| 1686 | 748.9303 | 766.4248 | 765.4177 | 766.4248 | 766.4248 | 765.4177 | 766.4248 | 766.4248 | 765.4177 | 766.4248 | 985.034 | 306.9214 | 766.4248 | 765.4177 | 766.4248 | 1686 | 766.4248 | 765.4177 | 985.034 | 306.9214 | 3421 | 7288 | 2337 | 5410 | 8758 | 8740 | 839 | 3821 | 818.2823 | 906.8789 | 987.7551 | 517.0686
| 1687 | 716.3457 | 713.8944 | 760.0661 | 713.8944 | 713.8944 | 760.0661 | 713.8944 | 713.8944 | 760.0661 | 713.8944 | 975.5102 | 301.9104 | 713.8944 | 760.0661 | 713.8944 | 1687 | 713.8944 | 760.0661 | 975.5102 | 301.9104 | 5471 | 7344 | 5604 | 5583 | 7671 | 8078 | 798 | 2969 | 818.2343 | 906.8789 | 987.7551 | 517.0686
| 1688 | 725.6988 | 732.6861 | 754.8219 | 732.6861 | 732.6861 | 754.8219 | 732.6861 | 732.6861 | 754.8219 | 732.6861 | 983.6735 | 295.3335 | 732.6861 | 754.8219 | 732.6861 | 1688 | 732.6861 | 754.8219 | 983.6735 | 295.3335 | 4707 | 7418 | 2949 | 5784 | 1276 | 542 | 760 | 2849 | 818.2342 | 906.8789 | 987.7551 | 517.0686
| 1689 | 718.017 | 718.6043 | 749.63 | 718.6043 | 718.6043 | 749.63 | 718.6043 | 718.6043 | 749.63 | 718.6043 | 978.2313 | 326.6521 | 718.6043 | 749.63 | 718.6043 | 1689 | 718.6043 | 749.63 | 978.2313 | 326.6521 | 5288 | 7475 | 4728 | 4916 | 3100 | 4396 | 759 | 2255 | 818.1862 | 906.8536 | 987.7551 | 517.0686
| 1690 | 728.557 | 738.4534 | 739.462 | 738.4534 | 738.4534 | 739.462 | 738.4534 | 738.4534 | 739.462 | 738.4534 | 978.2313 | 356.0915 | 738.4534 | 739.462 | 738.4534 | 1690 | 738.4534 | 739.462 | 978.2313 | 356.0915 | 4456 | 7598 | 4727 | 4336 | 7316 | 2853 | 745 | 1359 | 818.1381 | 906.8155 | 987.7551 | 517.0686
| 1691 | 746.4929 | 769.3084 | 742.6442 | 769.3084 | 769.3084 | 742.6442 | 769.3084 | 769.3084 | 742.6442 | 769.3084 | 974.1497 | 351.7069 | 769.3084 | 742.6442 | 769.3084 | 1691 | 769.3084 | 742.6442 | 974.1497 | 351.7069 | 3304 | 7561 | 6023 | 4425 | 5854 | 8011 | 744 | 926 | 818.1381 | 906.7984 | 987.7551 | 517.0686
| 1692 | 749.5914 | 760.8017 | 763.0104 | 760.8017 | 760.8017 | 763.0104 | 760.8017 | 760.8017 | 763.0104 | 760.8017 | 976.8707 | 378.954 | 760.8017 | 763.0104 | 760.8017 | 1692 | 760.8017 | 763.0104 | 976.8708 | 378.954 | 3602 | 7314 | 5186 | 3880 | 260 | 2392 | 675 | 327 | 818.1381 | 906.7797 | 987.7551 | 517.0686
| 1693 | 750.0926 | 767.5782 | 755.6961 | 767.5782 | 767.5782 | 755.6961 | 767.5782 | 767.5782 | 755.6961 | 767.5782 | 983.6735 | 354.2123 | 767.5782 | 755.6961 | 767.5782 | 1693 | 767.5782 | 755.6961 | 983.6735 | 354.2123 | 3373 | 7404 | 2948 | 4375 | 5302 | 3243 | 671 | 5947 | 818.0901 | 906.7778 | 987.7551 | 516.7554
| 1694 | 733.9826 | 737.7325 | 756.967 | 737.7325 | 737.7325 | 756.967 | 737.7325 | 737.7325 | 756.967 | 737.7325 | 983.6735 | 362.3552 | 737.7325 | 756.967 | 737.7325 | 1694 | 737.7325 | 756.967 | 983.6735 | 362.3552 | 4478 | 7388 | 2947 | 4228 | 3259 | 8499 | 630 | 4146 | 818.0901 | 906.7031 | 987.7551 | 516.7554
| 1695 | 747.9052 | 765.8961 | 753.4748 | 765.8961 | 765.8961 | 753.4748 | 765.8961 | 765.8961 | 753.4748 | 765.8961 | 970.068 | 359.5365 | 765.8961 | 753.4748 | 765.8961 | 1695 | 765.8961 | 753.4748 | 970.068 | 359.5365 | 3435 | 7429 | 7223 | 4270 | 8333 | 8053 | 592 | 6363 | 817.8978 | 906.7031 | 987.7551 | 516.4422
| 1696 | 742.8832 | 756.8126 | 755.7309 | 756.8126 | 756.8126 | 755.7309 | 756.8126 | 756.8126 | 755.7309 | 756.8126 | 976.8707 | 346.0695 | 756.8126 | 755.7309 | 756.8126 | 1696 | 756.8126 | 755.7309 | 976.8708 | 346.0695 | 3753 | 7403 | 5185 | 4527 | 3015 | 517 | 591 | 4315 | 817.8978 | 906.7031 | 987.7551 | 516.4422
| 1697 | 738.0611 | 749.3632 | 754.8999 | 749.3632 | 749.3632 | 754.8999 | 749.3632 | 749.3632 | 754.8999 | 749.3632 | 978.2313 | 340.119 | 749.3632 | 754.8999 | 749.3632 | 1697 | 749.3632 | 754.8999 | 978.2313 | 340.119 | 4028 | 7415 | 4726 | 4654 | 1470 | 8281 | 577 | 3685 | 817.8978 | 906.6806 | 987.7551 | 516.129
| 1698 | 731.8903 | 764.6465 | 710.9272 | 764.6465 | 764.6465 | 710.9272 | 764.6465 | 764.6465 | 710.9272 | 764.6465 | 983.6735 | 301.9104 | 764.6465 | 710.9272 | 764.6465 | 1698 | 764.6465 | 710.9272 | 983.6735 | 301.9104 | 3476 | 7915 | 2946 | 5582 | 4556 | 8037 | 576 | 1474 | 817.8498 | 906.6806 | 987.7551 | 515.8158
| 1699 | 811.5591 | 895.4198 | 737.1558 | 895.4198 | 895.4198 | 737.1558 | 895.4198 | 895.4198 | 737.1558 | 895.4198 | 927.8912 | 321.9543 | 895.4198 | 737.1558 | 895.4198 | 1699 | 895.4198 | 737.1558 | 927.8912 | 321.9543 | 527 | 7620 | 8750 | 5011 | 2249 | 501 | 507 | 6441 | 817.8498 | 906.6806 | 987.7551 | 515.5027
| 1700 | 833.448 | 924.1121 | 744.9257 | 924.1121 | 924.1121 | 744.9257 | 924.1121 | 924.1121 | 744.9257 | 924.1121 | 968.7075 | 326.9652 | 924.1121 | 744.9257 | 924.1121 | 1700 | 924.1121 | 744.9257 | 968.7075 | 326.9652 | 285 | 7537 | 7430 | 4909 | 1623 | 8008 | 503 | 4539 | 817.8498 | 906.6771 | 987.7551 | 515.5027
| 1701 | 822.727 | 908.3001 | 742.0847 | 908.3001 | 908.3001 | 742.0847 | 908.3001 | 908.3001 | 742.0847 | 908.3001 | 960.5442 | 322.8938 | 908.3001 | 742.0847 | 908.3001 | 1701 | 908.3001 | 742.0847 | 960.5442 | 322.8938 | 404 | 7563 | 8272 | 4994 | 5299 | 3980 | 462 | 4113 | 817.8017 | 906.6749 | 987.7551 | 515.5027
| 1702 | 813.1222 | 888.4029 | 744.0781 | 888.4029 | 888.4029 | 744.0781 | 888.4029 | 888.4029 | 744.0781 | 888.4029 | 974.1497 | 326.0257 | 888.4029 | 744.0781 | 888.4029 | 1702 | 888.4029 | 744.0781 | 974.1497 | 326.0257 | 592 | 7548 | 6022 | 4929 | 1492 | 4047 | 424 | 3473 | 817.7536 | 906.6704 | 987.7551 | 515.5027
| 1703 | 801.9302 | 870.5724 | 739.806 | 870.5724 | 870.5724 | 739.806 | 870.5724 | 870.5724 | 739.806 | 870.5724 | 980.9524 | 322.2675 | 870.5724 | 739.806 | 870.5724 | 1703 | 870.5724 | 739.806 | 980.9524 | 322.2675 | 807 | 7596 | 3934 | 5009 | 1298 | 3079 | 423 | 5649 | 817.7536 | 906.6391 | 987.7551 | 515.1895
| 1704 | 778.8068 | 831.5471 | 740.7149 | 831.5471 | 831.5471 | 740.7149 | 831.5471 | 831.5471 | 740.7149 | 831.5471 | 971.4286 | 316.6301 | 831.5471 | 740.7149 | 831.5471 | 1704 | 831.5471 | 740.7149 | 971.4286 | 316.6301 | 1380 | 7589 | 6817 | 5129 | 4388 | 3239 | 409 | 4835 | 817.6575 | 906.6326 | 987.7551 | 515.1895
| 1705 | 759.574 | 803.3354 | 737.9419 | 803.3354 | 803.3354 | 737.9419 | 803.3354 | 803.3354 | 737.9419 | 803.3354 | 968.7075 | 286.8775 | 803.3354 | 737.9419 | 803.3354 | 1705 | 803.3354 | 737.9419 | 968.7075 | 286.8775 | 2114 | 7612 | 7429 | 6096 | 3258 | 1303 | 408 | 4819 | 817.6575 | 906.61 | 987.7551 | 515.1895
| 1706 | 757.2234 | 789.542 | 750.6734 | 789.542 | 789.542 | 750.6734 | 789.542 | 789.542 | 750.6734 | 789.542 | 967.3469 | 314.751 | 789.542 | 750.6734 | 789.542 | 1706 | 789.542 | 750.6734 | 967.3469 | 314.751 | 2564 | 7460 | 7711 | 5182 | 7150 | 2356 | 339 | 4505 | 817.6095 | 906.5835 | 987.7551 | 515.1895
| 1707 | 750.829 | 778.8725 | 755.453 | 778.8725 | 778.8725 | 755.453 | 778.8725 | 778.8725 | 755.453 | 778.8725 | 965.9864 | 292.8281 | 778.8725 | 755.453 | 778.8725 | 1707 | 778.8725 | 755.453 | 965.9864 | 292.8281 | 2922 | 7410 | 7939 | 5868 | 5350 | 3128 | 335 | 4465 | 817.6095 | 906.5568 | 987.7551 | 515.1895
| 1708 | 746.3641 | 769.02 | 757.7838 | 769.02 | 769.02 | 757.7838 | 769.02 | 769.02 | 757.7838 | 769.02 | 963.2653 | 302.5368 | 769.02 | 757.7838 | 769.02 | 1708 | 769.02 | 757.7838 | 963.2653 | 302.5368 | 3309 | 7379 | 8157 | 5555 | 788 | 2898 | 294 | 1969 | 817.5614 | 906.5568 | 987.7551 | 515.1895
| 1709 | 742.3431 | 769.5487 | 746.0978 | 769.5487 | 769.5487 | 746.0978 | 769.5487 | 769.5487 | 746.0978 | 769.5487 | 963.2653 | 288.7567 | 769.5487 | 746.0978 | 769.5487 | 1709 | 769.5487 | 746.0978 | 963.2653 | 288.7567 | 3291 | 7527 | 8156 | 6019 | 8329 | 3363 | 256 | 4090 | 817.5133 | 906.5277 | 987.7551 | 514.8763
| 1710 | 734.9841 | 754.9382 | 747.5512 | 754.9382 | 754.9382 | 747.5512 | 754.9382 | 754.9382 | 747.5512 | 754.9382 | 965.9864 | 294.0808 | 754.9382 | 747.5512 | 754.9382 | 1710 | 754.9382 | 747.5512 | 965.9864 | 294.0808 | 3825 | 7512 | 7938 | 5826 | 2354 | 2917 | 255 | 3719 | 817.4172 | 906.5277 | 987.7551 | 514.8763
| 1711 | 706.1206 | 711.6355 | 740.1077 | 711.6355 | 711.6355 | 740.1077 | 711.6355 | 711.6355 | 740.1077 | 711.6355 | 957.8231 | 274.3501 | 711.6355 | 740.1077 | 711.6355 | 1711 | 711.6355 | 740.1077 | 957.8231 | 274.3501 | 5568 | 7592 | 8386 | 6602 | 1505 | 3926 | 241 | 3378 | 817.3211 | 906.5226 | 987.7551 | 514.8763
| 1712 | 695.9375 | 710.0014 | 712.9104 | 710.0014 | 710.0014 | 712.9104 | 710.0014 | 710.0014 | 712.9104 | 710.0014 | 945.5782 | 265.8941 | 710.0014 | 712.9104 | 710.0014 | 1712 | 710.0014 | 712.9104 | 945.5782 | 265.8941 | 5647 | 7896 | 8645 | 6905 | 4676 | 4496 | 240 | 7403 | 817.273 | 906.5027 | 987.7551 | 514.5631
| 1713 | 696.1074 | 700.4854 | 711.6706 | 700.4854 | 700.4854 | 711.6706 | 700.4854 | 700.4854 | 711.6706 | 700.4854 | 967.3469 | 327.5916 | 700.4854 | 711.6706 | 700.4854 | 1713 | 700.4854 | 711.6706 | 967.3469 | 327.5916 | 6064 | 7906 | 7710 | 4894 | 3768 | 1742 | 171 | 5149 | 817.273 | 906.4924 | 987.7551 | 514.5631
| 1714 | 681.3201 | 684.9618 | 701.0378 | 684.9618 | 684.9618 | 701.0378 | 684.9618 | 684.9618 | 701.0378 | 684.9618 | 964.6259 | 290.0094 | 684.9618 | 701.0378 | 684.9618 | 1714 | 684.9618 | 701.0378 | 964.6259 | 290.0094 | 6737 | 8020 | 8021 | 5966 | 984 | 7889 | 167 | 1961 | 817.273 | 906.4884 | 987.7551 | 514.5631
| 1715 | 687.3545 | 690.7771 | 703.1921 | 690.7771 | 690.7771 | 703.1921 | 690.7771 | 690.7771 | 703.1921 | 690.7771 | 967.3469 | 316.6301 | 690.7771 | 703.1921 | 690.7771 | 1715 | 690.7771 | 703.1921 | 967.3469 | 316.6301 | 6474 | 7995 | 7709 | 5128 | 8274 | 3005 | 126 | 347 | 817.225 | 906.3725 | 987.7551 | 514.5631
| 1716 | 709.3109 | 705.7721 | 741.2997 | 705.7721 | 705.7721 | 741.2997 | 705.7721 | 705.7721 | 741.2997 | 705.7721 | 978.2313 | 340.7454 | 705.7721 | 741.2997 | 705.7721 | 1716 | 705.7721 | 741.2997 | 978.2313 | 340.7454 | 5840 | 7575 | 4725 | 4636 | 7002 | 7287 | 88 | 7737 | 817.1289 | 906.3015 | 987.7551 | 514.2499
| 1717 | 711.1795 | 714.0866 | 741.1597 | 714.0866 | 714.0866 | 741.1597 | 714.0866 | 714.0866 | 741.1597 | 714.0866 | 970.068 | 309.1137 | 714.0866 | 741.1597 | 714.0866 | 1717 | 714.0866 | 741.1597 | 970.068 | 309.1137 | 5462 | 7578 | 7222 | 5332 | 6666 | 2889 | 87 | 7161 | 817.1289 | 906.2976 | 987.7551 | 514.2499
| 1718 | 718.8515 | 725.0445 | 750.9476 | 725.0445 | 725.0445 | 750.9476 | 725.0445 | 725.0445 | 750.9476 | 725.0445 | 974.1497 | 285.6248 | 725.0445 | 750.9476 | 725.0445 | 1718 | 725.0445 | 750.9476 | 974.1497 | 285.6248 | 5013 | 7454 | 6021 | 6149 | 1206 | 1959 | 73 | 6439 | 817.0808 | 906.2949 | 987.7551 | 514.2499
| 1719 | 760.8221 | 717.4509 | 905.0726 | 717.4509 | 717.4509 | 905.0726 | 717.4509 | 717.4509 | 905.0726 | 717.4509 | 972.7891 | 318.8224 | 717.4509 | 905.0726 | 717.4509 | 1719 | 717.4509 | 905.0726 | 972.7891 | 318.8224 | 5336 | 1795 | 6440 | 5089 | 8462 | 1205 | 72 | 6232 | 817.0327 | 906.286 | 987.7551 | 514.2499
| 1720 | 766.9375 | 734.0318 | 902.2944 | 734.0318 | 734.0318 | 902.2944 | 734.0318 | 734.0318 | 902.2944 | 734.0318 | 970.068 | 285.6248 | 734.0318 | 902.2944 | 734.0318 | 1720 | 734.0318 | 902.2944 | 970.068 | 285.6248 | 4644 | 1942 | 7221 | 6148 | 3123 | 5251 | 3 | 5020 | 817.0327 | 906.2194 | 987.7551 | 514.2499
| 1721 | 769.7755 | 736.9155 | 907.5781 | 736.9155 | 736.9155 | 907.5781 | 736.9155 | 736.9155 | 907.5781 | 736.9155 | 976.8707 | 274.3501 | 736.9155 | 907.5781 | 736.9155 | 1721 | 736.9155 | 907.5781 | 976.8708 | 274.3501 | 4512 | 1642 | 5184 | 6601 | 2618 | 4154 | 8706 | 4195 | 817.0327 | 906.2192 | 986.3946 | 514.2499
| 1722 | 768.7328 | 736.0984 | 901.7262 | 736.0984 | 736.0984 | 901.7262 | 736.0984 | 736.0984 | 901.7262 | 736.0984 | 976.8707 | 289.6962 | 736.0984 | 901.7262 | 736.0984 | 1722 | 736.0984 | 901.7262 | 976.8708 | 289.6962 | 4551 | 1983 | 5183 | 5983 | 3791 | 3269 | 8672 | 3000 | 816.9847 | 906.1962 | 986.3946 | 514.2499
| 1723 | 857.949 | 888.6432 | 918.5364 | 888.6432 | 888.6432 | 918.5364 | 888.6432 | 888.6432 | 918.5364 | 888.6432 | 956.4626 | 271.5315 | 888.6432 | 918.5364 | 888.6432 | 1723 | 888.6432 | 918.5364 | 956.4626 | 271.5315 | 587 | 1048 | 8480 | 6702 | 7673 | 6930 | 8668 | 5356 | 816.9366 | 906.1525 | 986.3946 | 514.0933
| 1724 | 855.6328 | 886.6728 | 914.5441 | 886.6728 | 886.6728 | 914.5441 | 886.6728 | 886.6728 | 914.5441 | 886.6728 | 971.4286 | 255.8722 | 886.6728 | 914.5441 | 886.6728 | 1724 | 886.6728 | 914.5441 | 971.4286 | 255.8722 | 615 | 1244 | 6816 | 7246 | 2243 | 3912 | 8653 | 3185 | 816.9366 | 906.1427 | 986.3946 | 513.9367
| 1725 | 857.676 | 893.209 | 892.4912 | 893.209 | 893.209 | 892.4912 | 893.209 | 893.209 | 892.4912 | 893.209 | 975.5102 | 316.3169 | 893.209 | 892.4912 | 893.209 | 1725 | 893.209 | 892.4912 | 975.5102 | 316.3169 | 544 | 2673 | 5603 | 5139 | 7342 | 4208 | 8648 | 7271 | 816.8886 | 906.141 | 986.3946 | 513.7802
| 1726 | 855.0821 | 888.5471 | 905.9633 | 888.5471 | 888.5471 | 905.9633 | 888.5471 | 888.5471 | 905.9633 | 888.5471 | 983.6735 | 255.2459 | 888.5471 | 905.9633 | 888.5471 | 1726 | 888.5471 | 905.9633 | 983.6735 | 255.2459 | 589 | 1742 | 2945 | 7266 | 2977 | 1748 | 8636 | 7194 | 816.8886 | 906.1151 | 986.3946 | 513.6236
| 1727 | 812.29 | 814.6778 | 900.4065 | 814.6778 | 814.6778 | 900.4065 | 814.6778 | 814.6778 | 900.4065 | 814.6778 | 983.6735 | 269.3392 | 814.6778 | 900.4065 | 814.6778 | 1727 | 814.6778 | 900.4065 | 983.6735 | 269.3392 | 1781 | 2088 | 2944 | 6786 | 286 | 3844 | 8626 | 6333 | 816.8885 | 906.0844 | 986.3946 | 513.6236
| 1728 | 807.0222 | 805.1137 | 902.6682 | 805.1137 | 805.1137 | 902.6682 | 805.1137 | 805.1137 | 902.6682 | 805.1137 | 975.5102 | 271.2183 | 805.1137 | 902.6682 | 805.1137 | 1728 | 805.1137 | 902.6683 | 975.5102 | 271.2183 | 2063 | 1920 | 5602 | 6716 | 7649 | 3386 | 8538 | 4704 | 816.8405 | 906.0568 | 986.3946 | 513.6236
| 1729 | 797.8846 | 780.2182 | 915.1439 | 780.2182 | 780.2182 | 915.1439 | 780.2182 | 780.2182 | 915.1439 | 780.2182 | 970.068 | 297.9956 | 780.2182 | 915.1439 | 780.2182 | 1729 | 780.2182 | 915.1439 | 970.068 | 297.9956 | 2866 | 1217 | 7220 | 5698 | 717 | 2926 | 8504 | 3288 | 816.8405 | 906.0568 | 986.3946 | 513.6236
| 1730 | 786.3323 | 765.3194 | 914.5427 | 765.3194 | 765.3194 | 914.5427 | 765.3194 | 765.3194 | 914.5427 | 765.3194 | 971.4286 | 256.4986 | 765.3194 | 914.5427 | 765.3194 | 1730 | 765.3194 | 914.5427 | 971.4286 | 256.4986 | 3458 | 1245 | 6815 | 7228 | 3194 | 2808 | 8500 | 3901 | 816.7444 | 906.0554 | 986.3946 | 513.467
| 1731 | 779.4803 | 747.1524 | 922.356 | 747.1524 | 747.1524 | 922.356 | 747.1524 | 747.1524 | 922.356 | 747.1524 | 967.3469 | 278.7347 | 747.1524 | 922.356 | 747.1524 | 1731 | 747.1524 | 922.356 | 967.3469 | 278.7347 | 4114 | 864 | 7708 | 6422 | 2992 | 3238 | 8485 | 7744 | 816.7444 | 906.039 | 986.3946 | 513.3104
| 1732 | 762.2776 | 722.0166 | 914.1624 | 722.0166 | 722.0166 | 914.1624 | 722.0166 | 722.0166 | 914.1624 | 722.0166 | 974.1497 | 264.9546 | 722.0166 | 914.1624 | 722.0166 | 1732 | 722.0166 | 914.1624 | 974.1497 | 264.9546 | 5145 | 1263 | 6020 | 6938 | 2585 | 3516 | 8480 | 5329 | 816.7444 | 906.0321 | 986.3946 | 513.3104
| 1733 | 757.8933 | 712.1161 | 921.2535 | 712.1161 | 712.1161 | 921.2535 | 712.1161 | 712.1161 | 921.2535 | 712.1161 | 975.5102 | 253.0536 | 712.1161 | 921.2535 | 712.1161 | 1733 | 712.1161 | 921.2535 | 975.5102 | 253.0536 | 5544 | 916 | 5601 | 7345 | 2733 | 4082 | 8468 | 4178 | 816.6963 | 906.0082 | 986.3946 | 513.3104
| 1734 | 739.6935 | 749.6516 | 776.8409 | 749.6516 | 749.6516 | 776.8409 | 749.6516 | 749.6516 | 776.8409 | 749.6516 | 983.6735 | 267.4601 | 749.6516 | 776.8409 | 749.6516 | 1734 | 749.6516 | 776.8409 | 983.6735 | 267.4601 | 4023 | 7196 | 2943 | 6853 | 2207 | 8398 | 8458 | 5856 | 816.6963 | 906.006 | 986.3946 | 512.9972
| 1735 | 712.536 | 704.2342 | 767.8753 | 704.2342 | 704.2342 | 767.8753 | 704.2342 | 704.2342 | 767.8753 | 704.2342 | 982.3129 | 287.8171 | 704.2342 | 767.8753 | 704.2342 | 1735 | 704.2342 | 767.8753 | 982.3129 | 287.8171 | 5910 | 7268 | 3498 | 6054 | 2586 | 7786 | 8370 | 3364 | 816.6482 | 906.0007 | 986.3946 | 512.9972
| 1736 | 700.9124 | 680.2518 | 773.5155 | 680.2518 | 680.2518 | 773.5155 | 680.2518 | 680.2518 | 773.5155 | 680.2518 | 978.2313 | 298.4654 | 680.2518 | 773.5155 | 680.2518 | 1736 | 680.2518 | 773.5155 | 978.2313 | 298.4654 | 6942 | 7227 | 4724 | 5688 | 8305 | 7340 | 8336 | 7215 | 816.6002 | 906.0007 | 986.3946 | 512.684
| 1737 | 690.7439 | 679.9635 | 741.6319 | 679.9635 | 679.9635 | 741.6319 | 679.9635 | 679.9635 | 741.6319 | 679.9635 | 982.3129 | 281.8666 | 679.9635 | 741.6319 | 679.9635 | 1737 | 679.9635 | 741.6319 | 982.3129 | 281.8666 | 6949 | 7570 | 3497 | 6292 | 6142 | 284 | 8332 | 5705 | 816.6002 | 906.0007 | 986.3946 | 512.684
| 1738 | 698.427 | 684.4812 | 748.2885 | 684.4812 | 684.4812 | 748.2885 | 684.4812 | 684.4812 | 748.2885 | 684.4812 | 986.3946 | 322.5806 | 684.4812 | 748.2885 | 684.4812 | 1738 | 684.4812 | 748.2885 | 986.3946 | 322.5806 | 6761 | 7499 | 2013 | 5002 | 3009 | 4943 | 8317 | 3654 | 816.6002 | 905.9895 | 986.3946 | 512.684
| 1739 | 756.7727 | 707.1178 | 909.8113 | 707.1178 | 707.1178 | 909.8113 | 707.1178 | 707.1178 | 909.8113 | 707.1178 | 982.3129 | 316.3169 | 707.1178 | 909.8113 | 707.1178 | 1739 | 707.1178 | 909.8113 | 982.3129 | 316.3169 | 5772 | 1503 | 3496 | 5138 | 8387 | 3049 | 8312 | 3523 | 816.5521 | 905.9885 | 986.3946 | 512.4295
| 1740 | 746.3122 | 704.4264 | 877.1756 | 704.4264 | 704.4264 | 877.1756 | 704.4264 | 704.4264 | 877.1756 | 704.4264 | 978.2313 | 326.0257 | 704.4264 | 877.1756 | 704.4264 | 1740 | 704.4264 | 877.1756 | 978.2313 | 326.0257 | 5898 | 3822 | 4723 | 4928 | 2606 | 3789 | 8300 | 7041 | 816.456 | 905.974 | 986.3946 | 512.3708
| 1741 | 722.1533 | 649.6852 | 904.7883 | 649.6852 | 649.6852 | 904.7883 | 649.6852 | 649.6852 | 904.7883 | 649.6852 | 980.9524 | 312.5587 | 649.6852 | 904.7883 | 649.6852 | 1741 | 649.6852 | 904.7883 | 980.9524 | 312.5587 | 7853 | 1813 | 3933 | 5236 | 840 | 7123 | 8290 | 6345 | 816.456 | 905.9665 | 986.3946 | 512.3708
| 1742 | 735.3411 | 670.111 | 906.4924 | 670.111 | 670.111 | 906.4924 | 670.111 | 670.111 | 906.4924 | 670.111 | 980.9524 | 326.9652 | 670.111 | 906.4924 | 670.111 | 1742 | 670.111 | 906.4924 | 980.9524 | 326.9652 | 7297 | 1713 | 3932 | 4908 | 4076 | 1726 | 8178 | 4999 | 816.4079 | 905.9633 | 986.3946 | 512.3708
| 1743 | 758.1154 | 706.9736 | 912.9521 | 706.9736 | 706.9736 | 912.9521 | 706.9736 | 706.9736 | 912.9521 | 706.9736 | 972.7891 | 333.2289 | 706.9736 | 912.9521 | 706.9736 | 1743 | 706.9736 | 912.9521 | 972.7891 | 333.2289 | 5778 | 1325 | 6439 | 4775 | 1193 | 3742 | 8144 | 4648 | 816.4079 | 905.9629 | 986.3946 | 512.3708
| 1744 | 753.5733 | 694.3336 | 911.241 | 694.3336 | 694.3336 | 911.241 | 694.3336 | 694.3336 | 911.241 | 694.3336 | 975.5102 | 374.8826 | 694.3336 | 911.241 | 694.3336 | 1744 | 694.3336 | 911.241 | 975.5102 | 374.8826 | 6322 | 1417 | 5600 | 3969 | 8447 | 3072 | 8140 | 5607 | 816.2638 | 905.9394 | 986.3946 | 512.0576
| 1745 | 759.1759 | 710.7704 | 907.132 | 710.7704 | 710.7704 | 907.132 | 710.7704 | 710.7704 | 907.132 | 710.7704 | 983.6735 | 330.0971 | 710.7704 | 907.132 | 710.7704 | 1745 | 710.7704 | 907.132 | 983.6735 | 330.0971 | 5607 | 1666 | 2942 | 4831 | 8501 | 3969 | 8125 | 5065 | 816.2157 | 905.9352 | 986.3946 | 512.0576
| 1746 | 778.0316 | 748.8345 | 898.1836 | 748.8345 | 748.8345 | 898.1836 | 748.8345 | 748.8345 | 898.1836 | 748.8345 | 967.3469 | 341.6849 | 748.8345 | 898.1836 | 748.8345 | 1746 | 748.8345 | 898.1836 | 967.3469 | 341.6849 | 4049 | 2241 | 7707 | 4610 | 7667 | 3299 | 8120 | 7707 | 816.2157 | 905.9229 | 986.3946 | 511.7444
| 1747 | 863.6564 | 887.8262 | 909.2042 | 887.8262 | 887.8262 | 909.2042 | 887.8262 | 887.8262 | 909.2042 | 887.8262 | 980.9524 | 370.8111 | 887.8262 | 909.2042 | 887.8262 | 1747 | 887.8262 | 909.2042 | 980.9524 | 370.8112 | 601 | 1537 | 3931 | 4053 | 2602 | 1329 | 8108 | 7015 | 816.1676 | 905.9173 | 986.3946 | 511.7444
| 1748 | 863.3367 | 900.6584 | 906.1151 | 900.6584 | 900.6584 | 906.1151 | 900.6584 | 900.6584 | 906.1151 | 900.6584 | 986.3946 | 270.5919 | 900.6584 | 906.1151 | 900.6584 | 1748 | 900.6584 | 906.1151 | 986.3946 | 270.5919 | 472 | 1726 | 2012 | 6747 | 3647 | 4151 | 8098 | 5988 | 816.0715 | 905.8921 | 986.3946 | 511.7444
| 1749 | 854.2071 | 882.3953 | 905.7573 | 882.3953 | 882.3953 | 905.7573 | 882.3953 | 882.3953 | 905.7573 | 882.3953 | 982.3129 | 294.394 | 882.3953 | 905.7573 | 882.3953 | 1749 | 882.3953 | 905.7573 | 982.3129 | 294.394 | 662 | 1754 | 3495 | 5817 | 2137 | 6945 | 8000 | 7659 | 816.0235 | 905.8604 | 986.3946 | 511.4313
| 1750 | 835.2344 | 847.6474 | 909.8475 | 847.6474 | 847.6474 | 909.8475 | 847.6474 | 847.6474 | 909.8475 | 847.6474 | 971.4286 | 301.2841 | 847.6474 | 909.8475 | 847.6474 | 1750 | 847.6474 | 909.8475 | 971.4286 | 301.2841 | 1091 | 1497 | 6814 | 5605 | 1176 | 1758 | 7996 | 6443 | 816.0235 | 905.8228 | 986.3946 | 511.4313
| 1751 | 796.2885 | 782.1887 | 900.4266 | 782.1887 | 782.1887 | 900.4266 | 782.1887 | 782.1887 | 900.4266 | 782.1887 | 985.034 | 303.7895 | 782.1887 | 900.4266 | 782.1887 | 1751 | 782.1887 | 900.4266 | 985.034 | 303.7895 | 2793 | 2087 | 2336 | 5518 | 7721 | 8050 | 7981 | 4114 | 815.9273 | 905.8095 | 986.3946 | 511.4313
| 1752 | 786.905 | 765.1752 | 901.7921 | 765.1752 | 765.1752 | 901.7921 | 765.1752 | 765.1752 | 901.7921 | 765.1752 | 987.7551 | 300.3445 | 765.1752 | 901.7921 | 765.1752 | 1752 | 765.1752 | 901.7921 | 987.7551 | 300.3445 | 3463 | 1978 | 1649 | 5632 | 1129 | 514 | 7976 | 1090 | 815.9273 | 905.8095 | 986.3946 | 511.4313
| 1753 | 769.4259 | 733.1667 | 902.4398 | 733.1667 | 733.1667 | 902.4398 | 733.1667 | 733.1667 | 902.4398 | 733.1667 | 987.7551 | 309.1137 | 733.1667 | 902.4398 | 733.1667 | 1753 | 733.1667 | 902.4398 | 987.7551 | 309.1137 | 4689 | 1937 | 1648 | 5331 | 5038 | 4400 | 7964 | 7663 | 815.8793 | 905.7897 | 986.3946 | 511.2747
| 1754 | 759.625 | 713.0293 | 909.8161 | 713.0293 | 713.0293 | 909.8161 | 713.0293 | 713.0293 | 909.8161 | 713.0293 | 995.9184 | 295.3335 | 713.0293 | 909.8161 | 713.0293 | 1754 | 713.0293 | 909.8161 | 995.9184 | 295.3335 | 5509 | 1502 | 376 | 5783 | 1192 | 1749 | 7954 | 6698 | 815.8793 | 905.7573 | 986.3946 | 511.2747
| 1755 | 751.5217 | 701.0141 | 907.939 | 701.0141 | 701.0141 | 907.939 | 701.0141 | 701.0141 | 907.939 | 701.0141 | 994.5578 | 286.8775 | 701.0141 | 907.939 | 701.0141 | 1755 | 701.0141 | 907.939 | 994.5578 | 286.8775 | 6048 | 1610 | 542 | 6095 | 2994 | 3680 | 7866 | 5700 | 815.8312 | 905.7405 | 986.3946 | 511.1181
| 1756 | 751.2989 | 699.1397 | 915.3463 | 699.1397 | 699.1397 | 915.3463 | 699.1397 | 699.1397 | 915.3463 | 699.1397 | 991.8367 | 271.8447 | 699.1397 | 915.3463 | 699.1397 | 1756 | 699.1397 | 915.3463 | 991.8367 | 271.8447 | 6122 | 1208 | 938 | 6686 | 3018 | 4961 | 7832 | 3189 | 815.7832 | 905.7055 | 986.3946 | 511.1181
| 1757 | 757.386 | 710.7704 | 912.9984 | 710.7704 | 710.7704 | 912.9984 | 710.7704 | 710.7704 | 912.9984 | 710.7704 | 991.8367 | 273.4106 | 710.7704 | 912.9984 | 710.7704 | 1757 | 710.7704 | 912.9984 | 991.8367 | 273.4106 | 5606 | 1321 | 937 | 6625 | 2986 | 8232 | 7828 | 2586 | 815.7832 | 905.7014 | 986.3946 | 511.1181
| 1758 | 772.6665 | 737.3961 | 905.8228 | 737.3961 | 737.3961 | 905.8228 | 737.3961 | 737.3961 | 905.8228 | 737.3961 | 982.3129 | 312.5587 | 737.3961 | 905.8228 | 737.3961 | 1758 | 737.3961 | 905.8228 | 982.3129 | 312.5587 | 4489 | 1750 | 3494 | 5235 | 4053 | 696 | 7813 | 1330 | 815.7351 | 905.7014 | 986.3946 | 511.1181
| 1759 | 740.9604 | 687.9896 | 897.9244 | 687.9896 | 687.9896 | 897.9244 | 687.9896 | 687.9896 | 897.9244 | 687.9896 | 972.7891 | 305.0423 | 687.9896 | 897.9244 | 687.9896 | 1759 | 687.9896 | 897.9244 | 972.7891 | 305.0423 | 6602 | 2260 | 6438 | 5476 | 2474 | 2705 | 7808 | 6497 | 815.7351 | 905.6816 | 986.3946 | 510.8049
| 1760 | 741.4334 | 687.7013 | 901.218 | 687.7013 | 687.7013 | 901.218 | 687.7013 | 687.7013 | 901.218 | 687.7013 | 986.3946 | 287.1907 | 687.7013 | 901.218 | 687.7013 | 1760 | 687.7013 | 901.218 | 986.3946 | 287.1907 | 6622 | 2025 | 2011 | 6076 | 8616 | 6878 | 7796 | 4852 | 815.639 | 905.6649 | 986.3946 | 510.8049
| 1761 | 720.2925 | 640.9381 | 905.1612 | 640.9381 | 640.9381 | 905.1612 | 640.9381 | 640.9381 | 905.1612 | 640.9381 | 959.1837 | 376.7617 | 640.9381 | 905.1612 | 640.9381 | 1761 | 640.9381 | 905.1612 | 959.1837 | 376.7617 | 8034 | 1791 | 8334 | 3927 | 4555 | 3159 | 7786 | 2121 | 815.639 | 905.5994 | 986.3946 | 510.8049
| 1762 | 747.8176 | 692.9879 | 882.4078 | 692.9879 | 692.9879 | 882.4078 | 692.9879 | 692.9879 | 882.4078 | 692.9879 | 976.8707 | 419.0417 | 692.9879 | 882.4078 | 692.9879 | 1762 | 692.9879 | 882.4078 | 976.8708 | 419.0417 | 6377 | 3441 | 5182 | 3169 | 3010 | 3199 | 7698 | 3015 | 815.5909 | 905.5751 | 986.3946 | 510.1785
| 1763 | 748.6441 | 703.0326 | 879.6124 | 703.0326 | 703.0326 | 879.6124 | 703.0326 | 703.0326 | 879.6124 | 703.0326 | 985.034 | 353.2728 | 703.0326 | 879.6124 | 703.0326 | 1763 | 703.0326 | 879.6124 | 985.034 | 353.2728 | 5963 | 3629 | 2335 | 4398 | 5710 | 6931 | 7664 | 2990 | 815.5429 | 905.5479 | 986.3946 | 510.1785
| 1764 | 743.9412 | 691.2097 | 871.6062 | 691.2097 | 691.2097 | 871.6062 | 691.2097 | 691.2097 | 871.6062 | 691.2097 | 989.1156 | 409.9593 | 691.2097 | 871.6062 | 691.2097 | 1764 | 691.2097 | 871.6062 | 989.1156 | 409.9593 | 6455 | 4173 | 1304 | 3322 | 4318 | 3845 | 7660 | 7634 | 815.5429 | 905.5245 | 986.3946 | 509.8653
| 1765 | 770.94 | 716.8261 | 913.2788 | 716.8261 | 716.8261 | 913.2788 | 716.8261 | 716.8261 | 913.2788 | 716.8261 | 986.3946 | 419.0417 | 716.8261 | 913.2788 | 716.8261 | 1765 | 716.8261 | 913.2788 | 986.3946 | 419.0417 | 5359 | 1302 | 2010 | 3168 | 2969 | 7372 | 7645 | 6958 | 815.4948 | 905.4759 | 986.3946 | 509.8653
| 1766 | 770.3358 | 710.0495 | 923.6751 | 710.0495 | 710.0495 | 923.6751 | 710.0495 | 710.0495 | 923.6751 | 710.0495 | 983.6735 | 425.9317 | 710.0495 | 923.6751 | 710.0495 | 1766 | 710.0495 | 923.6751 | 983.6735 | 425.9317 | 5644 | 785 | 2941 | 3066 | 1584 | 316 | 7640 | 5754 | 815.2545 | 905.4759 | 986.3946 | 509.8653
| 1767 | 772.2922 | 719.4694 | 920.8407 | 719.4694 | 719.4694 | 920.8407 | 719.4694 | 719.4694 | 920.8407 | 719.4694 | 987.7551 | 385.2177 | 719.4694 | 920.8407 | 719.4694 | 1767 | 719.4694 | 920.8407 | 987.7551 | 385.2177 | 5253 | 937 | 1647 | 3754 | 7694 | 6894 | 7628 | 5668 | 815.2064 | 905.4738 | 986.3946 | 509.8653
| 1768 | 770.0348 | 713.0293 | 921.5137 | 713.0293 | 713.0293 | 921.5137 | 713.0293 | 713.0293 | 921.5137 | 713.0293 | 987.7551 | 402.4428 | 713.0293 | 921.5137 | 713.0293 | 1768 | 713.0293 | 921.5137 | 987.7551 | 402.4428 | 5508 | 910 | 1646 | 3445 | 6908 | 4528 | 7618 | 1309 | 815.2064 | 905.448 | 986.3946 | 509.8653
| 1769 | 778.7362 | 720.9593 | 935.5528 | 720.9593 | 720.9593 | 935.5528 | 720.9593 | 720.9593 | 935.5528 | 720.9593 | 1000 | 392.4209 | 720.9593 | 935.5528 | 720.9593 | 1769 | 720.9593 | 935.5528 | 1000 | 392.4209 | 5198 | 349 | 42 | 3631 | 7693 | 6843 | 7530 | 6277 | 815.1584 | 905.4369 | 986.3946 | 509.5522
| 1770 | 778.905 | 738.6937 | 909.8215 | 738.6937 | 738.6937 | 909.8215 | 738.6937 | 738.6937 | 909.8215 | 738.6937 | 980.9524 | 374.8826 | 738.6937 | 909.8215 | 738.6937 | 1770 | 738.6937 | 909.8215 | 980.9524 | 374.8826 | 4440 | 1500 | 3930 | 3968 | 4604 | 3145 | 7496 | 3868 | 815.1584 | 905.4288 | 986.3946 | 509.5521
| 1771 | 862.6948 | 885.0867 | 913.8396 | 885.0867 | 885.0867 | 913.8396 | 885.0867 | 885.0867 | 913.8396 | 885.0867 | 995.9184 | 345.7563 | 885.0867 | 913.8396 | 885.0867 | 1771 | 885.0868 | 913.8396 | 995.9184 | 345.7563 | 639 | 1274 | 375 | 4538 | 2970 | 2901 | 7492 | 3720 | 815.1584 | 905.4288 | 986.3946 | 509.4739
| 1772 | 884.1546 | 934.3971 | 909.8611 | 934.3971 | 934.3971 | 909.8611 | 934.3971 | 934.3971 | 909.8611 | 934.3971 | 978.2313 | 285.3116 | 934.3971 | 909.8611 | 934.3971 | 1772 | 934.3971 | 909.8611 | 978.2313 | 285.3116 | 177 | 1494 | 4722 | 6160 | 1939 | 1386 | 7477 | 5933 | 815.1584 | 905.375 | 986.3946 | 509.239
| 1773 | 883.1226 | 927.9569 | 914.2919 | 927.9569 | 927.9569 | 914.2919 | 927.9569 | 927.9569 | 914.2919 | 927.9569 | 993.1973 | 289.6962 | 927.9569 | 914.2919 | 927.9569 | 1773 | 927.9569 | 914.2919 | 993.1973 | 289.6962 | 236 | 1254 | 697 | 5982 | 7730 | 4849 | 7472 | 4709 | 815.1103 | 905.3686 | 986.3946 | 509.239
| 1774 | 873.3258 | 909.021 | 915.1858 | 909.021 | 909.021 | 915.1858 | 909.021 | 909.021 | 915.1858 | 909.021 | 994.5578 | 299.0918 | 909.021 | 915.1858 | 909.021 | 1774 | 909.021 | 915.1858 | 994.5578 | 299.0918 | 399 | 1216 | 541 | 5665 | 2629 | 4389 | 7460 | 4007 | 815.0622 | 905.3686 | 986.3946 | 509.239
| 1775 | 844.4517 | 860.4316 | 913.8506 | 860.4316 | 860.4316 | 913.8506 | 860.4316 | 860.4316 | 913.8506 | 860.4316 | 972.7891 | 310.6796 | 860.4316 | 913.8506 | 860.4316 | 1775 | 860.4316 | 913.8506 | 972.7891 | 310.6796 | 922 | 1273 | 6437 | 5279 | 3083 | 3882 | 7450 | 7199 | 814.9181 | 905.3613 | 986.3946 | 508.9258
| 1776 | 827.0983 | 822.6078 | 926.7128 | 822.6078 | 822.6078 | 926.7128 | 822.6078 | 822.6078 | 926.7128 | 822.6078 | 993.1973 | 298.4654 | 822.6078 | 926.7128 | 822.6078 | 1776 | 822.6078 | 926.7128 | 993.1973 | 298.4654 | 1566 | 657 | 696 | 5687 | 4031 | 3730 | 7362 | 6657 | 814.8219 | 905.3298 | 986.3946 | 508.9258
| 1777 | 818.9006 | 814.0049 | 913.6365 | 814.0049 | 814.0049 | 913.6365 | 814.0049 | 814.0049 | 913.6365 | 814.0049 | 990.4762 | 307.5478 | 814.0049 | 913.6365 | 814.0049 | 1777 | 814.0049 | 913.6365 | 990.4762 | 307.5478 | 1799 | 1282 | 1073 | 5384 | 7887 | 3978 | 7328 | 4859 | 814.7258 | 905.329 | 986.3946 | 508.9258
| 1778 | 801.2824 | 774.6431 | 930.6126 | 774.6431 | 774.6431 | 930.6126 | 774.6431 | 774.6431 | 930.6126 | 774.6431 | 998.6395 | 299.7181 | 774.6431 | 930.6126 | 774.6431 | 1778 | 774.6432 | 930.6126 | 998.6395 | 299.7181 | 3077 | 503 | 136 | 5651 | 4341 | 2804 | 7324 | 4845 | 814.7258 | 905.3206 | 986.3946 | 508.9258
| 1779 | 798.6643 | 772.5285 | 929.0211 | 772.5285 | 772.5285 | 929.0211 | 772.5285 | 772.5285 | 929.0211 | 772.5285 | 995.9184 | 289.0698 | 772.5285 | 929.0211 | 772.5285 | 1779 | 772.5285 | 929.0211 | 995.9184 | 289.0698 | 3161 | 555 | 374 | 6007 | 1517 | 4145 | 7309 | 4171 | 814.7258 | 905.2891 | 986.3946 | 508.9258
| 1780 | 793.3869 | 761.7629 | 930.7822 | 761.7629 | 761.7629 | 930.7822 | 761.7629 | 761.7629 | 930.7822 | 761.7629 | 986.3946 | 303.7895 | 761.7629 | 930.7822 | 761.7629 | 1780 | 761.7629 | 930.7822 | 986.3946 | 303.7895 | 3570 | 496 | 2009 | 5517 | 1296 | 2766 | 7304 | 4022 | 814.7258 | 905.2687 | 986.3946 | 508.9258
| 1781 | 798.6387 | 768.1549 | 936.7169 | 768.1549 | 768.1549 | 936.7169 | 768.1549 | 768.1549 | 936.7169 | 768.1549 | 989.1156 | 299.7181 | 768.1549 | 936.7169 | 768.1549 | 1781 | 768.1549 | 936.7169 | 989.1156 | 299.7181 | 3346 | 320 | 1303 | 5650 | 1727 | 8260 | 7292 | 3839 | 814.6778 | 905.2515 | 986.3946 | 508.9258
| 1782 | 801.9305 | 787.956 | 907.1705 | 787.956 | 787.956 | 907.1705 | 787.956 | 787.956 | 907.1705 | 787.956 | 995.9184 | 298.7786 | 787.956 | 907.1705 | 787.956 | 1782 | 787.956 | 907.1705 | 995.9184 | 298.7786 | 2618 | 1664 | 373 | 5676 | 7658 | 8030 | 7282 | 6556 | 814.5816 | 905.2515 | 986.3946 | 508.6126
| 1783 | 764.3139 | 719.2291 | 916.6857 | 719.2291 | 719.2291 | 916.6857 | 719.2291 | 719.2291 | 916.6857 | 719.2291 | 974.1497 | 305.6687 | 719.2291 | 916.6857 | 719.2291 | 1783 | 719.2291 | 916.6857 | 974.1497 | 305.6687 | 5261 | 1148 | 6019 | 5455 | 4125 | 494 | 7194 | 5682 | 814.5816 | 905.2515 | 986.3946 | 508.6126
| 1784 | 785.1072 | 750.3725 | 926.1502 | 750.3725 | 750.3725 | 926.1502 | 750.3725 | 750.3725 | 926.1502 | 750.3725 | 986.3946 | 297.5258 | 750.3725 | 926.1502 | 750.3725 | 1784 | 750.3725 | 926.1502 | 986.3946 | 297.5258 | 3998 | 678 | 2008 | 5716 | 7899 | 7746 | 7160 | 4214 | 814.5336 | 905.2485 | 986.3946 | 508.6126
| 1785 | 795.1074 | 767.8666 | 914.4207 | 767.8666 | 767.8666 | 914.4207 | 767.8666 | 767.8666 | 914.4207 | 767.8666 | 982.3129 | 348.575 | 767.8666 | 914.4207 | 767.8666 | 1785 | 767.8666 | 914.4207 | 982.3129 | 348.575 | 3363 | 1249 | 3493 | 4492 | 1805 | 1030 | 7156 | 7685 | 814.5336 | 905.2312 | 986.3946 | 508.2994
| 1786 | 809.7776 | 773.5858 | 935.9137 | 773.5858 | 773.5858 | 935.9137 | 773.5858 | 773.5858 | 935.9137 | 773.5858 | 985.034 | 419.5114 | 773.5858 | 935.9137 | 773.5858 | 1786 | 773.5858 | 935.9137 | 985.034 | 419.5114 | 3110 | 339 | 2334 | 3159 | 3108 | 4371 | 7141 | 1619 | 814.4855 | 905.2158 | 986.3946 | 508.2994
| 1787 | 820.0758 | 799.4906 | 931.6528 | 799.4906 | 799.4906 | 931.6528 | 799.4906 | 799.4906 | 931.6528 | 799.4906 | 971.4286 | 387.0968 | 799.4906 | 931.6528 | 799.4906 | 1787 | 799.4906 | 931.6528 | 971.4286 | 387.0968 | 2225 | 472 | 6813 | 3718 | 1371 | 2077 | 7136 | 6466 | 814.4375 | 905.2039 | 986.3946 | 507.9862
| 1788 | 801.4554 | 771.7114 | 910.6701 | 771.7114 | 771.7114 | 910.6701 | 771.7114 | 771.7114 | 910.6701 | 771.7114 | 956.4626 | 447.5415 | 771.7114 | 910.6701 | 771.7114 | 1788 | 771.7114 | 910.6701 | 956.4626 | 447.5415 | 3199 | 1445 | 8479 | 2703 | 7584 | 7543 | 7124 | 4798 | 814.3894 | 905.1943 | 986.3946 | 507.9862
| 1789 | 802.0191 | 781.612 | 900.615 | 781.612 | 781.612 | 900.615 | 781.612 | 781.612 | 900.615 | 781.612 | 963.2653 | 409.6461 | 781.612 | 900.615 | 781.612 | 1789 | 781.612 | 900.6151 | 963.2653 | 409.6461 | 2816 | 2070 | 8155 | 3329 | 6571 | 7313 | 7114 | 4368 | 814.3413 | 905.1943 | 986.3946 | 507.9862
| 1790 | 811.8749 | 794.0116 | 903.3351 | 794.0116 | 794.0116 | 903.3351 | 794.0116 | 794.0116 | 903.3351 | 794.0116 | 975.5102 | 425.3054 | 794.0116 | 903.3351 | 794.0116 | 1790 | 794.0116 | 903.3351 | 975.5102 | 425.3054 | 2403 | 1887 | 5599 | 3077 | 4291 | 257 | 7026 | 7684 | 814.3413 | 905.1943 | 986.3946 | 507.673
| 1791 | 828.1259 | 808.1896 | 929.3908 | 808.1896 | 808.1896 | 929.3908 | 808.1896 | 808.1896 | 929.3908 | 808.1896 | 997.2789 | 413.4043 | 808.1896 | 929.3908 | 808.1896 | 1791 | 808.1896 | 929.3908 | 997.2789 | 413.4043 | 1953 | 548 | 198 | 3263 | 3257 | 1761 | 6992 | 3994 | 814.3413 | 905.1612 | 986.3946 | 507.673
| 1792 | 813.2936 | 789.6862 | 923.8095 | 789.6862 | 789.6862 | 923.8095 | 789.6862 | 789.6862 | 923.8095 | 789.6862 | 985.034 | 388.3495 | 789.6862 | 923.8095 | 789.6862 | 1792 | 789.6862 | 923.8095 | 985.034 | 388.3495 | 2554 | 778 | 2333 | 3699 | 7670 | 7965 | 6988 | 2353 | 814.2452 | 905.1337 | 986.3946 | 507.673
| 1793 | 802.2536 | 771.9037 | 919.7603 | 771.9037 | 771.9037 | 919.7603 | 771.9037 | 771.9037 | 919.7603 | 771.9037 | 998.6395 | 378.6408 | 771.9037 | 919.7603 | 771.9037 | 1793 | 771.9037 | 919.7603 | 998.6395 | 378.6408 | 3186 | 989 | 135 | 3891 | 1155 | 7121 | 6973 | 1452 | 814.2452 | 905.1043 | 986.3946 | 507.673
| 1794 | 794.419 | 769.5968 | 899.4081 | 769.5968 | 769.5968 | 899.4081 | 769.5968 | 769.5968 | 899.4081 | 769.5968 | 953.7415 | 413.7175 | 769.5968 | 899.4081 | 769.5968 | 1794 | 769.5968 | 899.4081 | 953.7415 | 413.7175 | 3289 | 2151 | 8542 | 3257 | 8306 | 3909 | 6968 | 6154 | 814.1491 | 905.0808 | 986.3946 | 507.3599
| 1795 | 876.4291 | 910.7031 | 913.9 | 910.7031 | 910.7031 | 913.9 | 910.7031 | 910.7031 | 913.9 | 910.7031 | 975.5102 | 353.2728 | 910.7031 | 913.9 | 910.7031 | 1795 | 910.7031 | 913.9 | 975.5102 | 353.2728 | 375 | 1272 | 5598 | 4397 | 1415 | 1719 | 6956 | 3856 | 814.1491 | 905.0726 | 986.3946 | 507.3599
| 1796 | 880.104 | 921.709 | 910.7545 | 921.709 | 921.709 | 910.7545 | 921.709 | 921.709 | 910.7545 | 921.709 | 972.7891 | 331.9762 | 921.709 | 910.7545 | 921.709 | 1796 | 921.709 | 910.7545 | 972.7891 | 331.9762 | 299 | 1438 | 6436 | 4798 | 6428 | 3737 | 6946 | 7363 | 814.053 | 905.0699 | 986.3946 | 507.0467
| 1797 | 880.4827 | 927.8608 | 904.6284 | 927.8608 | 927.8608 | 904.6284 | 927.8608 | 927.8608 | 904.6284 | 927.8608 | 976.8707 | 308.4873 | 927.8608 | 904.6284 | 927.8608 | 1797 | 927.8608 | 904.6284 | 976.8708 | 308.4873 | 239 | 1822 | 5181 | 5349 | 3135 | 2950 | 6858 | 7237 | 814.0049 | 905.0307 | 986.3946 | 507.0467
| 1798 | 873.7028 | 912.8659 | 908.2186 | 912.8659 | 912.8659 | 908.2186 | 912.8659 | 912.8659 | 908.2186 | 912.8659 | 989.1156 | 306.9214 | 912.8659 | 908.2186 | 912.8659 | 1798 | 912.8659 | 908.2186 | 989.1156 | 306.9214 | 354 | 1588 | 1302 | 5409 | 2928 | 2354 | 6824 | 5438 | 814.0049 | 905.0152 | 986.3946 | 507.0467
| 1799 | 876.6685 | 930.3119 | 885.9579 | 930.3119 | 930.3119 | 885.9579 | 930.3119 | 930.3119 | 885.9579 | 930.3119 | 978.2313 | 308.8005 | 930.3119 | 885.9579 | 930.3119 | 1799 | 930.3119 | 885.9579 | 978.2313 | 308.8005 | 217 | 3163 | 4721 | 5339 | 1777 | 2878 | 6820 | 2208 | 814.0049 | 905.0126 | 986.3946 | 507.0467
| 1800 | 841.2217 | 863.892 | 896.4617 | 863.892 | 863.892 | 896.4617 | 863.892 | 863.892 | 896.4617 | 863.892 | 970.068 | 310.0532 | 863.892 | 896.4617 | 863.892 | 1800 | 863.892 | 896.4617 | 970.068 | 310.0532 | 877 | 2364 | 7219 | 5302 | 2142 | 3087 | 6805 | 307 | 813.9088 | 904.9949 | 986.3946 | 507.0467
| 1801 | 825.9657 | 836.8818 | 896.6624 | 836.8818 | 836.8818 | 896.6624 | 836.8818 | 836.8818 | 896.6624 | 836.8818 | 979.5918 | 302.2236 | 836.8818 | 896.6624 | 836.8818 | 1801 | 836.8818 | 896.6624 | 979.5918 | 302.2236 | 1266 | 2346 | 4179 | 5569 | 2731 | 4800 | 6800 | 3733 | 813.8127 | 904.9848 | 986.3946 | 506.8901
| 1802 | 816.3592 | 810.4003 | 917.6276 | 810.4003 | 810.4003 | 917.6276 | 810.4003 | 810.4003 | 917.6276 | 810.4003 | 968.7075 | 306.6082 | 810.4003 | 917.6276 | 810.4003 | 1802 | 810.4003 | 917.6276 | 968.7075 | 306.6082 | 1893 | 1103 | 7428 | 5420 | 2114 | 8214 | 6788 | 6528 | 813.8127 | 904.9341 | 986.3946 | 506.7335
| 1803 | 812.5044 | 803.0951 | 918.56 | 803.0951 | 803.0951 | 918.56 | 803.0951 | 803.0951 | 918.56 | 803.0951 | 974.1497 | 301.9104 | 803.0951 | 918.56 | 803.0951 | 1803 | 803.0951 | 918.56 | 974.1497 | 301.9104 | 2122 | 1043 | 6018 | 5581 | 3739 | 678 | 6778 | 5057 | 813.7934 | 904.9341 | 986.3946 | 506.7335
| 1804 | 816.7381 | 805.0656 | 928.1278 | 805.0656 | 805.0656 | 928.1278 | 805.0656 | 805.0656 | 928.1278 | 805.0656 | 980.9524 | 300.3445 | 805.0656 | 928.1278 | 805.0656 | 1804 | 805.0656 | 928.1278 | 980.9524 | 300.3445 | 2067 | 592 | 3929 | 5631 | 8442 | 2885 | 6690 | 4974 | 813.7646 | 904.8952 | 986.3946 | 506.7335
| 1805 | 824.0933 | 814.5336 | 933.2127 | 814.5336 | 814.5336 | 933.2127 | 814.5336 | 814.5336 | 933.2127 | 814.5336 | 980.9524 | 307.2346 | 814.5336 | 933.2127 | 814.5336 | 1805 | 814.5336 | 933.2127 | 980.9524 | 307.2346 | 1785 | 424 | 3928 | 5397 | 1260 | 7785 | 6656 | 3441 | 813.7646 | 904.8871 | 986.3946 | 506.7335
| 1806 | 825.9719 | 832.0277 | 896.9918 | 832.0277 | 832.0277 | 896.9918 | 832.0277 | 832.0277 | 896.9918 | 832.0277 | 987.7551 | 331.663 | 832.0277 | 896.9918 | 832.0277 | 1806 | 832.0277 | 896.9918 | 987.7551 | 331.663 | 1366 | 2320 | 1645 | 4801 | 3086 | 7339 | 6652 | 1122 | 813.7165 | 904.8871 | 986.3946 | 506.7335
| 1807 | 770.3978 | 730.4753 | 915.5898 | 730.4753 | 730.4753 | 915.5898 | 730.4753 | 730.4753 | 915.5898 | 730.4753 | 976.8707 | 302.5368 | 730.4753 | 915.5898 | 730.4753 | 1807 | 730.4753 | 915.5898 | 976.8708 | 302.5368 | 4803 | 1199 | 5180 | 5554 | 2398 | 283 | 6637 | 6781 | 813.6685 | 904.887 | 986.3946 | 506.4203
| 1808 | 801.4686 | 768.8278 | 922.629 | 768.8278 | 768.8278 | 922.629 | 768.8278 | 768.8278 | 922.629 | 768.8278 | 978.2313 | 401.1901 | 768.8278 | 922.629 | 768.8278 | 1808 | 768.8278 | 922.629 | 978.2313 | 401.1901 | 3320 | 852 | 4720 | 3471 | 6835 | 1380 | 6632 | 5058 | 813.6204 | 904.8796 | 986.3946 | 506.4203
| 1809 | 795.4993 | 774.1145 | 892.3159 | 774.1145 | 774.1145 | 892.3159 | 774.1145 | 774.1145 | 892.3159 | 774.1145 | 971.4286 | 403.3824 | 774.1145 | 892.3159 | 774.1145 | 1809 | 774.1145 | 892.3159 | 971.4286 | 403.3824 | 3095 | 2688 | 6812 | 3425 | 3599 | 3315 | 6620 | 4504 | 813.6204 | 904.8766 | 986.3946 | 506.4203
| 1810 | 792.6278 | 760.2249 | 908.616 | 760.2249 | 760.2249 | 908.616 | 760.2249 | 760.2249 | 908.616 | 760.2249 | 960.5442 | 419.9812 | 760.2249 | 908.616 | 760.2249 | 1810 | 760.2249 | 908.616 | 960.5442 | 419.9812 | 3616 | 1565 | 8271 | 3149 | 7672 | 3529 | 6610 | 4307 | 813.5724 | 904.867 | 986.3946 | 506.4203
| 1811 | 827.077 | 776.1811 | 991.785 | 776.1811 | 776.1811 | 991.785 | 776.1811 | 776.1811 | 991.785 | 776.1811 | 976.8707 | 425.6185 | 776.1811 | 991.785 | 776.1811 | 1811 | 776.1811 | 991.785 | 976.8708 | 425.6185 | 3018 | 2 | 5179 | 3073 | 2751 | 2951 | 6522 | 4014 | 813.4282 | 904.8481 | 986.3946 | 506.4203
| 1812 | 803.2578 | 786.0335 | 893.1297 | 786.0335 | 786.0335 | 893.1297 | 786.0335 | 786.0335 | 893.1297 | 786.0335 | 967.3469 | 417.4757 | 786.0335 | 893.1297 | 786.0335 | 1812 | 786.0335 | 893.1297 | 967.3469 | 417.4757 | 2675 | 2619 | 7706 | 3196 | 8354 | 2867 | 6488 | 8508 | 813.3801 | 904.8444 | 986.3946 | 506.1071
| 1813 | 679.6071 | 784.3514 | 474.4339 | 784.3514 | 784.3514 | 474.4339 | 784.3514 | 784.3514 | 474.4339 | 784.3514 | 940.1361 | 401.8165 | 784.3514 | 474.4339 | 784.3514 | 1813 | 784.3514 | 474.4339 | 940.1361 | 401.8165 | 2722 | 8632 | 8696 | 3460 | 7418 | 1741 | 6484 | 7623 | 813.3801 | 904.7883 | 986.3946 | 506.1071
| 1814 | 798.2598 | 772.961 | 916.2793 | 772.961 | 772.961 | 916.2793 | 772.961 | 772.961 | 916.2793 | 772.961 | 946.9388 | 379.8935 | 772.961 | 916.2793 | 772.961 | 1814 | 772.961 | 916.2793 | 946.9388 | 379.8935 | 3141 | 1173 | 8593 | 3848 | 362 | 3735 | 6469 | 3940 | 813.3801 | 904.7829 | 986.3946 | 506.1071
| 1815 | 788.9201 | 773.5378 | 875.7611 | 773.5378 | 773.5378 | 875.7611 | 773.5378 | 773.5378 | 875.7611 | 773.5378 | 979.5918 | 373.943 | 773.5378 | 875.7611 | 773.5378 | 1815 | 773.5378 | 875.7611 | 979.5918 | 373.943 | 3112 | 3903 | 4178 | 3983 | 2127 | 1929 | 6464 | 3476 | 813.3321 | 904.7666 | 986.3946 | 506.1071
| 1816 | 805.0651 | 788.1002 | 881.3311 | 788.1002 | 788.1002 | 881.3311 | 788.1002 | 788.1002 | 881.3311 | 788.1002 | 970.068 | 470.7172 | 788.1002 | 881.3311 | 788.1002 | 1816 | 788.1002 | 881.3311 | 970.068 | 470.7172 | 2614 | 3517 | 7218 | 2294 | 6597 | 3981 | 6452 | 3135 | 813.284 | 904.74 | 986.3946 | 506.1071
| 1817 | 802.0876 | 787.7637 | 887.5014 | 787.7637 | 787.7637 | 887.5014 | 787.7637 | 787.7637 | 887.5014 | 787.7637 | 972.7891 | 404.322 | 787.7637 | 887.5014 | 787.7637 | 1817 | 787.7637 | 887.5014 | 972.7891 | 404.322 | 2625 | 3025 | 6435 | 3404 | 4459 | 7737 | 6442 | 2342 | 813.284 | 904.7302 | 986.3946 | 506.1071
| 1818 | 802.0166 | 794.0116 | 865.4053 | 794.0116 | 794.0116 | 865.4053 | 794.0116 | 794.0116 | 865.4053 | 794.0116 | 986.3946 | 428.124 | 794.0116 | 865.4053 | 794.0116 | 1818 | 794.0116 | 865.4053 | 986.3946 | 428.124 | 2402 | 4604 | 2007 | 3031 | 213 | 3983 | 6354 | 1943 | 813.284 | 904.7007 | 986.3946 | 506.1071
| 1819 | 838.8553 | 896.6213 | 815.6739 | 896.6213 | 896.6213 | 815.6739 | 896.6213 | 896.6213 | 815.6739 | 896.6213 | 970.068 | 338.2399 | 896.6213 | 815.6739 | 896.6213 | 1819 | 896.6213 | 815.6739 | 970.068 | 338.2399 | 517 | 6922 | 7217 | 4681 | 8366 | 1351 | 6320 | 879 | 813.2359 | 904.6981 | 986.3946 | 506.1071
| 1820 | 829.225 | 930.7445 | 718.6981 | 930.7445 | 930.7445 | 718.6981 | 930.7445 | 930.7445 | 718.6981 | 930.7445 | 983.6735 | 304.7291 | 930.7445 | 718.6981 | 930.7445 | 1820 | 930.7445 | 718.6981 | 983.6735 | 304.7291 | 211 | 7813 | 2940 | 5484 | 7709 | 3042 | 6316 | 5111 | 813.2359 | 904.6642 | 986.3946 | 505.7939
| 1821 | 824.3585 | 920.3633 | 726.9685 | 920.3633 | 920.3633 | 726.9685 | 920.3633 | 920.3633 | 726.9685 | 920.3633 | 983.6735 | 286.5644 | 920.3633 | 726.9685 | 920.3633 | 1821 | 920.3633 | 726.9685 | 983.6735 | 286.5644 | 309 | 7715 | 2939 | 6108 | 3931 | 2932 | 6301 | 2274 | 813.1879 | 904.6484 | 986.3946 | 505.7939
| 1822 | 776.0922 | 835.44 | 730.1563 | 835.44 | 835.44 | 730.1563 | 835.44 | 835.44 | 730.1563 | 835.44 | 979.5918 | 281.5534 | 835.44 | 730.1563 | 835.44 | 1822 | 835.44 | 730.1563 | 979.5918 | 281.5534 | 1301 | 7690 | 4177 | 6309 | 1516 | 1797 | 6296 | 7727 | 813.1879 | 904.6284 | 986.3946 | 505.4807
| 1823 | 745.5997 | 700.3412 | 889.2893 | 700.3412 | 700.3412 | 889.2893 | 700.3412 | 700.3412 | 889.2893 | 700.3412 | 993.1973 | 285.3116 | 700.3412 | 889.2893 | 700.3412 | 1823 | 700.3412 | 889.2893 | 993.1973 | 285.3116 | 6072 | 2896 | 695 | 6159 | 1440 | 7990 | 6284 | 7589 | 813.0917 | 904.6275 | 986.3946 | 505.4807
| 1824 | 738.9375 | 703.0807 | 862.1177 | 703.0807 | 703.0807 | 862.1177 | 703.0807 | 703.0807 | 862.1177 | 703.0807 | 982.3129 | 289.6962 | 703.0807 | 862.1177 | 703.0807 | 1824 | 703.0807 | 862.1177 | 982.3129 | 289.6962 | 5961 | 4840 | 3492 | 5981 | 8363 | 4327 | 6274 | 3023 | 813.0437 | 904.6211 | 986.3946 | 505.4807
| 1825 | 718.7872 | 665.4011 | 866.0818 | 665.4011 | 665.4011 | 866.0818 | 665.4011 | 665.4011 | 866.0818 | 665.4011 | 994.5578 | 280.927 | 665.4011 | 866.0818 | 665.4011 | 1825 | 665.4011 | 866.0818 | 994.5578 | 280.927 | 7422 | 4545 | 540 | 6343 | 3098 | 7051 | 6186 | 2414 | 813.0437 | 904.6027 | 986.3946 | 505.4807
| 1826 | 725.2916 | 683.2316 | 853.3454 | 683.2316 | 683.2316 | 853.3454 | 683.2316 | 683.2316 | 853.3454 | 683.2316 | 990.4762 | 284.3721 | 683.2316 | 853.3454 | 683.2316 | 1826 | 683.2316 | 853.3454 | 990.4762 | 284.3721 | 6820 | 5410 | 1072 | 6195 | 2122 | 4005 | 6152 | 2210 | 813.0437 | 904.598 | 986.3946 | 505.4807
| 1827 | 734.1242 | 698.563 | 863.132 | 698.563 | 698.563 | 863.132 | 698.563 | 698.563 | 863.132 | 698.563 | 975.5102 | 261.1964 | 698.563 | 863.132 | 698.563 | 1827 | 698.563 | 863.132 | 975.5102 | 261.1964 | 6145 | 4761 | 5597 | 7053 | 2483 | 3007 | 6148 | 1192 | 812.9476 | 904.595 | 986.3946 | 505.4807
| 1828 | 732.6981 | 688.9508 | 879.3201 | 688.9508 | 688.9508 | 879.3201 | 688.9508 | 688.9508 | 879.3201 | 688.9508 | 979.5918 | 249.2953 | 688.9508 | 879.3201 | 688.9508 | 1828 | 688.9508 | 879.3201 | 979.5918 | 249.2953 | 6551 | 3650 | 4176 | 7492 | 1179 | 7091 | 6133 | 3981 | 812.9476 | 904.5545 | 986.3946 | 505.1676
| 1829 | 748.1396 | 710.0976 | 888.6933 | 710.0976 | 710.0976 | 888.6933 | 710.0976 | 710.0976 | 888.6933 | 710.0976 | 985.034 | 253.3667 | 710.0976 | 888.6933 | 710.0976 | 1829 | 710.0976 | 888.6933 | 985.034 | 253.3667 | 5642 | 2946 | 2332 | 7336 | 6671 | 7666 | 6128 | 1621 | 812.8515 | 904.5432 | 986.3946 | 505.1676
| 1830 | 757.8957 | 735.4256 | 873.1872 | 735.4256 | 735.4256 | 873.1872 | 735.4256 | 735.4256 | 873.1872 | 735.4256 | 965.9864 | 268.3996 | 735.4256 | 873.1872 | 735.4256 | 1830 | 735.4256 | 873.1872 | 965.9864 | 268.3996 | 4590 | 4073 | 7937 | 6824 | 3130 | 2076 | 6116 | 950 | 812.8514 | 904.5402 | 986.3946 | 505.1676
| 1831 | 723.5029 | 671.0722 | 877.3616 | 671.0722 | 671.0722 | 877.3616 | 671.0722 | 671.0722 | 877.3616 | 671.0722 | 978.2313 | 272.7842 | 671.0722 | 877.3616 | 671.0722 | 1831 | 671.0722 | 877.3616 | 978.2313 | 272.7842 | 7271 | 3799 | 4719 | 6656 | 2605 | 2761 | 6106 | 852 | 812.8034 | 904.5273 | 986.3946 | 505.1676
| 1832 | 723.2168 | 679.0984 | 855.6349 | 679.0984 | 679.0984 | 855.6349 | 679.0984 | 679.0984 | 855.6349 | 679.0984 | 980.9524 | 288.7567 | 679.0984 | 855.6349 | 679.0984 | 1832 | 679.0984 | 855.6349 | 980.9524 | 288.7567 | 6983 | 5270 | 3927 | 6018 | 2016 | 3073 | 6018 | 5936 | 812.7553 | 904.4595 | 986.3946 | 504.8544
| 1833 | 750.5355 | 722.3531 | 858.607 | 722.3531 | 722.3531 | 858.607 | 722.3531 | 722.3531 | 858.607 | 722.3531 | 982.3129 | 311.9324 | 722.3531 | 858.607 | 722.3531 | 1833 | 722.3531 | 858.607 | 982.3129 | 311.9324 | 5127 | 5086 | 3491 | 5257 | 8378 | 3986 | 5984 | 5893 | 812.6592 | 904.4481 | 986.3946 | 504.8544
| 1834 | 777.8494 | 751.3817 | 882.3706 | 751.3817 | 751.3817 | 882.3706 | 751.3817 | 751.3817 | 882.3706 | 751.3817 | 978.2313 | 371.1243 | 751.3817 | 882.3706 | 751.3817 | 1834 | 751.3817 | 882.3706 | 978.2313 | 371.1243 | 3960 | 3442 | 4718 | 4039 | 4988 | 8102 | 5980 | 5310 | 812.6592 | 904.4264 | 986.3946 | 504.8544
| 1835 | 768.6271 | 730.4753 | 894.4915 | 730.4753 | 730.4753 | 894.4915 | 730.4753 | 730.4753 | 894.4915 | 730.4753 | 974.1497 | 364.8606 | 730.4753 | 894.4915 | 730.4753 | 1835 | 730.4753 | 894.4915 | 974.1497 | 364.8606 | 4802 | 2495 | 6017 | 4178 | 1181 | 566 | 5965 | 5910 | 812.6592 | 904.4264 | 986.3946 | 504.6978
| 1836 | 778.6394 | 755.6592 | 876.3163 | 755.6592 | 755.6592 | 876.3163 | 755.6592 | 755.6592 | 876.3163 | 755.6592 | 983.6735 | 366.7397 | 755.6592 | 876.3163 | 755.6592 | 1836 | 755.6592 | 876.3163 | 983.6735 | 366.7397 | 3799 | 3864 | 2938 | 4140 | 8249 | 8071 | 5960 | 2182 | 812.6111 | 904.3939 | 986.3946 | 504.5412
| 1837 | 744.2795 | 712.5006 | 837.5564 | 712.5006 | 712.5006 | 837.5564 | 712.5006 | 712.5006 | 837.5564 | 712.5006 | 965.9864 | 403.6956 | 712.5006 | 837.5564 | 712.5006 | 1837 | 712.5006 | 837.5564 | 965.9864 | 403.6956 | 5526 | 6335 | 7936 | 3420 | 7812 | 535 | 5948 | 7658 | 812.5631 | 904.3939 | 986.3946 | 504.228
| 1838 | 769.1546 | 745.1819 | 896.1702 | 745.1819 | 745.1819 | 896.1702 | 745.1819 | 745.1819 | 896.1702 | 745.1819 | 991.8367 | 230.191 | 745.1819 | 896.1702 | 745.1819 | 1838 | 745.1819 | 896.1702 | 991.8367 | 230.191 | 4176 | 2384 | 936 | 8058 | 7708 | 2803 | 5938 | 6802 | 812.5631 | 904.3837 | 986.3946 | 504.228
| 1839 | 767.7179 | 759.3118 | 853.6829 | 759.3118 | 759.3118 | 853.6829 | 759.3118 | 759.3118 | 853.6829 | 759.3118 | 970.068 | 288.7567 | 759.3118 | 853.6829 | 759.3118 | 1839 | 759.3118 | 853.6829 | 970.068 | 288.7567 | 3649 | 5395 | 7216 | 6017 | 7889 | 3930 | 5850 | 6713 | 812.3228 | 904.3787 | 986.3946 | 504.228
| 1840 | 797.6426 | 797.7123 | 859.8955 | 797.7123 | 797.7123 | 859.8955 | 797.7123 | 797.7123 | 859.8955 | 797.7123 | 983.6735 | 362.042 | 797.7123 | 859.8955 | 797.7123 | 1840 | 797.7123 | 859.8955 | 983.6735 | 362.042 | 2278 | 4986 | 2937 | 4235 | 2859 | 3624 | 5816 | 1479 | 812.3228 | 904.3271 | 986.3946 | 504.228
| 1841 | 779.1858 | 757.1971 | 879.6644 | 757.1971 | 757.1971 | 879.6644 | 757.1971 | 757.1971 | 879.6644 | 757.1971 | 989.1156 | 343.2509 | 757.1971 | 879.6644 | 757.1971 | 1841 | 757.1971 | 879.6644 | 989.1156 | 343.2509 | 3737 | 3623 | 1301 | 4587 | 2628 | 6901 | 5812 | 7746 | 812.3228 | 904.2763 | 986.3946 | 503.6016
| 1842 | 783.1628 | 774.2587 | 865.2329 | 774.2587 | 774.2587 | 865.2329 | 774.2587 | 774.2587 | 865.2329 | 774.2587 | 982.3129 | 326.9652 | 774.2587 | 865.2329 | 774.2587 | 1842 | 774.2587 | 865.2329 | 982.3129 | 326.9652 | 3089 | 4618 | 3490 | 4907 | 1622 | 7210 | 5797 | 7696 | 812.3228 | 904.2564 | 986.3946 | 503.6016
| 1843 | 885.3124 | 945.4991 | 879.8841 | 945.4991 | 945.4991 | 879.8841 | 945.4991 | 945.4991 | 879.8841 | 945.4991 | 982.3129 | 328.5312 | 945.4991 | 879.8841 | 945.4991 | 1843 | 945.4991 | 879.8841 | 982.3129 | 328.5312 | 110 | 3612 | 3489 | 4873 | 7213 | 5210 | 5792 | 7579 | 812.2747 | 904.255 | 986.3946 | 503.6016
| 1844 | 878.0074 | 943.1441 | 865.9631 | 943.1441 | 943.1441 | 865.9631 | 943.1441 | 943.1441 | 865.9631 | 943.1441 | 991.8367 | 291.2621 | 943.1441 | 865.9631 | 943.1441 | 1844 | 943.1441 | 865.9631 | 991.8367 | 291.2621 | 125 | 4557 | 935 | 5917 | 5326 | 698 | 5780 | 5866 | 812.2267 | 904.2488 | 986.3946 | 503.6016
| 1845 | 852.9301 | 907.435 | 849.9612 | 907.435 | 907.435 | 849.9612 | 907.435 | 907.435 | 849.9612 | 907.435 | 974.1497 | 307.5478 | 907.435 | 849.9612 | 907.435 | 1845 | 907.435 | 849.9612 | 974.1497 | 307.5478 | 411 | 5634 | 6016 | 5383 | 4002 | 7991 | 5770 | 3647 | 812.2267 | 904.2327 | 986.3946 | 503.6016
| 1846 | 847.1727 | 897.0539 | 846.5547 | 897.0539 | 897.0539 | 846.5547 | 897.0539 | 897.0539 | 846.5547 | 897.0539 | 971.4286 | 326.3389 | 897.0539 | 846.5547 | 897.0539 | 1846 | 897.0539 | 846.5547 | 971.4286 | 326.3389 | 513 | 5862 | 6811 | 4920 | 882 | 1993 | 5682 | 3565 | 812.2267 | 904.2215 | 986.3946 | 503.6016
| 1847 | 822.1586 | 858.6053 | 842.7826 | 858.6053 | 858.6053 | 842.7826 | 858.6053 | 858.6053 | 842.7826 | 858.6053 | 987.7551 | 282.493 | 858.6053 | 842.7826 | 858.6053 | 1847 | 858.6053 | 842.7826 | 987.7551 | 282.493 | 942 | 6069 | 1644 | 6277 | 8429 | 3984 | 5648 | 1380 | 812.1786 | 904.2031 | 986.3946 | 503.6016
| 1848 | 813.3211 | 839.429 | 850.2357 | 839.429 | 839.429 | 850.2357 | 839.429 | 839.429 | 850.2357 | 839.429 | 978.2313 | 291.8885 | 839.429 | 850.2357 | 839.429 | 1848 | 839.429 | 850.2357 | 978.2313 | 291.8885 | 1233 | 5605 | 4717 | 5899 | 3341 | 8205 | 5644 | 3715 | 812.1305 | 904.1564 | 986.3946 | 503.4548
| 1849 | 803.7493 | 818.4746 | 861.403 | 818.4746 | 818.4746 | 861.403 | 818.4746 | 818.4746 | 861.403 | 818.4746 | 989.1156 | 269.9655 | 818.4746 | 861.403 | 818.4746 | 1849 | 818.4746 | 861.403 | 989.1156 | 269.9656 | 1684 | 4897 | 1300 | 6763 | 2745 | 669 | 5629 | 6358 | 812.1305 | 904.1564 | 986.3946 | 503.2884
| 1850 | 781.9649 | 787.5234 | 853.4124 | 787.5234 | 787.5234 | 853.4124 | 787.5234 | 787.5234 | 853.4124 | 787.5234 | 972.7891 | 260.8832 | 787.5234 | 853.4124 | 787.5234 | 1850 | 787.5234 | 853.4124 | 972.7891 | 260.8832 | 2632 | 5407 | 6434 | 7066 | 822 | 7084 | 5624 | 4707 | 812.0825 | 904.1516 | 986.3946 | 503.2884
| 1851 | 766.5083 | 761.042 | 840.0795 | 761.042 | 761.042 | 840.0795 | 761.042 | 761.042 | 840.0795 | 761.042 | 987.7551 | 294.7072 | 761.042 | 840.0795 | 761.042 | 1851 | 761.042 | 840.0795 | 987.7551 | 294.7072 | 3595 | 6215 | 1643 | 5808 | 7318 | 4945 | 5612 | 4042 | 812.0344 | 904.139 | 986.3946 | 503.2884
| 1852 | 755.361 | 756.3801 | 817.3536 | 756.3801 | 756.3801 | 817.3536 | 756.3801 | 756.3801 | 817.3536 | 756.3801 | 991.8367 | 262.7623 | 756.3801 | 817.3536 | 756.3801 | 1852 | 756.3801 | 817.3536 | 991.8367 | 262.7623 | 3771 | 6892 | 934 | 7001 | 262 | 1937 | 5602 | 7729 | 812.0344 | 904.1366 | 986.3946 | 502.9753
| 1853 | 749.9318 | 749.7477 | 818.8835 | 749.7477 | 749.7477 | 818.8835 | 749.7477 | 749.7477 | 818.8835 | 749.7477 | 972.7891 | 252.7404 | 749.7477 | 818.8835 | 749.7477 | 1853 | 749.7477 | 818.8835 | 972.7891 | 252.7404 | 4020 | 6870 | 6433 | 7361 | 8529 | 2399 | 5514 | 7059 | 811.9864 | 904.1364 | 986.3946 | 502.9753
| 1854 | 733.5653 | 720.8632 | 812.5503 | 720.8632 | 720.8632 | 812.5503 | 720.8632 | 720.8632 | 812.5503 | 720.8632 | 985.034 | 267.7733 | 720.8632 | 812.5503 | 720.8632 | 1854 | 720.8632 | 812.5503 | 985.034 | 267.7733 | 5200 | 6969 | 2331 | 6842 | 7561 | 7649 | 5480 | 6145 | 811.9864 | 904.1094 | 986.3946 | 502.9753
| 1855 | 699.1916 | 671.3125 | 786.5997 | 671.3125 | 671.3125 | 786.5997 | 671.3125 | 671.3125 | 786.5997 | 671.3125 | 975.5102 | 296.2731 | 671.3125 | 786.5997 | 671.3125 | 1855 | 671.3125 | 786.5997 | 975.5102 | 296.2731 | 7264 | 7146 | 5596 | 5757 | 2953 | 7349 | 5476 | 4296 | 811.9383 | 904.011 | 986.3946 | 502.9753
| 1856 | 711.8959 | 686.9803 | 804.3435 | 686.9803 | 686.9803 | 804.3435 | 686.9803 | 686.9803 | 804.3435 | 686.9803 | 983.6735 | 269.6524 | 686.9803 | 804.3435 | 686.9803 | 1856 | 686.9803 | 804.3435 | 983.6735 | 269.6524 | 6648 | 7065 | 2936 | 6777 | 3107 | 293 | 5461 | 4275 | 811.8422 | 904.011 | 986.3946 | 502.9753
| 1857 | 721.5347 | 698.8994 | 808.9465 | 698.8994 | 698.8994 | 808.9465 | 698.8994 | 698.8994 | 808.9465 | 698.8994 | 978.2313 | 296.2731 | 698.8994 | 808.9465 | 698.8994 | 1857 | 698.8994 | 808.9465 | 978.2313 | 296.2731 | 6137 | 7018 | 4716 | 5756 | 2104 | 7087 | 5456 | 6651 | 811.8422 | 904.0086 | 986.3946 | 502.6621
| 1858 | 728.188 | 704.6667 | 816.3922 | 704.6667 | 704.6667 | 816.3922 | 704.6667 | 704.6667 | 816.3922 | 704.6667 | 978.2313 | 313.4983 | 704.6667 | 816.3922 | 704.6667 | 1858 | 704.6667 | 816.3922 | 978.2313 | 313.4983 | 5889 | 6907 | 4715 | 5210 | 1397 | 3894 | 5444 | 3039 | 811.7941 | 903.9868 | 986.3946 | 502.6621
| 1859 | 738.2608 | 717.8353 | 810.1228 | 717.8353 | 717.8353 | 810.1228 | 717.8353 | 717.8353 | 810.1228 | 717.8353 | 974.1497 | 378.3276 | 717.8353 | 810.1228 | 717.8353 | 1859 | 717.8353 | 810.1228 | 974.1497 | 378.3276 | 5321 | 6999 | 6015 | 3896 | 3167 | 7031 | 5434 | 6299 | 811.7461 | 903.9836 | 986.3946 | 502.3489
| 1860 | 741.5188 | 720.6229 | 819.4984 | 720.6229 | 720.6229 | 819.4984 | 720.6229 | 720.6229 | 819.4984 | 720.6229 | 976.8707 | 361.4156 | 720.6229 | 819.4984 | 720.6229 | 1860 | 720.6229 | 819.4984 | 976.8708 | 361.4156 | 5211 | 6858 | 5178 | 4244 | 2768 | 4004 | 5346 | 6295 | 811.698 | 903.9284 | 986.3946 | 502.3489
| 1861 | 735.2506 | 706.2527 | 825.3824 | 706.2527 | 706.2527 | 825.3824 | 706.2527 | 706.2527 | 825.3824 | 706.2527 | 983.6735 | 358.2837 | 706.2527 | 825.3824 | 706.2527 | 1861 | 706.2527 | 825.3824 | 983.6735 | 358.2837 | 5814 | 6738 | 2935 | 4299 | 7055 | 1101 | 5312 | 5969 | 811.6499 | 903.9271 | 986.3946 | 502.0357
| 1862 | 749.2628 | 722.9298 | 843.5765 | 722.9298 | 722.9298 | 843.5765 | 722.9298 | 722.9298 | 843.5765 | 722.9298 | 983.6735 | 348.2618 | 722.9298 | 843.5765 | 722.9298 | 1862 | 722.9298 | 843.5765 | 983.6735 | 348.2618 | 5109 | 6021 | 2934 | 4500 | 2689 | 7188 | 5308 | 4425 | 811.6499 | 903.9217 | 986.3946 | 502.0357
| 1863 | 736.3913 | 698.4669 | 852.9675 | 698.4669 | 698.4669 | 852.9675 | 698.4669 | 698.4669 | 852.9675 | 698.4669 | 970.068 | 339.8058 | 698.4669 | 852.9675 | 698.4669 | 1863 | 698.4669 | 852.9675 | 970.068 | 339.8058 | 6150 | 5430 | 7215 | 4656 | 2713 | 4398 | 5293 | 4366 | 811.5057 | 903.9209 | 986.3946 | 502.0357
| 1864 | 758.5316 | 738.4534 | 862.2516 | 738.4534 | 738.4534 | 862.2516 | 738.4534 | 738.4534 | 862.2516 | 738.4534 | 976.8707 | 285.938 | 738.4534 | 862.2516 | 738.4534 | 1864 | 738.4534 | 862.2516 | 976.8708 | 285.938 | 4455 | 4832 | 5177 | 6136 | 2630 | 2813 | 5288 | 1456 | 811.3616 | 903.9152 | 986.3946 | 502.0357
| 1865 | 769.6688 | 742.3944 | 891.0524 | 742.3944 | 742.3944 | 891.0524 | 742.3944 | 742.3944 | 891.0524 | 742.3944 | 978.2313 | 293.7676 | 742.3944 | 891.0524 | 742.3944 | 1865 | 742.3944 | 891.0524 | 978.2313 | 293.7676 | 4306 | 2786 | 4714 | 5836 | 2414 | 3995 | 5276 | 1257 | 811.3135 | 903.8621 | 986.3946 | 502.0357
| 1866 | 774.3534 | 759.8885 | 868.9855 | 759.8885 | 759.8885 | 868.9855 | 759.8885 | 759.8885 | 868.9855 | 759.8885 | 983.6735 | 302.2236 | 759.8885 | 868.9855 | 759.8885 | 1866 | 759.8885 | 868.9855 | 983.6735 | 302.2236 | 3627 | 4330 | 2933 | 5568 | 2173 | 3052 | 5266 | 5844 | 811.3135 | 903.8209 | 986.3946 | 501.7225
| 1867 | 867.0655 | 921.4207 | 882.7932 | 921.4207 | 921.4207 | 882.7932 | 921.4207 | 921.4207 | 882.7932 | 921.4207 | 927.8912 | 308.4873 | 921.4207 | 882.7932 | 921.4207 | 1867 | 921.4207 | 882.7932 | 927.8912 | 308.4873 | 300 | 3408 | 8749 | 5348 | 5542 | 4374 | 5178 | 5106 | 811.2654 | 903.8028 | 986.3946 | 501.7225
| 1868 | 869.86 | 919.7385 | 893.2506 | 919.7385 | 919.7385 | 893.2506 | 919.7385 | 919.7385 | 893.2506 | 919.7385 | 968.7075 | 278.4215 | 919.7385 | 893.2506 | 919.7385 | 1868 | 919.7386 | 893.2506 | 968.7075 | 278.4215 | 315 | 2611 | 7427 | 6444 | 7339 | 3055 | 5144 | 4642 | 811.2174 | 903.794 | 986.3946 | 501.7225
| 1869 | 862.8776 | 915.9898 | 881.7174 | 915.9898 | 915.9898 | 881.7174 | 915.9898 | 915.9898 | 881.7174 | 915.9898 | 960.5442 | 264.9546 | 915.9898 | 881.7174 | 915.9898 | 1869 | 915.9898 | 881.7174 | 960.5442 | 264.9546 | 338 | 3482 | 8270 | 6937 | 1348 | 8074 | 5140 | 4006 | 811.2174 | 903.7817 | 986.3946 | 501.7225
| 1870 | 860.3664 | 906.2815 | 891.0574 | 906.2815 | 906.2815 | 891.0574 | 906.2815 | 906.2815 | 891.0574 | 906.2815 | 974.1497 | 256.4986 | 906.2815 | 891.0574 | 906.2815 | 1870 | 906.2815 | 891.0574 | 974.1497 | 256.4986 | 429 | 2785 | 6014 | 7227 | 283 | 538 | 5125 | 2211 | 811.2174 | 903.7817 | 986.3946 | 501.7225
| 1871 | 859.6832 | 907.1947 | 887.0964 | 907.1947 | 907.1947 | 887.0964 | 907.1947 | 907.1947 | 887.0964 | 907.1947 | 980.9524 | 248.669 | 907.1947 | 887.0964 | 907.1947 | 1871 | 907.1947 | 887.0964 | 980.9524 | 248.669 | 416 | 3057 | 3926 | 7513 | 8005 | 4812 | 5120 | 6215 | 810.9771 | 903.7661 | 986.3946 | 501.4093
| 1872 | 824.1159 | 848.8009 | 882.9539 | 848.8009 | 848.8009 | 882.9539 | 848.8009 | 848.8009 | 882.9539 | 848.8009 | 971.4286 | 243.9712 | 848.8009 | 882.9539 | 848.8009 | 1872 | 848.8009 | 882.9539 | 971.4286 | 243.9712 | 1075 | 3395 | 6810 | 7663 | 7862 | 1036 | 5108 | 4151 | 810.9771 | 903.7327 | 986.3946 | 501.4093
| 1873 | 820.5328 | 843.2739 | 878.389 | 843.2739 | 843.2739 | 878.389 | 843.2739 | 843.2739 | 878.389 | 843.2739 | 968.7075 | 259.0041 | 843.2739 | 878.389 | 843.2739 | 1873 | 843.2739 | 878.389 | 968.7075 | 259.0041 | 1164 | 3713 | 7426 | 7150 | 2604 | 1300 | 5098 | 1481 | 810.9771 | 903.7087 | 986.3946 | 501.4093
| 1874 | 809.5526 | 830.9703 | 865.9234 | 830.9703 | 830.9703 | 865.9234 | 830.9703 | 830.9703 | 865.9234 | 830.9703 | 967.3469 | 254.9327 | 830.9703 | 865.9234 | 830.9703 | 1874 | 830.9703 | 865.9235 | 967.3469 | 254.9327 | 1393 | 4560 | 7705 | 7276 | 5803 | 6845 | 5010 | 7626 | 810.929 | 903.6356 | 986.3946 | 501.0962
| 1875 | 765.1675 | 764.262 | 845.1935 | 764.262 | 764.262 | 845.1935 | 764.262 | 764.262 | 845.1935 | 764.262 | 965.9864 | 251.4876 | 764.262 | 845.1935 | 764.262 | 1875 | 764.262 | 845.1935 | 965.9864 | 251.4876 | 3483 | 5940 | 7935 | 7414 | 4339 | 7215 | 4976 | 6541 | 810.929 | 903.6169 | 986.3946 | 501.0962
| 1876 | 767.2555 | 747.7772 | 883.7244 | 747.7772 | 747.7772 | 883.7244 | 747.7772 | 747.7772 | 883.7244 | 747.7772 | 963.2653 | 261.1964 | 747.7772 | 883.7244 | 747.7772 | 1876 | 747.7772 | 883.7244 | 963.2653 | 261.1964 | 4090 | 3344 | 8154 | 7052 | 8334 | 700 | 4972 | 5275 | 810.881 | 903.5555 | 986.3946 | 501.0962
| 1877 | 767.5887 | 752.5352 | 877.6451 | 752.5352 | 752.5352 | 877.6451 | 752.5352 | 752.5352 | 877.6451 | 752.5352 | 963.2653 | 252.114 | 752.5352 | 877.6451 | 752.5352 | 1877 | 752.5352 | 877.6451 | 963.2653 | 252.114 | 3924 | 3782 | 8153 | 7388 | 4486 | 7048 | 4957 | 4392 | 810.881 | 903.5417 | 986.3946 | 501.0962
| 1878 | 736.5631 | 702.9846 | 864.3448 | 702.9846 | 702.9846 | 864.3448 | 702.9846 | 702.9846 | 864.3448 | 702.9846 | 965.9864 | 264.6414 | 702.9846 | 864.3448 | 702.9846 | 1878 | 702.9846 | 864.3448 | 965.9864 | 264.6414 | 5969 | 4686 | 7934 | 6949 | 4365 | 3491 | 4952 | 1021 | 810.7848 | 903.5195 | 986.3946 | 501.0961
| 1879 | 742.7158 | 705.5318 | 885.0962 | 705.5318 | 705.5318 | 885.0962 | 705.5318 | 705.5318 | 885.0962 | 705.5318 | 957.8231 | 255.559 | 705.5318 | 885.0962 | 705.5318 | 1879 | 705.5318 | 885.0962 | 957.8231 | 255.559 | 5849 | 3246 | 8385 | 7254 | 2521 | 3611 | 4940 | 7223 | 810.7848 | 903.5165 | 986.3946 | 500.783
| 1880 | 722.2581 | 688.6625 | 853.2694 | 688.6625 | 688.6625 | 853.2694 | 688.6625 | 688.6625 | 853.2694 | 688.6625 | 945.5782 | 243.658 | 688.6625 | 853.2694 | 688.6625 | 1880 | 688.6625 | 853.2694 | 945.5782 | 243.658 | 6568 | 5416 | 8644 | 7684 | 5662 | 1207 | 4930 | 6399 | 810.7368 | 903.5092 | 986.3946 | 500.783
| 1881 | 724.8455 | 690.1043 | 845.935 | 690.1043 | 690.1043 | 845.935 | 690.1043 | 690.1043 | 845.935 | 690.1043 | 967.3469 | 275.9161 | 690.1043 | 845.935 | 690.1043 | 1881 | 690.1043 | 845.935 | 967.3469 | 275.9161 | 6494 | 5904 | 7704 | 6541 | 3073 | 2815 | 4842 | 4177 | 810.7368 | 903.4799 | 986.3946 | 500.783
| 1882 | 710.1966 | 663.2383 | 845.8658 | 663.2383 | 663.2383 | 845.8658 | 663.2383 | 663.2383 | 845.8658 | 663.2383 | 964.6259 | 288.7567 | 663.2383 | 845.8658 | 663.2383 | 1882 | 663.2383 | 845.8658 | 964.6259 | 288.7567 | 7493 | 5912 | 8020 | 6016 | 7720 | 3745 | 4808 | 4100 | 810.6887 | 903.4782 | 986.3946 | 500.783
| 1883 | 715.9174 | 670.5436 | 851.3808 | 670.5436 | 670.5436 | 851.3808 | 670.5436 | 670.5436 | 851.3808 | 670.5436 | 967.3469 | 285.6248 | 670.5436 | 851.3808 | 670.5436 | 1883 | 670.5436 | 851.3808 | 967.3469 | 285.6248 | 7285 | 5537 | 7703 | 6147 | 4315 | 4526 | 4804 | 3857 | 810.5926 | 903.4184 | 986.3946 | 500.783
| 1884 | 734.4535 | 687.509 | 876.1603 | 687.509 | 687.509 | 876.1603 | 687.509 | 687.509 | 876.1603 | 687.509 | 978.2313 | 299.4049 | 687.509 | 876.1603 | 687.509 | 1884 | 687.509 | 876.1603 | 978.2313 | 299.405 | 6629 | 3872 | 4713 | 5658 | 2244 | 2757 | 4789 | 7745 | 810.5926 | 903.3817 | 986.3946 | 500.1566
| 1885 | 746.0384 | 709.0883 | 874.4151 | 709.0883 | 709.0883 | 874.4151 | 709.0883 | 709.0883 | 874.4151 | 709.0883 | 970.068 | 304.1027 | 709.0883 | 874.4151 | 709.0883 | 1885 | 709.0883 | 874.4151 | 970.068 | 304.1027 | 5683 | 4007 | 7214 | 5505 | 8428 | 2078 | 4784 | 7719 | 810.5445 | 903.3688 | 986.3946 | 500.1566
| 1886 | 746.5961 | 712.02 | 874.4942 | 712.02 | 712.02 | 874.4942 | 712.02 | 712.02 | 874.4942 | 712.02 | 974.1497 | 284.0589 | 712.02 | 874.4942 | 712.02 | 1886 | 712.02 | 874.4942 | 974.1497 | 284.0589 | 5549 | 4004 | 6013 | 6210 | 2746 | 1286 | 4772 | 6042 | 810.5445 | 903.3576 | 986.3946 | 500.1566
| 1887 | 765.4646 | 739.2704 | 888.6438 | 739.2704 | 739.2704 | 888.6438 | 739.2704 | 739.2704 | 888.6438 | 739.2704 | 972.7891 | 274.9765 | 739.2704 | 888.6438 | 739.2704 | 1887 | 739.2704 | 888.6439 | 972.7891 | 274.9765 | 4418 | 2952 | 6432 | 6583 | 1650 | 1790 | 4762 | 2656 | 810.5445 | 903.3351 | 986.3946 | 500.1566
| 1888 | 760.9086 | 733.8396 | 885.9623 | 733.8396 | 733.8396 | 885.9623 | 733.8396 | 733.8396 | 885.9623 | 733.8396 | 970.068 | 268.0864 | 733.8396 | 885.9623 | 733.8396 | 1888 | 733.8396 | 885.9623 | 970.068 | 268.0864 | 4652 | 3160 | 7213 | 6832 | 3052 | 5190 | 4674 | 1020 | 810.4965 | 903.3131 | 986.3946 | 500.1566
| 1889 | 758.7492 | 729.418 | 885.2338 | 729.418 | 729.418 | 885.2338 | 729.418 | 729.418 | 885.2338 | 729.418 | 976.8707 | 269.3392 | 729.418 | 885.2338 | 729.418 | 1889 | 729.418 | 885.2338 | 976.8708 | 269.3392 | 4845 | 3237 | 5176 | 6785 | 4534 | 2341 | 4640 | 3354 | 810.4484 | 903.311 | 986.3946 | 500.0783
| 1890 | 760.5083 | 737.0596 | 859.1953 | 737.0596 | 737.0596 | 859.1953 | 737.0596 | 737.0596 | 859.1953 | 737.0596 | 976.8707 | 336.9872 | 737.0596 | 859.1953 | 737.0596 | 1890 | 737.0596 | 859.1953 | 976.8708 | 336.9872 | 4501 | 5043 | 5175 | 4706 | 2040 | 7803 | 4636 | 3309 | 810.4484 | 903.2804 | 986.3946 | 499.8434
| 1891 | 826.8299 | 838.9965 | 883.5061 | 838.9965 | 838.9965 | 883.5061 | 838.9965 | 838.9965 | 883.5061 | 838.9965 | 956.4626 | 373.16 | 838.9965 | 883.5061 | 838.9965 | 1891 | 838.9965 | 883.5061 | 956.4626 | 373.16 | 1242 | 3361 | 8478 | 4000 | 7943 | 7343 | 4621 | 6995 | 810.4004 | 903.2804 | 986.3946 | 499.5302
| 1892 | 825.1289 | 850.1466 | 878.6795 | 850.1466 | 850.1466 | 878.6795 | 850.1466 | 850.1466 | 878.6795 | 850.1466 | 971.4286 | 264.4848 | 850.1466 | 878.6795 | 850.1466 | 1892 | 850.1466 | 878.6795 | 971.4286 | 264.4848 | 1048 | 3695 | 6809 | 6954 | 6503 | 287 | 4616 | 5460 | 810.4004 | 903.2804 | 986.3946 | 499.5302
| 1893 | 822.1844 | 848.2242 | 873.8212 | 848.2242 | 848.2242 | 873.8212 | 848.2242 | 848.2242 | 873.8212 | 848.2242 | 975.5102 | 253.9931 | 848.2242 | 873.8212 | 848.2242 | 1893 | 848.2242 | 873.8212 | 975.5102 | 253.9931 | 1082 | 4040 | 5595 | 7316 | 1802 | 8497 | 4604 | 5322 | 810.4003 | 903.2789 | 986.3946 | 499.5302
| 1894 | 804.2092 | 822.1752 | 861.5522 | 822.1752 | 822.1752 | 861.5522 | 822.1752 | 822.1752 | 861.5522 | 822.1752 | 983.6735 | 251.6442 | 822.1752 | 861.5522 | 822.1752 | 1894 | 822.1752 | 861.5522 | 983.6735 | 251.6442 | 1580 | 4883 | 2932 | 7405 | 1177 | 8051 | 4594 | 5286 | 810.4003 | 903.2789 | 986.3946 | 499.5302
| 1895 | 774.0205 | 762.7721 | 872.8189 | 762.7721 | 762.7721 | 872.8189 | 762.7721 | 762.7721 | 872.8189 | 762.7721 | 983.6735 | 259.1607 | 762.7721 | 872.8189 | 762.7721 | 1895 | 762.7721 | 872.8189 | 983.6735 | 259.1607 | 3529 | 4092 | 2931 | 7136 | 5494 | 515 | 4506 | 5017 | 810.3523 | 903.2789 | 986.3946 | 499.5302
| 1896 | 771.8494 | 756.6684 | 882.9133 | 756.6684 | 756.6684 | 882.9133 | 756.6684 | 756.6684 | 882.9133 | 756.6684 | 975.5102 | 245.3805 | 756.6684 | 882.9133 | 756.6684 | 1896 | 756.6684 | 882.9133 | 975.5102 | 245.3805 | 3758 | 3396 | 5594 | 7616 | 2882 | 3030 | 4472 | 1377 | 810.3523 | 903.2516 | 986.3946 | 499.5302
| 1897 | 786.9686 | 755.7553 | 939.6045 | 755.7553 | 755.7553 | 939.6045 | 755.7553 | 755.7553 | 939.6045 | 755.7553 | 970.068 | 243.0316 | 755.7553 | 939.6045 | 755.7553 | 1897 | 755.7553 | 939.6045 | 970.068 | 243.0316 | 3797 | 244 | 7212 | 7710 | 5635 | 3056 | 4468 | 86 | 810.3042 | 903.2273 | 986.3946 | 499.5302
| 1898 | 776.5151 | 731.8691 | 949.2753 | 731.8691 | 731.8691 | 949.2753 | 731.8691 | 731.8691 | 949.2753 | 731.8691 | 971.4286 | 247.7294 | 731.8691 | 949.2753 | 731.8691 | 1898 | 731.8691 | 949.2753 | 971.4286 | 247.7294 | 4744 | 79 | 6808 | 7548 | 2667 | 3237 | 4453 | 6560 | 810.2562 | 903.1848 | 986.3946 | 499.217
| 1899 | 778.772 | 736.0023 | 948.9888 | 736.0023 | 736.0023 | 948.9888 | 736.0023 | 736.0023 | 948.9888 | 736.0023 | 967.3469 | 251.4876 | 736.0023 | 948.9888 | 736.0023 | 1899 | 736.0023 | 948.9888 | 967.3469 | 251.4876 | 4555 | 83 | 7702 | 7413 | 6954 | 8233 | 4448 | 6391 | 810.2081 | 903.1776 | 986.3946 | 499.217
| 1900 | 763.2049 | 711.3952 | 941.861 | 711.3952 | 711.3952 | 941.861 | 711.3952 | 711.3952 | 941.861 | 711.3952 | 974.1497 | 252.114 | 711.3952 | 941.861 | 711.3952 | 1900 | 711.3952 | 941.861 | 974.1497 | 252.114 | 5577 | 192 | 6012 | 7387 | 6092 | 1106 | 4436 | 2287 | 810.16 | 903.158 | 986.3946 | 499.217
| 1901 | 775.139 | 724.6119 | 958.031 | 724.6119 | 724.6119 | 958.031 | 724.6119 | 724.6119 | 958.031 | 724.6119 | 975.5102 | 247.4162 | 724.6119 | 958.031 | 724.6119 | 1901 | 724.6119 | 958.031 | 975.5102 | 247.4162 | 5027 | 31 | 5593 | 7558 | 2280 | 1995 | 4426 | 1929 | 810.16 | 903.148 | 986.3946 | 499.217
| 1902 | 727.3494 | 753.0639 | 732.2143 | 753.0639 | 753.0639 | 732.2143 | 753.0639 | 753.0639 | 732.2143 | 753.0639 | 983.6735 | 245.8503 | 753.0639 | 732.2143 | 753.0639 | 1902 | 753.0639 | 732.2143 | 983.6735 | 245.8503 | 3901 | 7663 | 2930 | 7603 | 2117 | 3630 | 4338 | 7360 | 810.16 | 903.1336 | 986.3946 | 499.0605
| 1903 | 704.2629 | 702.3117 | 758.1887 | 702.3117 | 702.3117 | 758.1887 | 702.3117 | 702.3117 | 758.1887 | 702.3117 | 982.3129 | 226.1196 | 702.3117 | 758.1887 | 702.3117 | 1903 | 702.3117 | 758.1887 | 982.3129 | 226.1196 | 5999 | 7369 | 3488 | 8153 | 1625 | 1194 | 4304 | 3700 | 810.16 | 903.1273 | 986.3946 | 499.0604
| 1904 | 774.7117 | 727.5436 | 926.4247 | 727.5436 | 727.5436 | 926.4247 | 727.5436 | 727.5436 | 926.4247 | 727.5436 | 978.2313 | 341.6849 | 727.5436 | 926.4247 | 727.5436 | 1904 | 727.5436 | 926.4247 | 978.2313 | 341.6849 | 4908 | 667 | 4712 | 4609 | 4989 | 3078 | 4300 | 304 | 810.112 | 903.1088 | 986.3946 | 499.0604
| 1905 | 821.1091 | 773.5858 | 938.1631 | 773.5858 | 773.5858 | 938.1631 | 773.5858 | 773.5858 | 938.1631 | 773.5858 | 982.3129 | 571.876 | 773.5858 | 938.1631 | 773.5858 | 1905 | 773.5858 | 938.1631 | 982.3129 | 571.876 | 3109 | 277 | 3487 | 1082 | 2990 | 1473 | 4285 | 7566 | 810.0639 | 903.0899 | 986.3946 | 498.9039
| 1906 | 810.8347 | 776.6617 | 925.1745 | 776.6617 | 776.6617 | 925.1745 | 776.6617 | 776.6617 | 925.1745 | 776.6617 | 986.3946 | 451.2997 | 776.6617 | 925.1745 | 776.6617 | 1906 | 776.6617 | 925.1745 | 986.3946 | 451.2997 | 3000 | 724 | 2006 | 2642 | 7983 | 1282 | 4280 | 6286 | 810.0159 | 903.0843 | 986.3946 | 498.9039
| 1907 | 797.8333 | 762.5799 | 881.9198 | 762.5799 | 762.5799 | 881.9198 | 762.5799 | 762.5799 | 881.9198 | 762.5799 | 982.3129 | 559.0354 | 762.5799 | 881.9198 | 762.5799 | 1907 | 762.5799 | 881.9198 | 982.3129 | 559.0354 | 3541 | 3462 | 3486 | 1207 | 3338 | 3175 | 4268 | 4510 | 809.9678 | 903.0045 | 986.3946 | 498.9039
| 1908 | 829.0221 | 789.59 | 930.3291 | 789.59 | 789.59 | 930.3291 | 789.59 | 789.59 | 930.3291 | 789.59 | 978.2313 | 590.0407 | 789.59 | 930.3291 | 789.59 | 1908 | 789.59 | 930.3291 | 978.2313 | 590.0407 | 2561 | 508 | 4711 | 928 | 4699 | 2351 | 4258 | 4298 | 809.9197 | 902.9542 | 986.3946 | 498.9039
| 1909 | 801.289 | 783.6786 | 890.9923 | 783.6786 | 783.6786 | 890.9923 | 783.6786 | 783.6786 | 890.9923 | 783.6786 | 980.9524 | 403.6956 | 783.6786 | 890.9923 | 783.6786 | 1909 | 783.6786 | 890.9923 | 980.9524 | 403.6956 | 2738 | 2789 | 3925 | 3419 | 8535 | 4771 | 4170 | 3157 | 809.8717 | 902.9131 | 986.3946 | 498.9039
| 1910 | 814.5179 | 791.4644 | 911.6215 | 791.4644 | 791.4644 | 911.6215 | 791.4644 | 791.4644 | 911.6215 | 791.4644 | 980.9524 | 444.0965 | 791.4644 | 911.6215 | 791.4644 | 1910 | 791.4644 | 911.6215 | 980.9524 | 444.0965 | 2498 | 1391 | 3924 | 2768 | 1362 | 3001 | 4136 | 7682 | 809.8236 | 902.8959 | 986.3946 | 498.5907
| 1911 | 746.6139 | 681.2131 | 918.1109 | 681.2131 | 681.2131 | 918.1109 | 681.2131 | 681.2131 | 918.1109 | 681.2131 | 972.7891 | 357.6574 | 681.2131 | 918.1109 | 681.2131 | 1911 | 681.2131 | 918.1109 | 972.7891 | 357.6574 | 6901 | 1069 | 6431 | 4307 | 8040 | 7960 | 4132 | 6821 | 809.6794 | 902.8935 | 986.3946 | 498.5907
| 1912 | 789.3731 | 736.9876 | 968.2228 | 736.9876 | 736.9876 | 968.2228 | 736.9876 | 736.9876 | 968.2228 | 736.9876 | 975.5102 | 306.9214 | 736.9876 | 968.2228 | 736.9876 | 1912 | 736.9876 | 968.2228 | 975.5102 | 306.9214 | 4507 | 17 | 5592 | 5408 | 7470 | 7722 | 4117 | 6487 | 809.6794 | 902.8374 | 986.3946 | 498.5907
| 1913 | 647.0087 | 738.7418 | 454.6896 | 738.7418 | 738.7418 | 454.6896 | 738.7418 | 738.7418 | 454.6896 | 738.7418 | 983.6735 | 345.7563 | 738.7418 | 454.6896 | 738.7418 | 1913 | 738.7418 | 454.6896 | 983.6735 | 345.7563 | 4436 | 8649 | 2929 | 4537 | 504 | 1081 | 4112 | 6160 | 809.6794 | 902.8075 | 986.3946 | 498.5907
| 1914 | 727.2333 | 752.6073 | 620.3748 | 752.6073 | 752.6073 | 867.6404 | 752.6073 | 752.6073 | 620.3748 | 752.6073 | 967.3469 | 464.2969 | 752.6073 | 620.3748 | 752.6073 | 1914 | 752.6073 | 620.3748 | 967.3469 | 464.2969 | 3917 | 8490 | 7701 | 2404 | 414 | 1123 | 4100 | 3946 | 809.6794 | 902.7856 | 986.3946 | 498.5907
| 1915 | 755.5656 | 720.767 | 848.2492 | 720.767 | 720.767 | 848.2492 | 720.767 | 720.767 | 848.2492 | 720.767 | 980.9524 | 437.8328 | 720.767 | 848.2492 | 720.767 | 1915 | 720.7671 | 848.2492 | 980.9524 | 437.8328 | 5202 | 5759 | 3923 | 2864 | 8236 | 4761 | 4090 | 5261 | 809.6314 | 902.7694 | 986.3946 | 498.2775
| 1916 | 749.4381 | 743.0672 | 827.6632 | 743.0672 | 743.0672 | 827.6632 | 743.0672 | 743.0672 | 827.6632 | 743.0672 | 986.3946 | 250.5481 | 743.0672 | 827.6632 | 743.0672 | 1916 | 743.0672 | 827.6632 | 986.3946 | 250.5481 | 4269 | 6686 | 2005 | 7447 | 1300 | 7061 | 4002 | 4829 | 809.6314 | 902.7626 | 986.3946 | 498.2775
| 1917 | 772.4955 | 784.015 | 829.3681 | 784.015 | 784.015 | 829.3681 | 784.015 | 784.015 | 829.3681 | 784.015 | 982.3129 | 243.0316 | 784.015 | 829.3681 | 784.015 | 1917 | 784.015 | 829.3681 | 982.3129 | 243.0316 | 2732 | 6636 | 3485 | 7709 | 2376 | 2884 | 3968 | 3474 | 809.5833 | 902.7356 | 986.3946 | 498.2775
| 1918 | 773.548 | 777.2384 | 848.3865 | 777.2384 | 777.2384 | 848.3865 | 777.2384 | 777.2384 | 848.3865 | 777.2384 | 971.4286 | 246.7899 | 777.2384 | 848.3865 | 777.2384 | 1918 | 777.2384 | 848.3865 | 971.4286 | 246.7899 | 2977 | 5753 | 6807 | 7576 | 2373 | 3861 | 3964 | 3266 | 809.5833 | 902.7265 | 986.3946 | 498.2775
| 1919 | 756.983 | 744.8935 | 845.9818 | 744.8935 | 744.8935 | 845.9818 | 744.8935 | 744.8935 | 845.9818 | 744.8935 | 985.034 | 269.6524 | 744.8935 | 845.9818 | 744.8935 | 1919 | 744.8935 | 845.9818 | 985.034 | 269.6524 | 4185 | 5897 | 2330 | 6776 | 7873 | 1987 | 3949 | 7753 | 809.5353 | 902.7092 | 986.3946 | 497.9643
| 1920 | 753.8605 | 740.0875 | 849.7005 | 740.0875 | 740.0875 | 849.7005 | 740.0875 | 740.0875 | 849.7005 | 740.0875 | 987.7551 | 246.7899 | 740.0875 | 849.7005 | 740.0875 | 1920 | 740.0875 | 849.7005 | 987.7551 | 246.7899 | 4395 | 5659 | 1642 | 7575 | 2858 | 1728 | 3944 | 7157 | 809.5353 | 902.6683 | 986.3946 | 497.9643
| 1921 | 770.0878 | 726.246 | 926.6626 | 726.246 | 726.246 | 926.6626 | 726.246 | 726.246 | 926.6626 | 726.246 | 987.7551 | 276.8556 | 726.246 | 926.6626 | 726.246 | 1921 | 726.246 | 926.6626 | 987.7551 | 276.8556 | 4960 | 661 | 1641 | 6501 | 7792 | 3031 | 3932 | 6783 | 809.4391 | 902.6586 | 986.3946 | 497.9643
| 1922 | 759.6189 | 702.552 | 932.8633 | 702.552 | 702.552 | 932.8633 | 702.552 | 702.552 | 932.8633 | 702.552 | 995.9184 | 286.8775 | 702.552 | 932.8633 | 702.552 | 1922 | 702.552 | 932.8633 | 995.9184 | 286.8775 | 5987 | 438 | 372 | 6094 | 7861 | 3771 | 3922 | 5189 | 809.3911 | 902.6552 | 986.3946 | 497.9643
| 1923 | 754.0882 | 682.6068 | 943.6361 | 682.6068 | 682.6068 | 943.6361 | 682.6068 | 682.6068 | 943.6361 | 682.6068 | 994.5578 | 327.2784 | 682.6068 | 943.6361 | 682.6068 | 1923 | 682.6068 | 943.6361 | 994.5578 | 327.2784 | 6851 | 159 | 539 | 4901 | 6546 | 3842 | 3834 | 4464 | 809.3911 | 902.639 | 986.3946 | 497.9643
| 1924 | 746.5607 | 674.3884 | 937.147 | 674.3884 | 674.3884 | 937.147 | 674.3884 | 674.3884 | 937.147 | 674.3884 | 991.8367 | 316.3169 | 674.3884 | 937.147 | 674.3884 | 1924 | 674.3884 | 937.147 | 991.8367 | 316.3169 | 7164 | 302 | 933 | 5137 | 6093 | 3006 | 3800 | 4218 | 809.3911 | 902.6268 | 986.3946 | 497.9643
| 1925 | 747.9752 | 703.2249 | 893.7421 | 703.2249 | 703.2249 | 893.7421 | 703.2249 | 703.2249 | 893.7421 | 703.2249 | 991.8367 | 279.0479 | 703.2249 | 893.7421 | 703.2249 | 1925 | 703.2249 | 893.7421 | 991.8367 | 279.0479 | 5950 | 2562 | 932 | 6407 | 6934 | 2429 | 3796 | 3293 | 809.343 | 902.5997 | 986.3946 | 497.9643
| 1926 | 753.1372 | 722.4492 | 874.7238 | 722.4492 | 722.4492 | 874.7238 | 722.4492 | 722.4492 | 874.7238 | 722.4492 | 982.3129 | 283.1193 | 722.4492 | 874.7238 | 722.4492 | 1926 | 722.4492 | 874.7238 | 982.3129 | 283.1193 | 5123 | 3986 | 3484 | 6252 | 2123 | 85 | 3781 | 7231 | 809.343 | 902.5971 | 986.3946 | 497.6511
| 1927 | 723.6519 | 681.2611 | 859.4142 | 681.2611 | 681.2611 | 859.4142 | 681.2611 | 681.2611 | 859.4142 | 681.2611 | 972.7891 | 270.5919 | 681.2611 | 859.4142 | 681.2611 | 1927 | 681.2611 | 859.4142 | 972.7891 | 270.5919 | 6899 | 5026 | 6430 | 6746 | 1499 | 3963 | 3776 | 2758 | 809.343 | 902.5907 | 986.3946 | 497.6511
| 1928 | 741.7585 | 680.7805 | 889.4201 | 680.7805 | 680.7805 | 889.4201 | 680.7805 | 680.7805 | 889.4201 | 680.7805 | 986.3946 | 394.3 | 680.7805 | 889.4201 | 680.7805 | 1928 | 680.7805 | 889.4201 | 986.3946 | 394.3 | 6916 | 2884 | 2004 | 3594 | 5830 | 3393 | 3764 | 3558 | 809.295 | 902.5306 | 986.3946 | 497.364
| 1929 | 773.9938 | 719.8058 | 904.7666 | 719.8058 | 719.8058 | 904.7666 | 719.8058 | 719.8058 | 904.7666 | 719.8058 | 959.1837 | 499.217 | 719.8058 | 904.7666 | 719.8058 | 1929 | 719.8058 | 904.7666 | 959.1837 | 499.217 | 5243 | 1815 | 8333 | 1901 | 2794 | 3242 | 3754 | 7717 | 809.295 | 902.5182 | 986.3946 | 497.3379
| 1930 | 782.8206 | 718.7485 | 894.5965 | 718.7485 | 718.7485 | 894.5965 | 718.7485 | 718.7485 | 894.5965 | 718.7485 | 976.8707 | 654.2437 | 718.7485 | 894.5965 | 718.7485 | 1930 | 718.7485 | 894.5965 | 976.8708 | 654.2437 | 5281 | 2485 | 5174 | 471 | 4219 | 2057 | 3666 | 6808 | 809.2469 | 902.5164 | 986.3946 | 497.3379
| 1931 | 775.724 | 707.0697 | 911.0405 | 707.0697 | 707.0697 | 911.0405 | 707.0697 | 707.0697 | 911.0405 | 707.0697 | 985.034 | 574.3815 | 707.0697 | 911.0405 | 707.0697 | 1931 | 707.0697 | 911.0405 | 985.034 | 574.3815 | 5773 | 1427 | 2329 | 1054 | 8033 | 1958 | 3632 | 6036 | 809.1988 | 902.5016 | 986.3946 | 497.3379
| 1932 | 808.886 | 720.2864 | 971.1539 | 720.2864 | 720.2864 | 971.1539 | 720.2864 | 720.2864 | 971.1539 | 720.2864 | 989.1156 | 688.3808 | 720.2864 | 971.1539 | 720.2864 | 1932 | 720.2864 | 971.1539 | 989.1156 | 688.3808 | 5220 | 11 | 1299 | 326 | 497 | 8003 | 3628 | 2627 | 809.1988 | 902.479 | 986.3946 | 497.3379
| 1933 | 763.5829 | 715.9129 | 885.5972 | 715.9129 | 715.9129 | 885.5972 | 715.9129 | 715.9129 | 885.5972 | 715.9129 | 986.3946 | 434.0745 | 715.9129 | 885.5972 | 715.9129 | 1933 | 715.9129 | 885.5972 | 986.3946 | 434.0745 | 5396 | 3200 | 2003 | 2926 | 3256 | 3992 | 3613 | 6216 | 809.1508 | 902.4746 | 986.3946 | 497.0247
| 1934 | 784.5372 | 736.3868 | 875.7631 | 736.3868 | 736.3868 | 875.7631 | 736.3868 | 736.3868 | 875.7631 | 736.3868 | 983.6735 | 605.7 | 736.3868 | 875.7631 | 736.3868 | 1934 | 736.3868 | 875.7631 | 983.6735 | 605.7 | 4538 | 3901 | 2928 | 789 | 2475 | 4453 | 3608 | 1163 | 809.1508 | 902.4632 | 986.3946 | 497.0247
| 1935 | 779.1821 | 735.0892 | 875.7421 | 735.0892 | 735.0892 | 875.7421 | 735.0892 | 735.0892 | 875.7421 | 735.0892 | 987.7551 | 537.1124 | 735.0892 | 875.7421 | 735.0892 | 1935 | 735.0892 | 875.7421 | 987.7551 | 537.1124 | 4604 | 3904 | 1640 | 1448 | 8320 | 3832 | 3596 | 6816 | 809.1027 | 902.4591 | 986.3946 | 496.7116
| 1936 | 785.7775 | 740.1355 | 886.6975 | 740.1355 | 740.1355 | 886.6975 | 740.1355 | 740.1355 | 886.6975 | 740.1355 | 987.7551 | 545.2552 | 740.1355 | 886.6975 | 740.1355 | 1936 | 740.1355 | 886.6975 | 987.7551 | 545.2552 | 4392 | 3094 | 1639 | 1350 | 1133 | 7199 | 3586 | 6623 | 809.1027 | 902.4563 | 986.3946 | 496.7116
| 1937 | 787.3746 | 748.0656 | 904.1366 | 748.0656 | 748.0656 | 904.1366 | 748.0656 | 748.0656 | 904.1366 | 748.0656 | 1000 | 422.1735 | 748.0656 | 904.1366 | 748.0656 | 1937 | 748.0656 | 904.1366 | 1000 | 422.1735 | 4079 | 1852 | 41 | 3127 | 7365 | 1753 | 3498 | 6132 | 808.9585 | 902.4398 | 986.3946 | 496.7116
| 1938 | 801.5815 | 768.1549 | 876.0855 | 768.1549 | 768.1549 | 876.0855 | 768.1549 | 768.1549 | 876.0855 | 768.1549 | 980.9524 | 591.6066 | 768.1549 | 876.0855 | 768.1549 | 1938 | 768.1549 | 876.0855 | 980.9524 | 591.6066 | 3345 | 3878 | 3922 | 914 | 3934 | 7623 | 3464 | 5332 | 808.9585 | 902.4139 | 986.3946 | 496.7116
| 1939 | 820.4273 | 815.1584 | 877.5736 | 815.1584 | 815.1584 | 877.5736 | 815.1584 | 815.1584 | 877.5736 | 815.1584 | 995.9184 | 458.503 | 815.1584 | 877.5736 | 815.1584 | 1939 | 815.1584 | 877.5736 | 995.9184 | 458.503 | 1772 | 3788 | 371 | 2513 | 1481 | 4204 | 3460 | 4846 | 808.9585 | 902.3875 | 986.3946 | 496.7116
| 1940 | 835.0447 | 833.8059 | 894.6083 | 833.8059 | 833.8059 | 894.6083 | 833.8059 | 833.8059 | 894.6083 | 833.8059 | 978.2313 | 463.5139 | 833.8059 | 894.6083 | 833.8059 | 1940 | 833.8059 | 894.6083 | 978.2313 | 463.5139 | 1324 | 2484 | 4710 | 2425 | 309 | 2868 | 3445 | 4197 | 808.9585 | 902.3818 | 986.3946 | 496.7116
| 1941 | 828.0811 | 839.6693 | 875.9074 | 839.6693 | 839.6693 | 875.9074 | 839.6693 | 839.6693 | 875.9074 | 839.6693 | 993.1973 | 378.954 | 839.6693 | 875.9074 | 839.6693 | 1941 | 839.6693 | 875.9074 | 993.1973 | 378.954 | 1228 | 3891 | 694 | 3879 | 2413 | 3991 | 3440 | 3136 | 808.7663 | 902.3165 | 986.3946 | 496.7116
| 1942 | 830.6053 | 833.5176 | 884.8045 | 833.5176 | 833.5176 | 884.8045 | 833.5176 | 833.5176 | 884.8045 | 833.5176 | 994.5578 | 426.5581 | 833.5176 | 884.8045 | 833.5176 | 1942 | 833.5176 | 884.8045 | 994.5578 | 426.5581 | 1330 | 3273 | 538 | 3056 | 8337 | 1720 | 3428 | 3933 | 808.6702 | 902.2944 | 986.3946 | 496.0852
| 1943 | 815.7046 | 804.9695 | 875.3029 | 804.9695 | 804.9695 | 875.3029 | 804.9695 | 804.9695 | 875.3029 | 804.9695 | 972.7891 | 506.1071 | 804.9695 | 875.3029 | 804.9695 | 1943 | 804.9695 | 875.3029 | 972.7891 | 506.1071 | 2071 | 3953 | 6429 | 1818 | 467 | 8225 | 3418 | 2938 | 808.6702 | 902.2622 | 986.3946 | 496.0852
| 1944 | 803.9734 | 790.5032 | 882.6593 | 790.5032 | 790.5032 | 882.6593 | 790.5032 | 790.5032 | 882.6593 | 790.5032 | 993.1973 | 407.767 | 790.5032 | 882.6593 | 790.5032 | 1944 | 790.5032 | 882.6593 | 993.1973 | 407.767 | 2527 | 3417 | 693 | 3351 | 6713 | 689 | 3330 | 5254 | 808.574 | 902.2622 | 986.3946 | 495.772
| 1945 | 799.8575 | 779.257 | 895.0281 | 779.257 | 779.257 | 895.0281 | 779.257 | 779.257 | 895.0281 | 779.257 | 990.4762 | 393.3605 | 779.257 | 895.0281 | 779.257 | 1945 | 779.257 | 895.0281 | 990.4762 | 393.3605 | 2901 | 2462 | 1071 | 3613 | 1194 | 2349 | 3296 | 4019 | 808.574 | 902.2078 | 986.3946 | 495.772
| 1946 | 797.6242 | 771.5192 | 901.6642 | 771.5192 | 771.5192 | 901.6642 | 771.5192 | 771.5192 | 901.6642 | 771.5192 | 998.6395 | 389.2891 | 771.5192 | 901.6642 | 771.5192 | 1946 | 771.5192 | 901.6642 | 998.6395 | 389.2891 | 3207 | 1987 | 134 | 3683 | 8478 | 7083 | 3292 | 7667 | 808.526 | 902.207 | 986.3946 | 495.4588
| 1947 | 806.7311 | 782.5732 | 880.0876 | 782.5732 | 782.5732 | 880.0876 | 782.5732 | 782.5732 | 880.0876 | 782.5732 | 995.9184 | 517.3818 | 782.5732 | 880.0876 | 782.5732 | 1947 | 782.5732 | 880.0876 | 995.9184 | 517.3818 | 2777 | 3598 | 370 | 1683 | 2232 | 2807 | 3277 | 5328 | 808.4779 | 902.2045 | 986.3946 | 495.4588
| 1948 | 778.7256 | 753.7848 | 863.0094 | 753.7848 | 753.7848 | 863.0094 | 753.7848 | 753.7848 | 863.0094 | 753.7848 | 986.3946 | 433.4482 | 753.7848 | 863.0094 | 753.7848 | 1948 | 753.7848 | 863.0094 | 986.3946 | 433.4482 | 3868 | 4773 | 2002 | 2936 | 1146 | 2760 | 3272 | 3294 | 808.4779 | 902.1794 | 986.3946 | 495.4588
| 1949 | 778.6242 | 758.5428 | 883.7765 | 758.5428 | 758.5428 | 883.7765 | 758.5428 | 758.5428 | 883.7765 | 758.5428 | 989.1156 | 308.1741 | 758.5428 | 883.7765 | 758.5428 | 1949 | 758.5428 | 883.7765 | 989.1156 | 308.1741 | 3672 | 3339 | 1298 | 5359 | 3185 | 7394 | 3260 | 2592 | 808.4299 | 902.1675 | 986.3946 | 495.4588
| 1950 | 795.1075 | 782.9096 | 895.7316 | 782.9096 | 782.9096 | 895.7316 | 782.9096 | 782.9096 | 895.7316 | 782.9096 | 995.9184 | 289.383 | 782.9096 | 895.7316 | 782.9096 | 1950 | 782.9096 | 895.7316 | 995.9184 | 289.383 | 2762 | 2416 | 369 | 5995 | 1144 | 338 | 3250 | 6307 | 808.4299 | 902.1675 | 986.3946 | 494.8325
| 1951 | 767.5695 | 725.0445 | 877.5365 | 725.0445 | 725.0445 | 877.5365 | 725.0445 | 725.0445 | 877.5365 | 725.0445 | 974.1497 | 461.3216 | 725.0445 | 877.5365 | 725.0445 | 1951 | 725.0445 | 877.5365 | 974.1497 | 461.3216 | 5012 | 3790 | 6011 | 2462 | 8483 | 4828 | 3162 | 2459 | 808.2857 | 902.1608 | 986.3946 | 494.8324
| 1952 | 756.4297 | 720.4787 | 886.1145 | 720.4787 | 720.4787 | 886.1145 | 720.4787 | 720.4787 | 886.1145 | 720.4787 | 986.3946 | 295.3335 | 720.4787 | 886.1145 | 720.4787 | 1952 | 720.4787 | 886.1145 | 986.3946 | 295.3335 | 5214 | 3146 | 2001 | 5782 | 2329 | 4382 | 3128 | 2325 | 808.1896 | 902.1608 | 986.3946 | 494.8324
| 1953 | 771.3687 | 724.708 | 882.4975 | 724.708 | 724.708 | 882.4975 | 724.708 | 724.708 | 882.4975 | 724.708 | 982.3129 | 489.1951 | 724.708 | 882.4975 | 724.708 | 1953 | 724.708 | 882.4975 | 982.3129 | 489.1951 | 5023 | 3433 | 3483 | 2032 | 1791 | 3855 | 3124 | 5670 | 808.1896 | 902.1598 | 986.3946 | 494.5193
| 1954 | 790.7085 | 753.5445 | 878.6796 | 753.5445 | 753.5445 | 878.6796 | 753.5445 | 753.5445 | 878.6796 | 753.5445 | 985.034 | 541.8102 | 753.5445 | 878.6796 | 753.5445 | 1954 | 753.5445 | 878.6796 | 985.034 | 541.8102 | 3880 | 3694 | 2328 | 1386 | 8706 | 467 | 3109 | 4341 | 808.1415 | 902.1346 | 986.3946 | 494.5193
| 1955 | 773.5428 | 753.929 | 842.4506 | 753.929 | 753.929 | 842.4506 | 753.929 | 753.929 | 842.4506 | 753.929 | 971.4286 | 456.937 | 753.929 | 842.4506 | 753.929 | 1955 | 753.929 | 842.4506 | 971.4286 | 456.9371 | 3861 | 6092 | 6806 | 2539 | 2927 | 2765 | 3104 | 4098 | 808.1415 | 902.1144 | 986.3946 | 494.5193
| 1956 | 804.2367 | 772.0959 | 883.2277 | 772.0959 | 772.0959 | 883.2277 | 772.0959 | 772.0959 | 883.2277 | 772.0959 | 956.4626 | 593.1726 | 772.0959 | 883.2277 | 772.0959 | 1956 | 772.0959 | 883.2277 | 956.4626 | 593.1726 | 3175 | 3380 | 8477 | 904 | 7032 | 7201 | 3092 | 3967 | 808.0934 | 902.1036 | 986.3946 | 494.5193
| 1957 | 798.0468 | 787.7637 | 855.539 | 787.7637 | 787.7637 | 855.539 | 787.7637 | 787.7637 | 855.539 | 787.7637 | 963.2653 | 485.1237 | 787.7637 | 855.539 | 787.7637 | 1957 | 787.7637 | 855.539 | 963.2653 | 485.1237 | 2624 | 5275 | 8152 | 2084 | 3152 | 7542 | 3082 | 3567 | 808.0934 | 902.1007 | 986.3946 | 494.5193
| 1958 | 819.9587 | 789.1575 | 902.5016 | 789.1575 | 789.1575 | 902.5016 | 789.1575 | 789.1575 | 902.5016 | 789.1575 | 975.5102 | 580.6452 | 789.1575 | 902.5016 | 789.1575 | 1958 | 789.1575 | 902.5016 | 975.5102 | 580.6452 | 2573 | 1931 | 5591 | 1003 | 2610 | 7312 | 2994 | 2115 | 808.0934 | 902.1007 | 986.3946 | 494.5193
| 1959 | 804.0909 | 771.9998 | 906.2949 | 771.9998 | 771.9998 | 906.2949 | 771.9998 | 771.9998 | 906.2949 | 771.9998 | 997.2789 | 458.8162 | 771.9998 | 906.2949 | 771.9998 | 1959 | 771.9998 | 906.2949 | 997.2789 | 458.8162 | 3180 | 1718 | 197 | 2507 | 2151 | 256 | 2960 | 3699 | 808.0934 | 902.1007 | 986.3946 | 494.2844
| 1960 | 813.4164 | 774.1145 | 886.795 | 774.1145 | 774.1145 | 886.795 | 774.1145 | 774.1145 | 886.795 | 774.1145 | 985.034 | 662.6997 | 774.1145 | 886.795 | 774.1145 | 1960 | 774.1145 | 886.795 | 985.034 | 662.6997 | 3094 | 3083 | 2327 | 436 | 8486 | 3747 | 2956 | 1476 | 807.9973 | 902.0677 | 986.3946 | 494.2061
| 1961 | 826.6675 | 807.1322 | 900.7713 | 807.1322 | 807.1322 | 900.7713 | 807.1322 | 807.1322 | 900.7713 | 807.1322 | 998.6395 | 514.5631 | 807.1322 | 900.7713 | 807.1322 | 1961 | 807.1322 | 900.7713 | 998.6395 | 514.5631 | 1994 | 2057 | 133 | 1714 | 8658 | 3859 | 2941 | 6693 | 807.9493 | 902.0586 | 986.3946 | 493.8929
| 1962 | 810.7338 | 797.7123 | 881.4095 | 797.7123 | 797.7123 | 881.4095 | 797.7123 | 797.7123 | 881.4095 | 797.7123 | 953.7415 | 489.1951 | 797.7123 | 881.4095 | 797.7123 | 1962 | 797.7123 | 881.4095 | 953.7415 | 489.1951 | 2277 | 3510 | 8541 | 2031 | 2512 | 3731 | 2936 | 5760 | 807.9493 | 902.0551 | 986.3946 | 493.8929
| 1963 | 854.0263 | 869.2748 | 893.8399 | 869.2748 | 869.2748 | 893.8399 | 869.2748 | 869.2748 | 893.8399 | 869.2748 | 975.5102 | 451.2997 | 869.2748 | 893.8399 | 869.2748 | 1963 | 869.2748 | 893.8399 | 975.5102 | 451.2997 | 817 | 2550 | 5590 | 2641 | 7127 | 1404 | 2924 | 5757 | 807.9012 | 902.0351 | 986.3946 | 493.8929
| 1964 | 844.4899 | 879.7039 | 880.5287 | 879.7039 | 879.7039 | 880.5287 | 879.7039 | 879.7039 | 880.5287 | 879.7039 | 972.7891 | 290.3226 | 879.7039 | 880.5287 | 879.7039 | 1964 | 879.7039 | 880.5287 | 972.7891 | 290.3226 | 688 | 3571 | 6428 | 5953 | 2669 | 4157 | 2914 | 4830 | 807.8531 | 902.0239 | 986.3946 | 493.8929
| 1965 | 842.1505 | 861.0083 | 868.3893 | 861.0083 | 861.0083 | 868.3893 | 861.0083 | 861.0083 | 868.3893 | 861.0083 | 976.8707 | 451.6129 | 861.0083 | 868.3893 | 861.0083 | 1965 | 861.0083 | 868.3893 | 976.8708 | 451.6129 | 913 | 4388 | 5173 | 2633 | 1372 | 4019 | 2826 | 3126 | 807.8531 | 901.9998 | 986.3946 | 493.8929
| 1966 | 814.5596 | 797.1836 | 887.7965 | 797.1836 | 797.1836 | 887.7965 | 797.1836 | 797.1836 | 887.7965 | 797.1836 | 989.1156 | 486.0633 | 797.1836 | 887.7965 | 797.1836 | 1966 | 797.1836 | 887.7965 | 989.1156 | 486.0633 | 2302 | 3006 | 1297 | 2071 | 7695 | 7595 | 2792 | 3499 | 807.8051 | 901.9888 | 986.3946 | 493.8146
| 1967 | 813.8098 | 795.7899 | 893.4213 | 795.7899 | 795.7899 | 893.4213 | 795.7899 | 795.7899 | 893.4213 | 795.7899 | 978.2313 | 475.1018 | 795.7899 | 893.4213 | 795.7899 | 1967 | 795.7899 | 893.4213 | 978.2313 | 475.1018 | 2344 | 2599 | 4709 | 2228 | 3112 | 2806 | 2788 | 5686 | 807.8051 | 901.8752 | 986.3946 | 493.5797
| 1968 | 808.553 | 771.5673 | 895.3643 | 771.5673 | 771.5673 | 895.3643 | 771.5673 | 771.5673 | 895.3643 | 771.5673 | 970.068 | 595.678 | 771.5673 | 895.3643 | 771.5673 | 1968 | 771.5673 | 895.3643 | 970.068 | 595.678 | 3205 | 2440 | 7211 | 876 | 2583 | 7350 | 2773 | 826 | 807.8051 | 901.8669 | 986.3946 | 493.5797
| 1969 | 776.507 | 730.3311 | 883.4168 | 730.3311 | 730.3311 | 883.4168 | 730.3311 | 730.3311 | 883.4168 | 730.3311 | 979.5918 | 515.1895 | 730.3311 | 883.4168 | 730.3311 | 1969 | 730.3311 | 883.4168 | 979.5918 | 515.1895 | 4809 | 3369 | 4175 | 1708 | 956 | 294 | 2768 | 3507 | 807.8051 | 901.8669 | 986.3946 | 493.5014
| 1970 | 754.8538 | 710.7224 | 882.8452 | 710.7224 | 710.7224 | 882.8452 | 710.7224 | 710.7224 | 882.8452 | 710.7224 | 968.7075 | 382.0858 | 710.7224 | 882.8452 | 710.7224 | 1970 | 710.7224 | 882.8452 | 968.7075 | 382.0858 | 5613 | 3403 | 7425 | 3807 | 2511 | 2754 | 2756 | 5945 | 807.757 | 901.8535 | 986.3946 | 493.2665
| 1971 | 747.0768 | 695.9677 | 877.0411 | 695.9677 | 695.9677 | 877.0411 | 695.9677 | 695.9677 | 877.0411 | 695.9677 | 974.1497 | 409.0197 | 695.9677 | 877.0411 | 695.9677 | 1971 | 695.9677 | 877.0411 | 974.1497 | 409.0197 | 6239 | 3828 | 6010 | 3333 | 8594 | 7109 | 2746 | 4552 | 807.709 | 901.8348 | 986.3946 | 493.2665
| 1972 | 716.2645 | 665.1127 | 849.721 | 665.1127 | 665.1127 | 849.721 | 665.1127 | 665.1127 | 849.721 | 665.1127 | 980.9524 | 326.9652 | 665.1127 | 849.721 | 665.1127 | 1972 | 665.1127 | 849.721 | 980.9524 | 326.9652 | 7435 | 5656 | 3921 | 4906 | 6642 | 2108 | 2658 | 4502 | 807.709 | 901.8343 | 986.3946 | 493.2665
| 1973 | 718.2597 | 654.299 | 838.7135 | 654.299 | 654.299 | 838.7135 | 654.299 | 654.299 | 838.7135 | 654.299 | 980.9524 | 485.4369 | 654.299 | 838.7135 | 654.299 | 1973 | 654.299 | 838.7135 | 980.9524 | 485.4369 | 7735 | 6275 | 3920 | 2078 | 6067 | 3530 | 2624 | 3895 | 807.6128 | 901.8336 | 986.3946 | 493.2665
| 1974 | 734.103 | 701.4947 | 845.0507 | 701.4947 | 701.4947 | 845.0507 | 701.4947 | 701.4947 | 845.0507 | 701.4947 | 987.7551 | 297.5258 | 701.4947 | 845.0507 | 701.4947 | 1974 | 701.4947 | 845.0507 | 987.7551 | 297.5258 | 6030 | 5947 | 1638 | 5715 | 8341 | 1290 | 2620 | 3818 | 807.5167 | 901.8208 | 986.3946 | 493.2665
| 1975 | 717.5886 | 667.3716 | 834.7289 | 667.3716 | 667.3716 | 834.7289 | 667.3716 | 667.3716 | 834.7289 | 667.3716 | 976.8707 | 391.4814 | 667.3716 | 834.7289 | 667.3716 | 1975 | 667.3716 | 834.7289 | 976.8708 | 391.4814 | 7367 | 6432 | 5172 | 3646 | 8561 | 3625 | 2605 | 2515 | 807.4686 | 901.8203 | 986.3946 | 493.2665
| 1976 | 755.2319 | 707.4542 | 854.4216 | 707.4542 | 707.4542 | 854.4216 | 707.4542 | 707.4542 | 854.4216 | 707.4542 | 978.2313 | 517.695 | 707.4542 | 854.4216 | 707.4542 | 1976 | 707.4542 | 854.4216 | 978.2313 | 517.695 | 5750 | 5345 | 4708 | 1676 | 3004 | 2873 | 2600 | 6951 | 807.4686 | 901.8057 | 986.3946 | 492.9533
| 1977 | 757.2915 | 707.8868 | 857.5333 | 707.8868 | 707.8868 | 857.5333 | 707.8868 | 707.8868 | 857.5333 | 707.8868 | 971.4286 | 537.4256 | 707.8868 | 857.5333 | 707.8868 | 1977 | 707.8868 | 857.5333 | 971.4286 | 537.4256 | 5733 | 5164 | 6805 | 1442 | 2259 | 3164 | 2588 | 5442 | 807.4686 | 901.7963 | 986.3946 | 492.9533
| 1978 | 745.8519 | 707.7906 | 860.0257 | 707.7906 | 707.7906 | 860.0257 | 707.7906 | 707.7906 | 860.0257 | 707.7906 | 960.5442 | 378.954 | 707.7906 | 860.0257 | 707.7906 | 1978 | 707.7906 | 860.0257 | 960.5442 | 378.954 | 5737 | 4975 | 8269 | 3878 | 7475 | 1752 | 2578 | 4109 | 807.4206 | 901.7921 | 986.3946 | 492.9533
| 1979 | 746.6011 | 705.4837 | 850.8875 | 705.4837 | 705.4837 | 850.8875 | 705.4837 | 705.4837 | 850.8875 | 705.4837 | 976.8707 | 428.124 | 705.4837 | 850.8875 | 705.4837 | 1979 | 705.4837 | 850.8875 | 976.8708 | 428.124 | 5853 | 5570 | 5171 | 3030 | 3615 | 2360 | 2490 | 3467 | 807.4206 | 901.786 | 986.3946 | 492.9533
| 1980 | 763.8915 | 725.4289 | 862.0717 | 725.4289 | 725.4289 | 862.0717 | 725.4289 | 725.4289 | 862.0717 | 725.4289 | 967.3469 | 475.415 | 725.4289 | 862.0717 | 725.4289 | 1980 | 725.4289 | 862.0717 | 967.3469 | 475.415 | 4993 | 4844 | 7700 | 2223 | 1355 | 4946 | 2456 | 7674 | 807.4206 | 901.75 | 986.3946 | 492.6402
| 1981 | 774.2605 | 736.7232 | 863.0816 | 736.7232 | 736.7232 | 863.0816 | 736.7232 | 736.7232 | 863.0816 | 736.7232 | 940.1361 | 553.3981 | 736.7232 | 863.0816 | 736.7232 | 1981 | 736.7232 | 863.0816 | 940.1361 | 553.3981 | 4520 | 4765 | 8695 | 1266 | 419 | 5205 | 2452 | 7158 | 807.4206 | 901.7496 | 986.3946 | 492.6402
| 1982 | 772.0846 | 732.4939 | 901.2939 | 732.4939 | 732.4939 | 901.2939 | 732.4939 | 732.4939 | 901.2939 | 732.4939 | 946.9388 | 397.1187 | 732.4939 | 901.2939 | 732.4939 | 1982 | 732.4939 | 901.2939 | 946.9388 | 397.1187 | 4717 | 2021 | 8592 | 3545 | 3504 | 1210 | 2437 | 6025 | 807.3725 | 901.7484 | 986.3946 | 492.6402
| 1983 | 789.2463 | 755.8033 | 874.1323 | 755.8033 | 755.8033 | 878.3272 | 755.8033 | 755.8033 | 874.1323 | 755.8033 | 979.5918 | 522.7059 | 755.8033 | 874.1323 | 755.8033 | 1983 | 755.8033 | 874.1323 | 979.5918 | 522.7059 | 3794 | 4020 | 4174 | 1614 | 2098 | 1722 | 2432 | 5471 | 807.3725 | 901.7262 | 986.3946 | 492.6402
| 1984 | 784.5314 | 757.8699 | 855.3605 | 757.8699 | 757.8699 | 855.3605 | 757.8699 | 757.8699 | 855.3605 | 757.8699 | 970.068 | 528.9696 | 757.8699 | 855.3605 | 757.8699 | 1984 | 757.8699 | 855.3605 | 970.068 | 528.9696 | 3700 | 5286 | 7210 | 1538 | 3129 | 3122 | 2420 | 5071 | 807.3245 | 901.6773 | 986.3946 | 492.6402
| 1985 | 798.8318 | 778.5841 | 879.4325 | 778.5841 | 778.5841 | 879.4325 | 778.5841 | 778.5841 | 879.4325 | 778.5841 | 972.7891 | 464.4535 | 778.5841 | 879.4325 | 778.5841 | 1985 | 778.5841 | 879.4325 | 972.7891 | 464.4535 | 2931 | 3641 | 6427 | 2400 | 1475 | 2892 | 2410 | 4381 | 807.3245 | 901.6773 | 986.3946 | 492.6402
| 1986 | 772.3418 | 751.9585 | 871.644 | 751.9585 | 751.9585 | 871.644 | 751.9585 | 751.9585 | 871.644 | 751.9585 | 986.3946 | 324.1466 | 751.9585 | 871.644 | 751.9585 | 1986 | 751.9585 | 871.644 | 986.3946 | 324.1466 | 3944 | 4170 | 2000 | 4971 | 6959 | 697 | 2322 | 4005 | 807.2764 | 901.6656 | 986.3946 | 492.6402
| 1987 | 853.6362 | 878.0699 | 902.7092 | 878.0699 | 878.0699 | 902.7092 | 878.0699 | 878.0699 | 902.7092 | 878.0699 | 970.068 | 345.4432 | 878.0699 | 902.7092 | 878.0699 | 1987 | 878.0699 | 902.7092 | 970.068 | 345.4432 | 709 | 1919 | 7209 | 4548 | 3621 | 1946 | 2288 | 3692 | 807.2764 | 901.6642 | 986.3946 | 492.6402
| 1988 | 852.7379 | 896.4291 | 875.5744 | 896.4291 | 896.4291 | 875.5744 | 896.4291 | 896.4291 | 875.5744 | 896.4291 | 983.6735 | 280.927 | 896.4291 | 875.5744 | 896.4291 | 1988 | 896.4291 | 875.5744 | 983.6735 | 280.927 | 521 | 3924 | 2927 | 6342 | 2165 | 2334 | 2284 | 7065 | 807.2283 | 901.6534 | 986.3946 | 492.327
| 1989 | 843.559 | 878.983 | 878.262 | 878.983 | 878.983 | 878.262 | 878.983 | 878.983 | 878.262 | 878.983 | 983.6735 | 281.2402 | 878.983 | 878.262 | 878.983 | 1989 | 878.983 | 878.262 | 983.6735 | 281.2402 | 698 | 3728 | 2926 | 6327 | 1620 | 3241 | 2269 | 3442 | 807.2283 | 901.6476 | 986.3946 | 492.327
| 1990 | 853.0944 | 865.0935 | 894.7105 | 865.0935 | 865.0935 | 894.7105 | 865.0935 | 865.0935 | 894.7105 | 865.0935 | 979.5918 | 464.1403 | 865.0935 | 894.7105 | 865.0935 | 1990 | 865.0935 | 894.7105 | 979.5918 | 464.1403 | 863 | 2481 | 4173 | 2414 | 7482 | 1087 | 2264 | 3432 | 807.1803 | 901.6267 | 986.3946 | 492.327
| 1991 | 843.6477 | 845.4366 | 893.8793 | 845.4366 | 845.4366 | 893.8793 | 845.4366 | 845.4366 | 893.8793 | 845.4366 | 993.1973 | 478.86 | 845.4366 | 893.8793 | 845.4366 | 1991 | 845.4366 | 893.8793 | 993.1973 | 478.86 | 1129 | 2545 | 692 | 2164 | 2539 | 7627 | 2252 | 7057 | 807.1803 | 901.6157 | 986.3946 | 492.0138
| 1992 | 817.6857 | 805.1617 | 900.6115 | 805.1617 | 805.1617 | 900.6115 | 805.1617 | 805.1617 | 900.6115 | 805.1617 | 982.3129 | 421.5471 | 805.1617 | 900.6115 | 805.1617 | 1992 | 805.1617 | 900.6115 | 982.3129 | 421.5471 | 2062 | 2071 | 3482 | 3135 | 426 | 1086 | 2242 | 6879 | 807.1803 | 901.6097 | 986.3946 | 492.0138
| 1993 | 809.8277 | 786.2739 | 904.2215 | 786.2739 | 786.2739 | 904.2215 | 786.2739 | 786.2739 | 904.2215 | 786.2739 | 994.5578 | 435.9536 | 786.2739 | 904.2215 | 786.2739 | 1993 | 786.2739 | 904.2215 | 994.5578 | 435.9537 | 2669 | 1846 | 537 | 2891 | 7648 | 1405 | 2154 | 6225 | 807.1322 | 901.5998 | 986.3946 | 492.0138
| 1994 | 793.3506 | 768.972 | 880.6098 | 768.972 | 768.972 | 880.6098 | 768.972 | 768.972 | 880.6098 | 768.972 | 990.4762 | 442.2174 | 768.972 | 880.6098 | 768.972 | 1994 | 768.972 | 880.6098 | 990.4762 | 442.2174 | 3313 | 3567 | 1070 | 2797 | 1961 | 3958 | 2120 | 7026 | 807.1322 | 901.5898 | 986.3946 | 491.7006
| 1995 | 789.6076 | 748.8345 | 903.148 | 748.8345 | 748.8345 | 903.148 | 748.8345 | 748.8345 | 903.148 | 748.8345 | 975.5102 | 475.7282 | 748.8345 | 903.148 | 748.8345 | 1995 | 748.8345 | 903.148 | 975.5102 | 475.7282 | 4048 | 1901 | 5589 | 2218 | 8499 | 3840 | 2116 | 6806 | 807.0842 | 901.5842 | 986.3946 | 491.7006
| 1996 | 789.2532 | 750.3725 | 899.3772 | 750.3725 | 750.3725 | 899.3772 | 750.3725 | 750.3725 | 899.3772 | 750.3725 | 979.5918 | 469.4645 | 750.3725 | 899.3772 | 750.3725 | 1996 | 750.3725 | 899.3772 | 979.5918 | 469.4645 | 3997 | 2156 | 4172 | 2317 | 458 | 7541 | 2101 | 5022 | 807.0842 | 901.5798 | 986.3946 | 491.7006
| 1997 | 787.2096 | 754.6979 | 896.3063 | 754.6979 | 754.6979 | 896.3063 | 754.6979 | 754.6979 | 896.3063 | 754.6979 | 985.034 | 413.0911 | 754.6979 | 896.3063 | 754.6979 | 1997 | 754.6979 | 896.3063 | 985.034 | 413.0911 | 3835 | 2376 | 2326 | 3267 | 7504 | 7311 | 2096 | 4638 | 806.988 | 901.5798 | 986.3946 | 491.7006
| 1998 | 765.6158 | 738.6456 | 888.4434 | 738.6456 | 738.6456 | 888.4434 | 738.6456 | 738.6456 | 888.4434 | 738.6456 | 965.9864 | 289.6962 | 738.6456 | 888.4434 | 738.6456 | 1998 | 738.6457 | 888.4434 | 965.9864 | 289.6962 | 4444 | 2966 | 7933 | 5980 | 2171 | 255 | 2084 | 4132 | 806.988 | 901.5798 | 986.3946 | 491.7006
| 1999 | 723.9851 | 691.5942 | 843.7212 | 691.5942 | 691.5942 | 843.7212 | 691.5942 | 691.5942 | 843.7212 | 691.5942 | 978.2313 | 249.9217 | 691.5942 | 843.7212 | 691.5942 | 1999 | 691.5942 | 843.7212 | 978.2313 | 249.9217 | 6435 | 6012 | 4707 | 7476 | 448 | 8282 | 2074 | 808 | 806.988 | 901.5673 | 986.3946 | 491.7006
| 2000 | 730.7035 | 695.7274 | 855.4704 | 695.7274 | 695.7274 | 855.4704 | 695.7274 | 695.7274 | 855.4704 | 695.7274 | 980.9524 | 261.1964 | 695.7274 | 855.4704 | 695.7274 | 2000 | 695.7274 | 855.4704 | 980.9524 | 261.1964 | 6253 | 5278 | 3919 | 7051 | 7897 | 8038 | 1986 | 3609 | 806.94 | 901.5673 | 986.3946 | 491.4657
| 2001 | 746.4634 | 700.3893 | 877.2421 | 700.3893 | 700.3893 | 877.2421 | 700.3893 | 700.3893 | 877.2421 | 700.3893 | 982.3129 | 356.0915 | 700.3893 | 877.2421 | 700.3893 | 2001 | 700.3893 | 877.2421 | 982.3129 | 356.0915 | 6066 | 3817 | 3481 | 4335 | 2172 | 502 | 1952 | 5307 | 806.94 | 901.5673 | 986.3946 | 491.3874
| 2002 | 734.459 | 680.6363 | 873.1693 | 680.6363 | 680.6363 | 873.1693 | 680.6363 | 680.6363 | 873.1693 | 680.6363 | 978.2313 | 366.4266 | 680.6363 | 873.1693 | 680.6363 | 2002 | 680.6363 | 873.1693 | 978.2313 | 366.4266 | 6921 | 4074 | 4706 | 4150 | 8699 | 1220 | 1948 | 3455 | 806.8919 | 901.5663 | 986.3946 | 491.3874
| 2003 | 766.5736 | 721.5841 | 896.6309 | 721.5841 | 721.5841 | 896.6309 | 721.5841 | 721.5841 | 896.6309 | 721.5841 | 974.1497 | 398.6846 | 721.5841 | 896.6309 | 721.5841 | 2003 | 721.5841 | 896.6309 | 974.1497 | 398.6846 | 5170 | 2349 | 6009 | 3514 | 2102 | 1272 | 1933 | 3265 | 806.8439 | 901.5252 | 986.3946 | 491.3874
| 2004 | 775.3425 | 735.4736 | 892.3076 | 735.4736 | 735.4736 | 892.3076 | 735.4736 | 735.4736 | 892.3076 | 735.4736 | 983.6735 | 418.1021 | 735.4736 | 892.3076 | 735.4736 | 2004 | 735.4736 | 892.3076 | 983.6735 | 418.1021 | 4587 | 2690 | 2925 | 3188 | 1635 | 6829 | 1928 | 6999 | 806.8439 | 901.5205 | 986.3946 | 491.0742
| 2005 | 775.5962 | 742.5866 | 891.6906 | 742.5866 | 742.5866 | 891.6906 | 742.5866 | 742.5866 | 891.6906 | 742.5866 | 965.9864 | 384.9045 | 742.5866 | 891.6906 | 742.5866 | 2005 | 742.5866 | 891.6906 | 965.9864 | 384.9045 | 4292 | 2731 | 7932 | 3763 | 1329 | 6917 | 1916 | 6453 | 806.8439 | 901.5134 | 986.3946 | 491.0742
| 2006 | 767.0354 | 731.8691 | 895.8046 | 731.8691 | 731.8691 | 895.8046 | 731.8691 | 731.8691 | 895.8046 | 731.8691 | 991.8367 | 308.4873 | 731.8691 | 895.8046 | 731.8691 | 2006 | 731.8691 | 895.8046 | 991.8367 | 308.4873 | 4743 | 2407 | 931 | 5347 | 8460 | 2883 | 1906 | 3522 | 806.7958 | 901.4782 | 986.3946 | 490.8002
| 2007 | 774.748 | 753.1119 | 870.8007 | 753.1119 | 753.1119 | 870.8007 | 753.1119 | 753.1119 | 870.8007 | 753.1119 | 970.068 | 368.3057 | 753.1119 | 870.8007 | 753.1119 | 2007 | 753.1119 | 870.8007 | 970.068 | 368.3057 | 3899 | 4226 | 7208 | 4114 | 6359 | 7565 | 1818 | 4308 | 806.7477 | 901.4681 | 986.3946 | 490.761
| 2008 | 768.7544 | 733.5512 | 882.6461 | 733.5512 | 733.5512 | 882.6461 | 733.5512 | 733.5512 | 882.6461 | 733.5512 | 983.6735 | 379.8935 | 733.5512 | 882.6461 | 733.5512 | 2008 | 733.5512 | 882.6461 | 983.6735 | 379.8935 | 4670 | 3420 | 2924 | 3847 | 3594 | 6922 | 1784 | 3495 | 806.6997 | 901.4617 | 986.3946 | 490.761
| 2009 | 763.7068 | 725.477 | 881.8031 | 725.477 | 725.477 | 881.8031 | 725.477 | 725.477 | 881.8031 | 725.477 | 989.1156 | 371.7507 | 725.477 | 881.8031 | 725.477 | 2009 | 725.477 | 881.8031 | 989.1156 | 371.7507 | 4992 | 3473 | 1296 | 4029 | 3214 | 1122 | 1780 | 2951 | 806.6997 | 901.4564 | 986.3946 | 490.761
| 2010 | 781.6933 | 758.4467 | 888.2685 | 758.4467 | 758.4467 | 888.2685 | 758.4467 | 758.4467 | 888.2685 | 758.4467 | 982.3129 | 340.7454 | 758.4467 | 888.2685 | 758.4467 | 2010 | 758.4467 | 888.2685 | 982.3129 | 340.7454 | 3677 | 2974 | 3480 | 4635 | 1498 | 7186 | 1765 | 3739 | 806.6997 | 901.4443 | 986.3946 | 490.6338
| 2011 | 846.1314 | 866.9678 | 892.9233 | 866.9678 | 866.9678 | 892.9233 | 866.9678 | 866.9678 | 892.9233 | 866.9678 | 982.3129 | 356.0915 | 866.9678 | 892.9233 | 866.9678 | 2011 | 866.9678 | 892.9233 | 982.3129 | 356.0915 | 846 | 2638 | 3479 | 4334 | 8386 | 4524 | 1760 | 4941 | 806.6516 | 901.4433 | 986.3946 | 490.4479
| 2012 | 850.3222 | 878.983 | 891.084 | 878.983 | 878.983 | 891.084 | 878.983 | 878.983 | 891.084 | 878.983 | 991.8367 | 316.4735 | 878.983 | 891.084 | 878.983 | 2012 | 878.983 | 891.084 | 991.8367 | 316.4735 | 697 | 2783 | 930 | 5131 | 2709 | 4802 | 1748 | 4600 | 806.6516 | 901.4306 | 986.3946 | 490.4479
| 2013 | 844.9571 | 875.7149 | 888.7058 | 875.7149 | 875.7149 | 888.7058 | 875.7149 | 875.7149 | 888.7058 | 875.7149 | 974.1497 | 294.7072 | 875.7149 | 888.7058 | 875.7149 | 2013 | 875.7149 | 888.7058 | 974.1497 | 294.7072 | 739 | 2944 | 6008 | 5807 | 1288 | 3973 | 1738 | 5474 | 806.6035 | 901.4208 | 986.3946 | 490.1347
| 2014 | 836.8851 | 849.666 | 895.811 | 849.666 | 849.666 | 895.811 | 849.666 | 849.666 | 895.811 | 849.666 | 971.4286 | 364.3909 | 849.666 | 895.811 | 849.666 | 2014 | 849.666 | 895.811 | 971.4286 | 364.3909 | 1053 | 2406 | 6804 | 4181 | 7503 | 6934 | 1650 | 3646 | 806.5555 | 901.3532 | 986.3946 | 490.1347
| 2015 | 833.3778 | 839.7174 | 895.7885 | 839.7174 | 839.7174 | 895.7885 | 839.7174 | 839.7174 | 895.7885 | 839.7174 | 987.7551 | 378.6408 | 839.7174 | 895.7885 | 839.7174 | 2015 | 839.7174 | 895.7885 | 987.7551 | 378.6408 | 1225 | 2408 | 1637 | 3890 | 447 | 3895 | 1616 | 7681 | 806.5555 | 901.3442 | 986.3946 | 489.8215
| 2016 | 816.6107 | 812.7553 | 900.4945 | 812.7553 | 812.7553 | 900.4945 | 812.7553 | 812.7553 | 900.4945 | 812.7553 | 978.2313 | 350.2975 | 812.7553 | 900.4945 | 812.7553 | 2016 | 812.7553 | 900.4945 | 978.2313 | 350.2975 | 1832 | 2080 | 4705 | 4449 | 1336 | 3391 | 1612 | 5097 | 806.4594 | 901.3395 | 986.3946 | 489.8215
| 2017 | 785.4805 | 771.4231 | 884.3619 | 771.4231 | 771.4231 | 884.3619 | 771.4231 | 771.4231 | 884.3619 | 771.4231 | 989.1156 | 298.7786 | 771.4231 | 884.3619 | 771.4231 | 2017 | 771.4231 | 884.3619 | 989.1156 | 298.7786 | 3212 | 3296 | 1295 | 5675 | 8357 | 1378 | 1597 | 3939 | 806.4113 | 901.3341 | 986.3946 | 489.8215
| 2018 | 786.0775 | 772.4804 | 890.2192 | 772.4804 | 772.4804 | 890.2192 | 772.4804 | 772.4804 | 890.2192 | 772.4804 | 972.7891 | 291.5753 | 772.4804 | 890.2192 | 772.4804 | 2018 | 772.4804 | 890.2192 | 972.7891 | 291.5753 | 3164 | 2827 | 6426 | 5908 | 7657 | 3439 | 1592 | 1048 | 806.4113 | 901.3247 | 986.3946 | 489.8215
| 2019 | 779.7852 | 761.6187 | 891.2675 | 761.6187 | 761.6187 | 891.2675 | 761.6187 | 761.6187 | 891.2675 | 761.6187 | 987.7551 | 271.2183 | 761.6187 | 891.2675 | 761.6187 | 2019 | 761.6187 | 891.2675 | 987.7551 | 271.2183 | 3576 | 2762 | 1636 | 6715 | 4340 | 2735 | 1580 | 8507 | 806.4113 | 901.318 | 986.3946 | 489.5083
| 2020 | 770.206 | 744.4129 | 890.8183 | 744.4129 | 744.4129 | 890.8183 | 744.4129 | 744.4129 | 890.8183 | 744.4129 | 991.8367 | 272.471 | 744.4129 | 890.8183 | 744.4129 | 2020 | 744.4129 | 890.8183 | 991.8367 | 272.471 | 4210 | 2795 | 929 | 6670 | 2115 | 6882 | 1570 | 5130 | 806.4113 | 901.2978 | 986.3946 | 489.5083
| 2021 | 766.4179 | 744.2688 | 885.7418 | 744.2688 | 744.2688 | 885.7418 | 744.2688 | 744.2688 | 885.7418 | 744.2688 | 972.7891 | 259.9436 | 744.2688 | 885.7418 | 744.2688 | 2021 | 744.2688 | 885.7418 | 972.7891 | 259.9436 | 4221 | 3183 | 6425 | 7106 | 4390 | 1982 | 1482 | 4458 | 806.3632 | 901.2939 | 986.3946 | 489.5083
| 2022 | 762.194 | 722.8337 | 911.7851 | 722.8337 | 722.8337 | 911.7851 | 722.8337 | 722.8337 | 911.7851 | 722.8337 | 985.034 | 255.8722 | 722.8337 | 911.7851 | 722.8337 | 2022 | 722.8337 | 911.7851 | 985.034 | 255.8722 | 5110 | 1384 | 2325 | 7245 | 1033 | 3744 | 1448 | 4260 | 806.3632 | 901.2873 | 986.3946 | 489.5083
| 2023 | 716.7676 | 659.2974 | 888.6666 | 659.2974 | 659.2974 | 888.6666 | 659.2974 | 659.2974 | 888.6666 | 659.2974 | 975.5102 | 230.191 | 659.2974 | 888.6666 | 659.2974 | 2023 | 659.2974 | 888.6666 | 975.5102 | 230.191 | 7604 | 2950 | 5588 | 8057 | 2208 | 7161 | 1444 | 3132 | 806.2671 | 901.2575 | 986.3946 | 489.5083
| 2024 | 720.591 | 673.6675 | 868.0573 | 673.6675 | 673.6675 | 868.0573 | 673.6675 | 673.6675 | 868.0573 | 673.6675 | 983.6735 | 243.0316 | 673.6675 | 868.0573 | 673.6675 | 2024 | 673.6675 | 868.0573 | 983.6735 | 243.0316 | 7190 | 4405 | 2923 | 7708 | 2465 | 2393 | 1429 | 7590 | 806.171 | 901.2298 | 986.3946 | 489.1951
| 2025 | 742.6819 | 691.9306 | 885.3116 | 691.9306 | 691.9306 | 885.3116 | 691.9306 | 691.9306 | 885.3116 | 691.9306 | 978.2313 | 342.6245 | 691.9306 | 885.3116 | 691.9306 | 2025 | 691.9306 | 885.3116 | 978.2313 | 342.6245 | 6425 | 3233 | 4704 | 4599 | 5419 | 1760 | 1424 | 6950 | 806.0749 | 901.218 | 986.3946 | 489.1951
| 2026 | 751.7679 | 716.5377 | 881.835 | 716.5377 | 716.5377 | 881.835 | 716.5377 | 716.5377 | 881.835 | 716.5377 | 978.2313 | 286.8775 | 716.5377 | 881.835 | 716.5377 | 2026 | 716.5377 | 881.835 | 978.2313 | 286.8775 | 5370 | 3470 | 4703 | 6093 | 4387 | 471 | 1412 | 4175 | 806.0749 | 901.183 | 986.3946 | 489.1951
| 2027 | 761.8701 | 726.8708 | 884.7846 | 726.8708 | 726.8708 | 884.7846 | 726.8708 | 726.8708 | 884.7846 | 726.8708 | 974.1497 | 337.9267 | 726.8708 | 884.7846 | 726.8708 | 2027 | 726.8708 | 884.7846 | 974.1497 | 337.9267 | 4937 | 3277 | 6007 | 4687 | 3195 | 3901 | 1402 | 3831 | 806.0749 | 901.1649 | 986.3946 | 489.1951
| 2028 | 772.5235 | 731.5807 | 900.2269 | 731.5807 | 731.5807 | 900.2269 | 731.5807 | 731.5807 | 900.2269 | 731.5807 | 976.8707 | 384.9045 | 731.5807 | 900.2269 | 731.5807 | 2028 | 731.5807 | 900.2269 | 976.8708 | 384.9045 | 4756 | 2100 | 5170 | 3762 | 1681 | 7953 | 1314 | 3273 | 806.0749 | 901.1608 | 986.3946 | 489.1951
| 2029 | 774.3231 | 747.1043 | 875.0304 | 747.1043 | 747.1043 | 875.0304 | 747.1043 | 747.1043 | 875.0304 | 747.1043 | 983.6735 | 379.8935 | 747.1043 | 875.0304 | 747.1043 | 2029 | 747.1043 | 875.0304 | 983.6735 | 379.8935 | 4116 | 3969 | 2922 | 3846 | 6763 | 7986 | 1280 | 2244 | 806.0167 | 901.1558 | 986.3946 | 489.1951
| 2030 | 752.668 | 714.9998 | 880.5936 | 714.9998 | 714.9998 | 880.5936 | 714.9998 | 714.9998 | 880.5936 | 714.9998 | 983.6735 | 311.306 | 714.9998 | 880.5936 | 714.9998 | 2030 | 714.9998 | 880.5936 | 983.6735 | 311.306 | 5424 | 3569 | 2921 | 5269 | 7079 | 6874 | 1276 | 2183 | 805.9788 | 901.1385 | 986.3946 | 489.1951
| 2031 | 759.598 | 722.5934 | 888.4431 | 722.5934 | 722.5934 | 888.4431 | 722.5934 | 722.5934 | 888.4431 | 722.5934 | 970.068 | 329.7839 | 722.5934 | 888.4431 | 722.5934 | 2031 | 722.5934 | 888.4431 | 970.068 | 329.7839 | 5116 | 2967 | 7207 | 4839 | 5755 | 7240 | 1261 | 1962 | 805.9788 | 901.107 | 986.3946 | 489.1951
| 2032 | 751.3524 | 713.5099 | 882.5486 | 713.5099 | 713.5099 | 882.5486 | 713.5099 | 713.5099 | 882.5486 | 713.5099 | 976.8707 | 303.7895 | 713.5099 | 882.5486 | 713.5099 | 2032 | 713.5099 | 882.5486 | 976.8708 | 303.7895 | 5486 | 3428 | 5169 | 5516 | 3648 | 3533 | 1256 | 1953 | 805.9788 | 901.0595 | 986.3946 | 489.1951
| 2033 | 739.0797 | 719.6617 | 811.2912 | 719.6617 | 719.6617 | 811.2912 | 719.6617 | 719.6617 | 811.2912 | 719.6617 | 978.2313 | 366.4266 | 719.6617 | 811.2912 | 719.6617 | 2033 | 719.6617 | 811.2912 | 978.2313 | 366.4266 | 5248 | 6985 | 4702 | 4149 | 3084 | 3498 | 1244 | 3666 | 805.9307 | 901.0291 | 986.3946 | 489.0385
| 2034 | 717.1512 | 740.6161 | 699.728 | 740.6161 | 740.6161 | 699.728 | 740.6161 | 740.6161 | 699.728 | 740.6161 | 983.6735 | 332.6026 | 740.6161 | 699.728 | 740.6161 | 2034 | 740.6161 | 699.728 | 983.6735 | 332.6026 | 4365 | 8036 | 2920 | 4789 | 2147 | 7171 | 1234 | 4933 | 805.9307 | 901.0146 | 986.3946 | 488.8819
| 2035 | 790.2752 | 863.7958 | 714.7137 | 863.7958 | 863.7958 | 714.7137 | 863.7958 | 863.7958 | 714.7137 | 863.7958 | 927.8912 | 366.7397 | 863.7958 | 714.7137 | 863.7958 | 2035 | 863.7958 | 714.7137 | 927.8912 | 366.7397 | 878 | 7870 | 8748 | 4139 | 1636 | 3389 | 1146 | 4344 | 805.9307 | 901.0083 | 986.3946 | 488.8819
| 2036 | 761.6648 | 833.1331 | 669.3788 | 833.1331 | 833.1331 | 669.3788 | 833.1331 | 833.1331 | 669.3788 | 833.1331 | 968.7075 | 352.02 | 833.1331 | 669.3788 | 833.1331 | 2036 | 833.1331 | 669.3788 | 968.7075 | 352.02 | 1338 | 8294 | 7424 | 4416 | 94 | 3014 | 1112 | 1165 | 805.9307 | 900.9948 | 986.3946 | 488.8819
| 2037 | 762.4135 | 832.1238 | 687.0202 | 832.1238 | 832.1238 | 687.0202 | 832.1238 | 832.1238 | 687.0202 | 832.1238 | 960.5442 | 308.1741 | 832.1238 | 687.0202 | 832.1238 | 2037 | 832.1238 | 687.0202 | 960.5442 | 308.1741 | 1358 | 8153 | 8268 | 5358 | 2642 | 3173 | 1108 | 1146 | 805.8826 | 900.9927 | 986.3946 | 488.8819
| 2038 | 767.1865 | 825.7317 | 723.9914 | 825.7317 | 825.7317 | 723.9914 | 825.7317 | 825.7317 | 723.9914 | 825.7317 | 974.1497 | 264.6414 | 825.7317 | 723.9914 | 825.7317 | 2038 | 825.7317 | 723.9914 | 974.1497 | 264.6414 | 1488 | 7755 | 6006 | 6948 | 8404 | 7285 | 1093 | 6996 | 805.8346 | 900.9762 | 986.3946 | 488.5688
| 2039 | 838.3302 | 855.9139 | 907.4843 | 855.9139 | 855.9139 | 907.4843 | 855.9139 | 855.9139 | 907.4843 | 855.9139 | 980.9524 | 278.4215 | 855.9139 | 907.4843 | 855.9139 | 2039 | 855.9139 | 907.4843 | 980.9524 | 278.4215 | 973 | 1650 | 3918 | 6443 | 3050 | 3741 | 1088 | 6963 | 805.7865 | 900.9701 | 986.3946 | 488.5688
| 2040 | 805.0691 | 810.4484 | 884.2259 | 810.4484 | 810.4484 | 884.2259 | 810.4484 | 810.4484 | 884.2259 | 810.4484 | 971.4286 | 279.0479 | 810.4484 | 884.2259 | 810.4484 | 2040 | 810.4484 | 884.2259 | 971.4286 | 279.0479 | 1890 | 3307 | 6803 | 6406 | 1131 | 468 | 1076 | 6784 | 805.7865 | 900.9614 | 986.3946 | 488.5688
| 2041 | 789.5692 | 784.4956 | 888.5909 | 784.4956 | 784.4956 | 888.5909 | 784.4956 | 784.4956 | 888.5909 | 784.4956 | 968.7075 | 254.9327 | 784.4956 | 888.5909 | 784.4956 | 2041 | 784.4956 | 888.5909 | 968.7075 | 254.9327 | 2714 | 2960 | 7423 | 7275 | 7661 | 7283 | 1066 | 4524 | 805.7385 | 900.9315 | 986.3946 | 488.5687
| 2042 | 786.989 | 785.3607 | 878.3267 | 785.3607 | 785.3607 | 878.3267 | 785.3607 | 785.3607 | 878.3267 | 785.3607 | 967.3469 | 254.3063 | 785.3607 | 878.3267 | 785.3607 | 2042 | 785.3607 | 878.3267 | 967.3469 | 254.3063 | 2690 | 3719 | 7699 | 7301 | 1593 | 8745 | 978 | 5493 | 805.7385 | 900.9272 | 986.3946 | 488.2556
| 2043 | 789.5052 | 779.8818 | 894.1253 | 779.8818 | 779.8818 | 894.1253 | 779.8818 | 779.8818 | 894.1253 | 779.8818 | 965.9864 | 271.5315 | 779.8818 | 894.1253 | 779.8818 | 2043 | 779.8818 | 894.1253 | 965.9864 | 271.5315 | 2879 | 2524 | 7931 | 6701 | 1590 | 8083 | 944 | 4097 | 805.7385 | 900.9272 | 986.3946 | 488.2556
| 2044 | 783.9978 | 770.606 | 899.0139 | 770.606 | 770.606 | 899.0139 | 770.606 | 770.606 | 899.0139 | 770.606 | 963.2653 | 251.8008 | 770.606 | 899.0139 | 770.606 | 2044 | 770.606 | 899.0139 | 963.2653 | 251.8008 | 3243 | 2192 | 8151 | 7400 | 2979 | 547 | 940 | 1378 | 805.6904 | 900.9272 | 986.3946 | 488.2556
| 2045 | 778.9583 | 762.628 | 896.5486 | 762.628 | 762.628 | 896.5486 | 762.628 | 762.628 | 896.5486 | 762.628 | 963.2653 | 254.9327 | 762.628 | 896.5486 | 762.628 | 2045 | 762.628 | 896.5486 | 963.2653 | 254.9327 | 3538 | 2358 | 8150 | 7274 | 7802 | 1111 | 925 | 6129 | 805.6423 | 900.9173 | 986.3946 | 487.9424
| 2046 | 774.3306 | 764.9829 | 878.3283 | 764.9829 | 764.9829 | 878.3283 | 764.9829 | 764.9829 | 878.3283 | 764.9829 | 965.9864 | 241.4657 | 764.9829 | 878.3283 | 764.9829 | 2046 | 764.9829 | 878.3283 | 965.9864 | 241.4657 | 3470 | 3718 | 7930 | 7752 | 6765 | 7193 | 920 | 3190 | 805.5943 | 900.9105 | 986.3946 | 487.9424
| 2047 | 742.7782 | 711.1549 | 882.4462 | 711.1549 | 711.1549 | 882.4462 | 711.1549 | 711.1549 | 882.4462 | 711.1549 | 957.8231 | 222.0482 | 711.1549 | 882.4462 | 711.1549 | 2047 | 711.1549 | 882.4462 | 957.8231 | 222.0482 | 5587 | 3439 | 8384 | 8241 | 7419 | 2934 | 908 | 2623 | 805.4501 | 900.9033 | 986.3946 | 487.9424
| 2048 | 752.5619 | 712.5967 | 916.2403 | 712.5967 | 712.5967 | 916.2403 | 712.5967 | 712.5967 | 916.2403 | 712.5967 | 945.5782 | 224.5537 | 712.5967 | 916.2403 | 712.5967 | 2048 | 712.5967 | 916.2403 | 945.5782 | 224.5537 | 5521 | 1175 | 8643 | 8195 | 2904 | 3370 | 898 | 2178 | 805.4501 | 900.884 | 986.3946 | 487.9424
| 2049 | 733.0286 | 687.7493 | 894.6317 | 687.7493 | 687.7493 | 894.6317 | 687.7493 | 687.7493 | 894.6317 | 687.7493 | 967.3469 | 214.5318 | 687.7493 | 894.6317 | 687.7493 | 2049 | 687.7493 | 894.6317 | 967.3469 | 214.5318 | 6618 | 2482 | 7698 | 8357 | 363 | 2924 | 810 | 4469 | 805.4501 | 900.884 | 986.3946 | 487.6292
| 2050 | 665.6822 | 652.0402 | 724.2063 | 652.0402 | 652.0402 | 724.2063 | 652.0402 | 652.0402 | 724.2063 | 652.0402 | 964.6259 | 241.7789 | 652.0402 | 724.2063 | 652.0402 | 2050 | 652.0402 | 724.2063 | 964.6259 | 241.7789 | 7797 | 7752 | 8019 | 7744 | 1008 | 7373 | 776 | 4396 | 805.402 | 900.8716 | 986.3946 | 487.6292
| 2051 | 669.2106 | 660.1144 | 719.1787 | 660.1144 | 660.1144 | 719.1787 | 660.1144 | 660.1144 | 719.1787 | 660.1144 | 967.3469 | 243.9712 | 660.1144 | 719.1787 | 660.1144 | 2051 | 660.1144 | 719.1787 | 967.3469 | 243.9712 | 7582 | 7807 | 7697 | 7662 | 7192 | 317 | 772 | 954 | 805.354 | 900.8716 | 986.3946 | 487.6292
| 2052 | 649.898 | 648.9643 | 671.0854 | 648.9643 | 648.9643 | 671.0854 | 648.9643 | 648.9643 | 671.0854 | 648.9643 | 978.2313 | 244.2844 | 648.9643 | 671.0854 | 648.9643 | 2052 | 648.9643 | 671.0854 | 978.2313 | 244.2844 | 7873 | 8287 | 4701 | 7652 | 1682 | 3291 | 757 | 7635 | 805.354 | 900.8641 | 986.3946 | 487.316
| 2053 | 737.1691 | 711.7797 | 852.5529 | 711.7797 | 711.7797 | 852.5529 | 711.7797 | 711.7797 | 852.5529 | 711.7797 | 970.068 | 245.8503 | 711.7797 | 852.5529 | 711.7797 | 2053 | 711.7797 | 852.5529 | 970.068 | 245.8503 | 5561 | 5450 | 7206 | 7602 | 1466 | 4107 | 752 | 5523 | 805.354 | 900.8236 | 986.3946 | 487.316
| 2054 | 758.4037 | 732.2536 | 890.898 | 732.2536 | 732.2536 | 867.8688 | 732.2536 | 732.2536 | 890.898 | 732.2536 | 974.1497 | 244.9107 | 732.2536 | 890.898 | 732.2536 | 2054 | 732.2536 | 890.898 | 974.1497 | 244.9107 | 4731 | 2791 | 6005 | 7638 | 4126 | 3661 | 740 | 4780 | 805.3059 | 900.8236 | 986.3946 | 487.316
| 2055 | 760.8461 | 738.6937 | 883.1847 | 738.6937 | 738.6937 | 883.1847 | 738.6937 | 738.6937 | 883.1847 | 738.6937 | 972.7891 | 236.7679 | 738.6937 | 883.1847 | 738.6937 | 2055 | 738.6937 | 883.1847 | 972.7891 | 236.7679 | 4439 | 3385 | 6424 | 7888 | 1356 | 3430 | 730 | 4708 | 805.3059 | 900.7964 | 986.3946 | 487.316
| 2056 | 765.7067 | 744.3649 | 889.9263 | 744.3649 | 744.3649 | 889.9263 | 744.3649 | 744.3649 | 889.9263 | 744.3649 | 970.068 | 235.202 | 744.3649 | 889.9263 | 744.3649 | 2056 | 744.3649 | 889.9263 | 970.068 | 235.202 | 4214 | 2852 | 7205 | 7929 | 944 | 3051 | 642 | 6482 | 805.3059 | 900.7721 | 986.3946 | 487.0028
| 2057 | 766.0366 | 738.5015 | 902.5164 | 738.5015 | 738.5015 | 902.5164 | 738.5015 | 738.5015 | 902.5164 | 738.5015 | 976.8707 | 229.5647 | 738.5015 | 902.5164 | 738.5015 | 2057 | 738.5015 | 902.5164 | 976.8708 | 229.5647 | 4451 | 1930 | 5168 | 8076 | 3672 | 1961 | 608 | 4945 | 805.2578 | 900.7713 | 986.3946 | 487.0028
| 2058 | 799.5136 | 774.7393 | 944.9396 | 774.7393 | 774.7393 | 944.9396 | 774.7393 | 774.7393 | 944.9396 | 774.7393 | 976.8707 | 238.647 | 774.7393 | 944.9396 | 774.7393 | 2058 | 774.7393 | 944.9396 | 976.8708 | 238.647 | 3071 | 141 | 5167 | 7833 | 2732 | 7217 | 604 | 997 | 805.2578 | 900.7371 | 986.3946 | 487.0028
| 2059 | 848.508 | 873.1677 | 896.8699 | 873.1677 | 873.1677 | 896.8699 | 873.1677 | 873.1677 | 896.8699 | 873.1677 | 956.4626 | 349.8277 | 873.1677 | 896.8699 | 873.1677 | 2059 | 873.1677 | 896.8699 | 956.4626 | 349.8278 | 779 | 2334 | 8476 | 4461 | 7793 | 7388 | 589 | 7691 | 805.2098 | 900.7099 | 986.3946 | 486.6896
| 2060 | 838.7331 | 885.5674 | 863.5565 | 885.5674 | 885.5674 | 863.5565 | 885.5674 | 885.5674 | 863.5565 | 885.5674 | 971.4286 | 232.0702 | 885.5674 | 863.5565 | 885.5674 | 2060 | 885.5674 | 863.5565 | 971.4286 | 232.0702 | 630 | 4730 | 6802 | 8013 | 2978 | 332 | 584 | 5514 | 805.2098 | 900.7099 | 986.3946 | 486.6896
| 2061 | 835.3388 | 879.8962 | 861.4501 | 879.8962 | 879.8962 | 861.4501 | 879.8962 | 879.8962 | 861.4501 | 879.8962 | 975.5102 | 234.2624 | 879.8962 | 861.4501 | 879.8962 | 2061 | 879.8962 | 861.4501 | 975.5102 | 234.2625 | 686 | 4894 | 5587 | 7955 | 2734 | 7570 | 572 | 4115 | 805.1617 | 900.6985 | 986.3946 | 486.6896
| 2062 | 831.1784 | 867.5926 | 868.7506 | 867.5926 | 867.5926 | 868.7506 | 867.5926 | 867.5926 | 868.7506 | 867.5926 | 983.6735 | 237.0811 | 867.5926 | 868.7506 | 867.5926 | 2062 | 867.5926 | 868.7506 | 983.6735 | 237.0811 | 835 | 4350 | 2919 | 7879 | 1992 | 7115 | 562 | 3124 | 805.1617 | 900.6938 | 986.3946 | 486.6896
| 2063 | 819.9952 | 825.5395 | 897.8215 | 825.5395 | 825.5395 | 897.8215 | 825.5395 | 825.5395 | 897.8215 | 825.5395 | 983.6735 | 300.6577 | 825.5395 | 897.8215 | 825.5395 | 2063 | 825.5395 | 897.8215 | 983.6735 | 300.6577 | 1495 | 2269 | 2918 | 5621 | 1728 | 4941 | 474 | 2141 | 805.1137 | 900.6773 | 986.3946 | 486.6896
| 2064 | 790.5874 | 784.3995 | 898.0843 | 784.3995 | 784.3995 | 898.0843 | 784.3995 | 784.3995 | 898.0843 | 784.3995 | 975.5102 | 225.1801 | 784.3995 | 898.0843 | 784.3995 | 2064 | 784.3995 | 898.0843 | 975.5102 | 225.1801 | 2720 | 2253 | 5586 | 8179 | 1145 | 5181 | 440 | 6717 | 805.1137 | 900.663 | 986.3946 | 486.3765
| 2065 | 770.5573 | 753.3042 | 887.3023 | 753.3042 | 753.3042 | 887.3023 | 753.3042 | 753.3042 | 887.3023 | 753.3042 | 970.068 | 242.0921 | 753.3042 | 887.3023 | 753.3042 | 2065 | 753.3042 | 887.3023 | 970.068 | 242.0921 | 3890 | 3043 | 7204 | 7735 | 8401 | 3183 | 436 | 5059 | 805.0656 | 900.66 | 986.3946 | 486.3765
| 2066 | 782.3489 | 768.972 | 898.1499 | 768.972 | 768.972 | 898.1499 | 768.972 | 768.972 | 898.1499 | 768.972 | 971.4286 | 237.0811 | 768.972 | 898.1499 | 768.972 | 2066 | 768.972 | 898.1499 | 971.4286 | 237.0811 | 3312 | 2247 | 6801 | 7878 | 7838 | 7555 | 421 | 4663 | 805.0656 | 900.6552 | 986.3946 | 486.3765
| 2067 | 773.7053 | 753.7367 | 897.9789 | 753.7367 | 753.7367 | 897.9789 | 753.7367 | 753.7367 | 897.9789 | 753.7367 | 967.3469 | 242.7184 | 753.7367 | 897.9789 | 753.7367 | 2067 | 753.7367 | 897.9789 | 967.3469 | 242.7184 | 3871 | 2257 | 7696 | 7718 | 1804 | 7055 | 416 | 4349 | 805.0656 | 900.655 | 986.3946 | 486.3765
| 2068 | 762.86 | 737.9728 | 893.2925 | 737.9728 | 737.9728 | 893.2925 | 737.9728 | 737.9728 | 893.2925 | 737.9728 | 974.1497 | 228.9383 | 737.9728 | 893.2925 | 737.9728 | 2068 | 737.9728 | 893.2925 | 974.1497 | 228.9383 | 4471 | 2610 | 6004 | 8085 | 8321 | 7793 | 404 | 2977 | 805.0176 | 900.6366 | 986.3946 | 486.3765
| 2069 | 752.1804 | 710.6743 | 907.3519 | 710.6743 | 710.6743 | 907.3519 | 710.6743 | 710.6743 | 907.3519 | 710.6743 | 975.5102 | 240.213 | 710.6743 | 907.3519 | 710.6743 | 2069 | 710.6743 | 907.3519 | 975.5102 | 240.213 | 5616 | 1655 | 5585 | 7786 | 2988 | 3009 | 394 | 7708 | 805.0175 | 900.6296 | 986.3946 | 486.2199
| 2070 | 750.4121 | 703.6094 | 911.6079 | 703.6094 | 703.6094 | 911.6079 | 703.6094 | 703.6094 | 911.6079 | 703.6094 | 983.6735 | 246.7899 | 703.6094 | 911.6079 | 703.6094 | 2070 | 703.6094 | 911.6079 | 983.6735 | 246.7899 | 5929 | 1392 | 2917 | 7574 | 8582 | 1789 | 306 | 2916 | 804.9695 | 900.6151 | 986.3946 | 486.0633
| 2071 | 747.1606 | 707.4062 | 893.1306 | 707.4062 | 707.4062 | 893.1306 | 707.4062 | 707.4062 | 893.1306 | 707.4062 | 982.3129 | 246.1635 | 707.4062 | 893.1306 | 707.4062 | 2071 | 707.4062 | 893.1306 | 982.3129 | 246.1635 | 5754 | 2618 | 3478 | 7592 | 1943 | 1992 | 272 | 1966 | 804.9695 | 900.6115 | 986.3946 | 486.0633
| 2072 | 718.5343 | 658.5764 | 886.2161 | 658.5764 | 658.5764 | 886.2161 | 658.5764 | 658.5764 | 886.2161 | 658.5764 | 978.2313 | 267.7733 | 658.5764 | 886.2161 | 658.5764 | 2072 | 658.5764 | 886.2161 | 978.2313 | 267.7733 | 7617 | 3135 | 4700 | 6841 | 8712 | 3057 | 268 | 7006 | 804.9214 | 900.6024 | 986.3946 | 485.7501
| 2073 | 743.0814 | 698.1785 | 889.5574 | 698.1785 | 698.1785 | 889.5574 | 698.1785 | 698.1785 | 889.5574 | 698.1785 | 982.3129 | 277.1688 | 698.1785 | 889.5574 | 698.1785 | 2073 | 698.1785 | 889.5574 | 982.3129 | 277.1688 | 6157 | 2875 | 3477 | 6485 | 3812 | 1367 | 253 | 3636 | 804.9214 | 900.5824 | 986.3946 | 485.7501
| 2074 | 753.4566 | 717.2586 | 885.6722 | 717.2586 | 717.2586 | 885.6722 | 717.2586 | 717.2586 | 885.6722 | 717.2586 | 986.3946 | 281.2402 | 717.2586 | 885.6722 | 717.2586 | 2074 | 717.2586 | 885.6722 | 986.3946 | 281.2402 | 5342 | 3195 | 1999 | 6326 | 1354 | 4723 | 248 | 3271 | 804.8734 | 900.5806 | 986.3946 | 485.7501
| 2075 | 739.234 | 687.8935 | 889.3017 | 687.8935 | 687.8935 | 889.3017 | 687.8935 | 687.8935 | 889.3017 | 687.8935 | 982.3129 | 306.6082 | 687.8935 | 889.3017 | 687.8935 | 2075 | 687.8935 | 889.3017 | 982.3129 | 306.6082 | 6609 | 2895 | 3476 | 5419 | 6429 | 3379 | 236 | 6711 | 804.8253 | 900.5662 | 986.3946 | 485.4369
| 2076 | 750.2811 | 699.7645 | 904.5402 | 699.7645 | 699.7645 | 904.5402 | 699.7645 | 699.7645 | 904.5402 | 699.7645 | 978.2313 | 309.4269 | 699.7645 | 904.5402 | 699.7645 | 2076 | 699.7645 | 904.5402 | 978.2313 | 309.4269 | 6095 | 1830 | 4699 | 5320 | 7707 | 7056 | 226 | 6508 | 804.7292 | 900.5593 | 986.3946 | 485.4369
| 2077 | 758.2912 | 715.5765 | 905.2039 | 715.5765 | 715.5765 | 905.2039 | 715.5765 | 715.5765 | 905.2039 | 715.5765 | 980.9524 | 289.6962 | 715.5765 | 905.2039 | 715.5765 | 2077 | 715.5765 | 905.2039 | 980.9524 | 289.6962 | 5406 | 1787 | 3917 | 5979 | 8560 | 7357 | 138 | 4662 | 804.6811 | 900.5109 | 986.3946 | 485.4369
| 2078 | 761.6268 | 721.3918 | 903.3688 | 721.3918 | 721.3918 | 903.3688 | 721.3918 | 721.3918 | 903.3688 | 721.3918 | 980.9524 | 297.2127 | 721.3918 | 903.3688 | 721.3918 | 2078 | 721.3918 | 903.3688 | 980.9524 | 297.2127 | 5175 | 1885 | 3916 | 5730 | 3099 | 301 | 104 | 1973 | 804.5369 | 900.5109 | 986.3946 | 485.4369
| 2079 | 767.734 | 721.8724 | 907.5806 | 721.8724 | 721.8724 | 907.5806 | 721.8724 | 721.8724 | 907.5806 | 721.8724 | 972.7891 | 370.1848 | 721.8724 | 907.5806 | 721.8724 | 2079 | 721.8724 | 907.5806 | 972.7891 | 370.1848 | 5155 | 1641 | 6423 | 4067 | 1106 | 3843 | 100 | 3330 | 804.5369 | 900.508 | 986.3946 | 485.2803
| 2080 | 757.779 | 720.6709 | 875.4003 | 720.6709 | 720.6709 | 875.4003 | 720.6709 | 720.6709 | 875.4003 | 720.6709 | 975.5102 | 366.4266 | 720.6709 | 875.4003 | 720.6709 | 2080 | 720.6709 | 875.4003 | 975.5102 | 366.4266 | 5208 | 3942 | 5584 | 4148 | 8344 | 2016 | 85 | 7019 | 804.4889 | 900.4945 | 986.3946 | 485.1237
| 2081 | 755.4356 | 710.3859 | 887.8417 | 710.3859 | 710.3859 | 887.8417 | 710.3859 | 710.3859 | 887.8417 | 710.3859 | 983.6735 | 357.9706 | 710.3859 | 887.8417 | 710.3859 | 2081 | 710.3859 | 887.8417 | 983.6735 | 357.9706 | 5629 | 3001 | 2916 | 4305 | 1261 | 2557 | 80 | 6719 | 804.4889 | 900.4921 | 986.3946 | 485.1237
| 2082 | 769.0552 | 750.036 | 881.9797 | 750.036 | 750.036 | 881.9797 | 750.036 | 750.036 | 881.9797 | 750.036 | 967.3469 | 271.2183 | 750.036 | 881.9797 | 750.036 | 2082 | 750.036 | 881.9797 | 967.3469 | 271.2183 | 4008 | 3459 | 7695 | 6714 | 1163 | 2911 | 68 | 5946 | 804.4408 | 900.4795 | 986.3946 | 485.1237
| 2083 | 851.5527 | 863.4594 | 925.0487 | 863.4594 | 863.4594 | 925.0487 | 863.4594 | 863.4594 | 925.0487 | 863.4594 | 980.9524 | 332.9158 | 863.4594 | 925.0487 | 863.4594 | 2083 | 863.4594 | 925.0487 | 980.9524 | 332.9158 | 882 | 733 | 3915 | 4781 | 980 | 7162 | 58 | 4963 | 804.4408 | 900.4616 | 986.3946 | 485.1237
| 2084 | 842.5008 | 875.2824 | 886.4471 | 875.2824 | 875.2824 | 886.4471 | 875.2824 | 875.2824 | 886.4471 | 875.2824 | 986.3946 | 260.57 | 875.2824 | 886.4471 | 875.2824 | 2084 | 875.2824 | 886.4471 | 986.3946 | 260.57 | 744 | 3120 | 1998 | 7078 | 7417 | 1093 | 8742 | 1957 | 804.3928 | 900.456 | 985.034 | 485.1237
| 2085 | 833.7131 | 862.9788 | 877.8725 | 862.9788 | 862.9788 | 877.8725 | 862.9788 | 862.9788 | 877.8725 | 862.9788 | 982.3129 | 274.3501 | 862.9788 | 877.8725 | 862.9788 | 2085 | 862.9788 | 877.8725 | 982.3129 | 274.3501 | 887 | 3762 | 3475 | 6600 | 361 | 1201 | 8717 | 6766 | 804.3928 | 900.4549 | 985.034 | 484.8105
| 2086 | 825.6924 | 845.1002 | 887.8085 | 845.1002 | 845.1002 | 887.8085 | 845.1002 | 845.1002 | 887.8085 | 845.1002 | 971.4286 | 276.2293 | 845.1002 | 887.8085 | 845.1002 | 2086 | 845.1002 | 887.8085 | 971.4286 | 276.2293 | 1138 | 3003 | 6800 | 6532 | 8426 | 7954 | 8680 | 5774 | 804.3447 | 900.438 | 985.034 | 484.8105
| 2087 | 815.037 | 825.6356 | 892.0713 | 825.6356 | 825.6356 | 892.0713 | 825.6356 | 825.6356 | 892.0713 | 825.6356 | 985.034 | 252.114 | 825.6356 | 892.0713 | 825.6356 | 2087 | 825.6356 | 892.0713 | 985.034 | 252.114 | 1490 | 2705 | 2324 | 7386 | 7994 | 1751 | 8674 | 5034 | 804.2966 | 900.4266 | 985.034 | 484.8105
| 2088 | 811.6848 | 797.9526 | 927.3511 | 797.9526 | 797.9526 | 927.3511 | 797.9526 | 797.9526 | 927.3511 | 797.9526 | 987.7551 | 282.8061 | 797.9526 | 927.3511 | 797.9526 | 2088 | 797.9526 | 927.3511 | 987.7551 | 282.8061 | 2270 | 624 | 1635 | 6264 | 3008 | 1727 | 8651 | 1454 | 804.2486 | 900.4065 | 985.034 | 484.8105
| 2089 | 790.9856 | 775.7005 | 898.6253 | 775.7005 | 775.7005 | 898.6253 | 775.7005 | 775.7005 | 898.6253 | 775.7005 | 987.7551 | 285.938 | 775.7005 | 898.6253 | 775.7005 | 2089 | 775.7005 | 898.6253 | 987.7551 | 285.938 | 3048 | 2212 | 1634 | 6135 | 8569 | 699 | 8639 | 3723 | 804.2005 | 900.4049 | 985.034 | 484.6539
| 2090 | 782.1001 | 762.0993 | 898.325 | 762.0993 | 762.0993 | 898.325 | 762.0993 | 762.0993 | 898.325 | 762.0993 | 995.9184 | 263.3887 | 762.0993 | 898.325 | 762.0993 | 2090 | 762.0993 | 898.325 | 995.9184 | 263.3887 | 3554 | 2229 | 368 | 6986 | 1518 | 3897 | 8574 | 6866 | 804.2005 | 900.4008 | 985.034 | 484.4973
| 2091 | 781.0063 | 761.1381 | 896.6027 | 761.1381 | 761.1381 | 896.6027 | 761.1381 | 761.1381 | 896.6027 | 761.1381 | 994.5578 | 264.015 | 761.1381 | 896.6027 | 761.1381 | 2091 | 761.1381 | 896.6027 | 994.5578 | 264.015 | 3592 | 2353 | 536 | 6971 | 7900 | 3170 | 8549 | 5805 | 804.1525 | 900.3724 | 985.034 | 484.4973
| 2092 | 779.9675 | 761.5706 | 891.4509 | 761.5706 | 761.5706 | 891.4509 | 761.5706 | 761.5706 | 891.4509 | 761.5706 | 991.8367 | 269.3392 | 761.5706 | 891.4509 | 761.5706 | 2092 | 761.5706 | 891.4509 | 991.8367 | 269.3392 | 3580 | 2745 | 928 | 6784 | 8390 | 2104 | 8512 | 5742 | 804.1044 | 900.3511 | 985.034 | 484.4973
| 2093 | 782.0016 | 765.9442 | 889.5883 | 765.9442 | 765.9442 | 889.5883 | 765.9442 | 765.9442 | 889.5883 | 765.9442 | 991.8367 | 270.2787 | 765.9442 | 889.5883 | 765.9442 | 2093 | 765.9442 | 889.5883 | 991.8367 | 270.2787 | 3433 | 2872 | 927 | 6757 | 3671 | 2818 | 8506 | 4802 | 804.1044 | 900.285 | 985.034 | 484.4973
| 2094 | 783.9942 | 773.3455 | 884.2974 | 773.3455 | 773.3455 | 884.2974 | 773.3455 | 773.3455 | 884.2974 | 773.3455 | 982.3129 | 269.6524 | 773.3455 | 884.2974 | 773.3455 | 2094 | 773.3455 | 884.2974 | 982.3129 | 269.6524 | 3122 | 3301 | 3474 | 6775 | 1480 | 3943 | 8483 | 4695 | 804.0563 | 900.2612 | 985.034 | 484.4973
| 2095 | 765.2097 | 739.5107 | 885.705 | 739.5107 | 739.5107 | 885.705 | 739.5107 | 739.5107 | 885.705 | 739.5107 | 972.7891 | 281.2402 | 739.5107 | 885.705 | 739.5107 | 2095 | 739.5107 | 885.705 | 972.7891 | 281.2402 | 4412 | 3188 | 6422 | 6325 | 6354 | 7290 | 8471 | 3420 | 804.0083 | 900.2511 | 985.034 | 484.4973
| 2096 | 757.2296 | 726.1499 | 875.3795 | 726.1499 | 726.1499 | 875.3795 | 726.1499 | 726.1499 | 875.3795 | 726.1499 | 986.3946 | 304.1027 | 726.1499 | 875.3795 | 726.1499 | 2096 | 726.1499 | 875.3795 | 986.3946 | 304.1027 | 4968 | 3944 | 1997 | 5504 | 936 | 8072 | 8406 | 3105 | 804.0083 | 900.2424 | 985.034 | 484.4973
| 2097 | 809.7417 | 784.4475 | 907.9606 | 784.4475 | 784.4475 | 907.9606 | 784.4475 | 784.4475 | 907.9606 | 784.4475 | 959.1837 | 469.7776 | 784.4475 | 907.9606 | 784.4475 | 2097 | 784.4475 | 907.9606 | 959.1837 | 469.7776 | 2717 | 1609 | 8332 | 2312 | 8247 | 536 | 8381 | 1381 | 803.9122 | 900.2424 | 985.034 | 484.1842
| 2098 | 842.0996 | 807.3725 | 907.7563 | 807.3725 | 807.3725 | 907.7563 | 807.3725 | 807.3725 | 907.7563 | 807.3725 | 976.8707 | 722.518 | 807.3725 | 907.7563 | 807.3725 | 2098 | 807.3725 | 907.7563 | 976.8708 | 722.518 | 1983 | 1636 | 5166 | 206 | 6764 | 4814 | 8344 | 1019 | 803.9093 | 900.2397 | 985.034 | 484.1842
| 2099 | 823.3425 | 792.0411 | 914.1827 | 792.0411 | 792.0411 | 914.1827 | 792.0411 | 792.0411 | 914.1827 | 792.0411 | 985.034 | 548.7003 | 792.0411 | 914.1827 | 792.0411 | 2099 | 792.0411 | 914.1827 | 985.034 | 548.7003 | 2475 | 1258 | 2323 | 1315 | 8571 | 1237 | 8338 | 6769 | 803.8641 | 900.2273 | 985.034 | 484.0276
| 2100 | 801.4226 | 769.741 | 922.5403 | 769.741 | 769.741 | 922.5403 | 769.741 | 769.741 | 922.5403 | 769.741 | 989.1156 | 382.7122 | 769.741 | 922.5403 | 769.741 | 2100 | 769.741 | 922.5404 | 989.1156 | 382.7122 | 3284 | 855 | 1294 | 3799 | 8364 | 2028 | 8315 | 6601 | 803.8641 | 900.2269 | 985.034 | 484.0276
| 2101 | 813.2444 | 771.0867 | 918.9991 | 771.0867 | 771.0867 | 918.9991 | 771.0867 | 771.0867 | 918.9991 | 771.0867 | 986.3946 | 554.3376 | 771.0867 | 918.9991 | 771.0867 | 2101 | 771.0867 | 918.9991 | 986.3946 | 554.3376 | 3221 | 1032 | 1996 | 1258 | 8559 | 7599 | 8303 | 6885 | 803.816 | 900.2254 | 985.034 | 483.871
| 2102 | 834.4035 | 806.8439 | 922.9264 | 806.8439 | 806.8439 | 922.9264 | 806.8439 | 806.8439 | 922.9264 | 806.8439 | 983.6735 | 551.5189 | 806.8439 | 922.9264 | 806.8439 | 2102 | 806.8439 | 922.9264 | 983.6735 | 551.5189 | 2003 | 831 | 2915 | 1292 | 4389 | 4111 | 8238 | 5759 | 803.816 | 900.2093 | 985.034 | 483.871
| 2103 | 822.2055 | 797.2798 | 915.488 | 797.2798 | 797.2798 | 915.488 | 797.2798 | 797.2798 | 915.488 | 797.2798 | 987.7551 | 482.9314 | 797.2798 | 915.488 | 797.2798 | 2103 | 797.2798 | 915.488 | 987.7551 | 482.9314 | 2295 | 1203 | 1633 | 2114 | 3862 | 3665 | 8214 | 5727 | 803.816 | 900.2093 | 985.034 | 483.871
| 2104 | 815.6432 | 811.8422 | 900.3511 | 811.8422 | 811.8422 | 900.3511 | 811.8422 | 811.8422 | 900.3511 | 811.8422 | 987.7551 | 335.108 | 811.8422 | 900.3511 | 811.8422 | 2104 | 811.8422 | 900.3511 | 987.7551 | 335.1081 | 1857 | 2092 | 1632 | 4746 | 3838 | 8045 | 8189 | 2843 | 803.816 | 900.1953 | 985.034 | 483.871
| 2105 | 848.9986 | 826.741 | 908.2885 | 826.741 | 826.741 | 908.2885 | 826.741 | 826.741 | 908.2885 | 826.741 | 1000 | 638.8976 | 826.741 | 908.2885 | 826.741 | 2105 | 826.741 | 908.2885 | 1000 | 638.8976 | 1472 | 1586 | 40 | 568 | 7692 | 509 | 8152 | 7355 | 803.768 | 900.1953 | 985.034 | 483.5578
| 2106 | 803.0257 | 797.9526 | 893.4994 | 797.9526 | 797.9526 | 893.4994 | 797.9526 | 797.9526 | 893.4994 | 797.9526 | 980.9524 | 303.7895 | 797.9526 | 893.4994 | 797.9526 | 2106 | 797.9526 | 893.4994 | 980.9524 | 303.7895 | 2269 | 2591 | 3914 | 5515 | 3105 | 4676 | 8146 | 6301 | 803.768 | 900.1746 | 985.034 | 483.5578
| 2107 | 855.9723 | 873.9367 | 915.8995 | 873.9367 | 873.9367 | 915.8995 | 873.9367 | 873.9367 | 915.8995 | 873.9367 | 995.9184 | 332.6026 | 873.9367 | 915.8995 | 873.9367 | 2107 | 873.9367 | 915.8995 | 995.9184 | 332.6026 | 766 | 1187 | 367 | 4788 | 8558 | 3910 | 8123 | 5464 | 803.7199 | 900.1537 | 985.034 | 483.5578
| 2108 | 859.3506 | 895.7082 | 901.8343 | 895.7082 | 895.7082 | 901.8343 | 895.7082 | 895.7082 | 901.8343 | 895.7082 | 978.2313 | 279.6743 | 895.7082 | 901.8343 | 895.7082 | 2108 | 895.7082 | 901.8343 | 978.2313 | 279.6743 | 524 | 1972 | 4698 | 6384 | 2681 | 3933 | 8111 | 4427 | 803.5757 | 900.1529 | 985.034 | 483.5578
| 2109 | 863.5589 | 894.3625 | 893.3553 | 894.3625 | 894.3625 | 893.3553 | 894.3625 | 894.3625 | 893.3553 | 894.3625 | 993.1973 | 368.3057 | 894.3625 | 893.3553 | 894.3625 | 2109 | 894.3625 | 893.3553 | 993.1973 | 368.3057 | 539 | 2605 | 691 | 4113 | 7633 | 3739 | 8046 | 978 | 803.4315 | 900.1465 | 985.034 | 483.5578
| 2110 | 861.3103 | 884.462 | 893.5149 | 884.462 | 884.462 | 893.5149 | 884.462 | 884.462 | 893.5149 | 884.462 | 994.5578 | 414.0307 | 884.462 | 893.5149 | 884.462 | 2110 | 884.462 | 893.5149 | 994.5578 | 414.0307 | 642 | 2589 | 535 | 3254 | 1649 | 3953 | 8021 | 299 | 803.4315 | 900.1294 | 985.034 | 483.5578
| 2111 | 839.6802 | 848.9451 | 896.9475 | 848.9451 | 848.9451 | 896.9475 | 848.9451 | 848.9451 | 896.9475 | 848.9451 | 972.7891 | 403.3824 | 848.9451 | 896.9475 | 848.9451 | 2111 | 848.9451 | 896.9475 | 972.7891 | 403.3824 | 1069 | 2324 | 6421 | 3424 | 1098 | 7131 | 8008 | 5750 | 803.4315 | 900.1145 | 985.034 | 483.2446
| 2112 | 824.8024 | 846.9746 | 883.3323 | 846.9746 | 846.9746 | 883.3323 | 846.9746 | 846.9746 | 883.3323 | 846.9746 | 993.1973 | 244.9107 | 846.9746 | 883.3323 | 846.9746 | 2112 | 846.9746 | 883.3323 | 993.1973 | 244.9107 | 1101 | 3374 | 690 | 7637 | 7791 | 4832 | 8002 | 3544 | 803.3835 | 900.1038 | 985.034 | 483.1794
| 2113 | 829.0979 | 827.558 | 893.0942 | 827.558 | 827.558 | 893.0942 | 827.558 | 827.558 | 893.0942 | 827.558 | 990.4762 | 424.0526 | 827.558 | 893.0942 | 827.558 | 2113 | 827.558 | 893.0942 | 990.4762 | 424.0526 | 1458 | 2624 | 1069 | 3096 | 2482 | 4386 | 7979 | 7576 | 803.3354 | 900.1038 | 985.034 | 482.9314
| 2114 | 822.6947 | 813.8127 | 909.1303 | 813.8127 | 813.8127 | 909.1303 | 813.8127 | 813.8127 | 909.1303 | 813.8127 | 998.6395 | 372.0639 | 813.8127 | 909.1303 | 813.8127 | 2114 | 813.8127 | 909.1303 | 998.6395 | 372.0639 | 1802 | 1543 | 132 | 4020 | 1705 | 2850 | 7967 | 2103 | 803.3354 | 900.0896 | 985.034 | 482.9314
| 2115 | 827.9853 | 806.4113 | 912.5164 | 806.4113 | 806.4113 | 912.5164 | 806.4113 | 806.4113 | 912.5164 | 806.4113 | 995.9184 | 494.5193 | 806.4113 | 912.5164 | 806.4113 | 2115 | 806.4113 | 912.5164 | 995.9184 | 494.5193 | 2020 | 1346 | 366 | 1958 | 8385 | 7621 | 7902 | 5494 | 803.2393 | 900.0682 | 985.034 | 482.6182
| 2116 | 811.4438 | 794.3961 | 899.1191 | 794.3961 | 794.3961 | 899.1191 | 794.3961 | 794.3961 | 899.1191 | 794.3961 | 986.3946 | 422.1735 | 794.3961 | 899.1191 | 794.3961 | 2116 | 794.3961 | 899.1191 | 986.3946 | 422.1735 | 2386 | 2182 | 1995 | 3126 | 6886 | 3750 | 7877 | 4643 | 803.2393 | 900.019 | 985.034 | 482.6182
| 2117 | 833.771 | 810.16 | 939.1838 | 810.16 | 810.16 | 939.1838 | 810.16 | 810.16 | 939.1838 | 810.16 | 989.1156 | 445.6624 | 810.16 | 939.1838 | 810.16 | 2117 | 810.16 | 939.1838 | 989.1156 | 445.6624 | 1902 | 255 | 1293 | 2741 | 5757 | 4750 | 7840 | 2346 | 803.2393 | 899.9969 | 985.034 | 482.6182
| 2118 | 819.646 | 821.9349 | 897.224 | 821.9349 | 821.9349 | 897.224 | 821.9349 | 821.9349 | 897.224 | 821.9349 | 995.9184 | 314.751 | 821.9349 | 897.224 | 821.9349 | 2118 | 821.9349 | 897.224 | 995.9184 | 314.751 | 1586 | 2301 | 365 | 5181 | 7715 | 7211 | 7834 | 8559 | 803.1912 | 899.9965 | 985.034 | 482.3051
| 2119 | 772.6015 | 754.5538 | 886.866 | 754.5538 | 754.5538 | 886.866 | 754.5538 | 754.5538 | 886.866 | 754.5538 | 974.1497 | 258.3777 | 754.5538 | 886.866 | 754.5538 | 2119 | 754.5538 | 886.866 | 974.1497 | 258.3777 | 3841 | 3078 | 6003 | 7171 | 1359 | 7030 | 7811 | 6786 | 803.1912 | 899.9705 | 985.034 | 482.305
| 2120 | 775.412 | 765.3674 | 865.6719 | 765.3674 | 765.3674 | 865.6719 | 765.3674 | 765.3674 | 865.6719 | 765.3674 | 986.3946 | 283.7457 | 765.3674 | 865.6719 | 765.3674 | 2120 | 765.3674 | 865.6719 | 986.3946 | 283.7457 | 3456 | 4583 | 1994 | 6224 | 1051 | 3954 | 7799 | 5714 | 803.1912 | 899.9154 | 985.034 | 482.305
| 2121 | 786.7939 | 800.6921 | 779.1149 | 800.6921 | 800.6921 | 779.1149 | 800.6921 | 800.6921 | 779.1149 | 800.6921 | 982.3129 | 510.8049 | 800.6921 | 779.1149 | 800.6921 | 2121 | 800.6921 | 779.1149 | 982.3129 | 510.8049 | 2190 | 7178 | 3473 | 1761 | 7175 | 6761 | 7734 | 5501 | 803.0951 | 899.9125 | 985.034 | 482.305
| 2122 | 771.64 | 813.0437 | 648.3911 | 813.0437 | 813.0437 | 648.3911 | 813.0437 | 813.0437 | 648.3911 | 813.0437 | 985.034 | 720.0125 | 813.0437 | 648.3911 | 813.0437 | 2122 | 813.0437 | 648.3911 | 985.034 | 720.0125 | 1826 | 8412 | 2322 | 214 | 1803 | 4205 | 7709 | 6189 | 803.0951 | 899.899 | 985.034 | 481.9919
| 2123 | 744.0844 | 809.343 | 605.6553 | 809.343 | 809.343 | 605.6553 | 809.343 | 809.343 | 605.6553 | 809.343 | 971.4286 | 548.3871 | 809.343 | 605.6553 | 809.343 | 2123 | 809.343 | 605.6553 | 971.4286 | 548.3871 | 1926 | 8523 | 6799 | 1318 | 1204 | 2423 | 7672 | 3875 | 803.0951 | 899.8746 | 985.034 | 481.9919
| 2124 | 741.8499 | 821.214 | 595.0592 | 821.214 | 821.214 | 595.0592 | 821.214 | 821.214 | 595.0592 | 821.214 | 956.4626 | 479.4864 | 821.214 | 595.0592 | 821.214 | 2124 | 821.214 | 595.0592 | 956.4626 | 479.4864 | 1603 | 8535 | 8475 | 2159 | 1180 | 8258 | 7666 | 3789 | 803.0951 | 899.8664 | 985.034 | 481.9919
| 2125 | 724.5761 | 797.5681 | 608.2223 | 797.5681 | 797.5681 | 608.2223 | 797.5681 | 797.5681 | 608.2223 | 797.5681 | 963.2653 | 367.3661 | 797.5681 | 608.2223 | 797.5681 | 2125 | 797.5681 | 608.2223 | 963.2653 | 367.3661 | 2283 | 8518 | 8149 | 4130 | 6474 | 8028 | 7643 | 2628 | 803.0471 | 899.8664 | 985.034 | 481.9919
| 2126 | 726.6766 | 788.4366 | 605.0162 | 788.4366 | 788.4366 | 605.0162 | 788.4366 | 788.4366 | 605.0162 | 788.4366 | 975.5102 | 470.404 | 788.4366 | 605.0162 | 788.4366 | 2126 | 788.4366 | 605.0162 | 975.5102 | 470.404 | 2596 | 8526 | 5583 | 2303 | 1653 | 492 | 7631 | 5244 | 803.0471 | 899.8664 | 985.034 | 481.8353
| 2127 | 734.3826 | 813.3321 | 601.6525 | 813.3321 | 813.3321 | 601.6525 | 813.3321 | 813.3321 | 601.6525 | 813.3321 | 997.2789 | 370.8111 | 813.3321 | 601.6525 | 813.3321 | 2127 | 813.3321 | 601.6525 | 997.2789 | 370.8112 | 1815 | 8530 | 196 | 4052 | 8356 | 7284 | 7566 | 8511 | 802.999 | 899.8109 | 985.034 | 481.6787
| 2128 | 748.1267 | 835.3919 | 616.763 | 835.3919 | 835.3919 | 616.763 | 835.3919 | 835.3919 | 616.763 | 835.3919 | 985.034 | 338.5531 | 835.3919 | 616.763 | 835.3919 | 2128 | 835.3919 | 616.763 | 985.034 | 338.5531 | 1302 | 8504 | 2321 | 4675 | 7955 | 3857 | 7541 | 7035 | 802.999 | 899.7685 | 985.034 | 481.6787
| 2129 | 752.7287 | 820.0606 | 632.8842 | 820.0606 | 820.0606 | 632.8842 | 820.0606 | 820.0606 | 632.8842 | 820.0606 | 998.6395 | 447.5415 | 820.0606 | 632.8842 | 820.0606 | 2129 | 820.0606 | 632.8842 | 998.6395 | 447.5415 | 1634 | 8462 | 131 | 2702 | 5230 | 3626 | 7504 | 6514 | 802.999 | 899.7677 | 985.034 | 481.6787
| 2130 | 728.8675 | 774.8354 | 633.1933 | 774.8354 | 774.8354 | 633.1933 | 774.8354 | 774.8354 | 633.1933 | 774.8354 | 953.7415 | 518.9477 | 774.8354 | 633.1933 | 774.8354 | 2130 | 774.8354 | 633.1933 | 953.7415 | 518.9477 | 3068 | 8461 | 8540 | 1656 | 1034 | 7102 | 7498 | 5859 | 802.9509 | 899.7348 | 985.034 | 481.6787
| 2131 | 800.8052 | 911.0876 | 659.1738 | 911.0876 | 911.0876 | 659.1738 | 911.0876 | 911.0876 | 659.1738 | 911.0876 | 975.5102 | 310.3664 | 911.0876 | 659.1738 | 911.0876 | 2131 | 911.0876 | 659.1738 | 975.5102 | 310.3664 | 371 | 8363 | 5582 | 5289 | 2412 | 78 | 7475 | 4996 | 802.9029 | 899.7292 | 985.034 | 481.6787
| 2132 | 825.5883 | 933.2917 | 712.287 | 933.2917 | 933.2917 | 712.287 | 933.2917 | 933.2917 | 712.287 | 933.2917 | 972.7891 | 269.9655 | 933.2917 | 712.287 | 933.2917 | 2132 | 933.2917 | 712.287 | 972.7891 | 269.9656 | 189 | 7901 | 6420 | 6762 | 4987 | 1110 | 7463 | 3186 | 802.8548 | 899.7282 | 985.034 | 481.6787
| 2133 | 844.3711 | 943.9131 | 735.7197 | 943.9131 | 943.9131 | 735.7197 | 943.9131 | 943.9131 | 735.7197 | 943.9131 | 976.8707 | 350.1409 | 943.9131 | 735.7197 | 943.9131 | 2133 | 943.9131 | 735.7197 | 976.8708 | 350.1409 | 120 | 7626 | 5165 | 4455 | 2464 | 2954 | 7398 | 3743 | 802.8068 | 899.7161 | 985.034 | 481.6395
| 2134 | 821.503 | 897.919 | 738.0316 | 897.919 | 897.919 | 738.0316 | 897.919 | 897.919 | 738.0316 | 897.919 | 989.1156 | 376.4485 | 897.919 | 738.0316 | 897.919 | 2134 | 897.919 | 738.0316 | 989.1156 | 376.4485 | 505 | 7611 | 1292 | 3937 | 1560 | 8265 | 7373 | 4385 | 802.8067 | 899.6598 | 985.034 | 481.3655
| 2135 | 832.0718 | 906.4257 | 750.0034 | 906.4257 | 906.4257 | 750.0034 | 906.4257 | 906.4257 | 750.0034 | 906.4257 | 978.2313 | 419.3548 | 906.4257 | 750.0034 | 906.4257 | 2135 | 906.4257 | 750.0034 | 978.2313 | 419.3548 | 425 | 7470 | 4697 | 3162 | 7514 | 8035 | 7336 | 2966 | 802.7587 | 899.6598 | 985.034 | 481.3655
| 2136 | 805.2416 | 847.6474 | 750.4055 | 847.6474 | 847.6474 | 750.4055 | 847.6474 | 847.6474 | 750.4055 | 847.6474 | 970.068 | 520.5136 | 847.6474 | 750.4055 | 847.6474 | 2136 | 847.6474 | 750.4055 | 970.068 | 520.5136 | 1090 | 7464 | 7203 | 1638 | 212 | 499 | 7330 | 2465 | 802.7106 | 899.6598 | 985.034 | 481.3655
| 2137 | 819.6003 | 816.0235 | 919.3103 | 816.0235 | 816.0235 | 919.3103 | 816.0235 | 816.0235 | 919.3103 | 816.0235 | 979.5918 | 289.383 | 816.0235 | 919.3103 | 816.0235 | 2137 | 816.0235 | 919.3103 | 979.5918 | 289.383 | 1749 | 1018 | 4171 | 5994 | 3336 | 7988 | 7307 | 6397 | 802.6626 | 899.6586 | 985.034 | 481.0523
| 2138 | 816.7805 | 799.2503 | 922.7678 | 799.2503 | 799.2503 | 922.7678 | 799.2503 | 799.2503 | 922.7678 | 799.2503 | 968.7075 | 381.1463 | 799.2503 | 922.7678 | 799.2503 | 2138 | 799.2503 | 922.7678 | 968.7075 | 381.1463 | 2231 | 840 | 7422 | 3822 | 92 | 2872 | 7295 | 3787 | 802.6626 | 899.6285 | 985.034 | 481.0523
| 2139 | 806.7295 | 792.6659 | 928.602 | 792.6659 | 792.6659 | 928.602 | 792.6659 | 792.6659 | 928.602 | 792.6659 | 974.1497 | 264.3282 | 792.6659 | 928.602 | 792.6659 | 2139 | 792.6659 | 928.602 | 974.1497 | 264.3282 | 2457 | 571 | 6002 | 6957 | 6215 | 2738 | 7230 | 2206 | 802.6145 | 899.6203 | 985.034 | 481.0523
| 2140 | 807.0314 | 785.3126 | 924.343 | 785.3126 | 785.3126 | 924.343 | 785.3126 | 785.3126 | 924.343 | 785.3126 | 980.9524 | 337.6135 | 785.3126 | 924.343 | 785.3126 | 2140 | 785.3126 | 924.343 | 980.9524 | 337.6135 | 2692 | 758 | 3913 | 4694 | 5251 | 7739 | 7205 | 6435 | 802.4703 | 899.6098 | 985.034 | 480.7391
| 2141 | 815.9852 | 786.2739 | 916.4899 | 786.2739 | 786.2739 | 916.4899 | 786.2739 | 786.2739 | 916.4899 | 786.2739 | 980.9524 | 486.6896 | 786.2739 | 916.4899 | 786.2739 | 2141 | 786.2739 | 916.4899 | 980.9524 | 486.6896 | 2668 | 1162 | 3912 | 2063 | 883 | 3755 | 7168 | 4907 | 802.3742 | 899.5952 | 985.034 | 480.7391
| 2142 | 827.5287 | 813.9088 | 927.5603 | 813.9088 | 813.9088 | 927.5603 | 813.9088 | 813.9088 | 927.5603 | 813.9088 | 987.7551 | 376.1353 | 813.9088 | 927.5603 | 813.9088 | 2142 | 813.9088 | 927.5603 | 987.7551 | 376.1353 | 1800 | 616 | 1631 | 3944 | 5110 | 7546 | 7162 | 4689 | 802.2781 | 899.488 | 985.034 | 480.7391
| 2143 | 779.6288 | 733.8876 | 947.0241 | 733.8876 | 733.8876 | 947.0241 | 733.8876 | 733.8876 | 947.0241 | 733.8876 | 976.8707 | 278.7347 | 733.8876 | 947.0241 | 733.8876 | 2143 | 733.8876 | 947.0241 | 976.8708 | 278.7347 | 4648 | 113 | 5164 | 6421 | 955 | 7316 | 7139 | 7133 | 802.23 | 899.4879 | 985.034 | 480.5825
| 2144 | 773.8814 | 733.5512 | 925.9883 | 733.5512 | 733.5512 | 925.9883 | 733.5512 | 733.5512 | 925.9883 | 733.5512 | 978.2313 | 283.7457 | 733.5512 | 925.9883 | 733.5512 | 2144 | 733.5512 | 925.9883 | 978.2313 | 283.7457 | 4669 | 682 | 4696 | 6223 | 7491 | 260 | 7127 | 5522 | 802.182 | 899.4879 | 985.034 | 480.4259
| 2145 | 785.6994 | 750.4686 | 925.7432 | 750.4686 | 750.4686 | 925.7432 | 750.4686 | 750.4686 | 925.7432 | 750.4686 | 971.4286 | 321.6411 | 750.4686 | 925.7432 | 750.4686 | 2145 | 750.4686 | 925.7432 | 971.4286 | 321.6411 | 3993 | 693 | 6798 | 5019 | 3589 | 7090 | 7062 | 1260 | 802.182 | 899.482 | 985.034 | 480.4259
| 2146 | 814.7283 | 789.542 | 935.3201 | 789.542 | 789.542 | 935.3201 | 789.542 | 789.542 | 935.3201 | 789.542 | 960.5442 | 388.0363 | 789.542 | 935.3201 | 789.542 | 2146 | 789.542 | 935.3201 | 960.5442 | 388.0363 | 2563 | 361 | 8267 | 3702 | 470 | 8020 | 7037 | 949 | 802.182 | 899.4541 | 985.034 | 480.4259
| 2147 | 768.0481 | 805.9307 | 731.9482 | 805.9307 | 805.9307 | 731.9482 | 805.9307 | 805.9307 | 731.9482 | 805.9307 | 976.8707 | 400.5637 | 805.9307 | 731.9482 | 805.9307 | 2147 | 805.9307 | 731.9482 | 976.8708 | 400.5637 | 2034 | 7667 | 5163 | 3482 | 435 | 484 | 7000 | 3555 | 802.182 | 899.4541 | 985.034 | 480.3607
| 2148 | 744.8793 | 777.5268 | 717.2497 | 777.5268 | 777.5268 | 717.2497 | 777.5268 | 777.5268 | 717.2497 | 777.5268 | 967.3469 | 371.7507 | 777.5268 | 717.2497 | 777.5268 | 2148 | 777.5268 | 717.2497 | 967.3469 | 371.7507 | 2966 | 7834 | 7694 | 4028 | 8557 | 38 | 6994 | 8535 | 802.1339 | 899.4541 | 985.034 | 480.1128
| 2149 | 724.6921 | 760.1288 | 698.9978 | 760.1288 | 760.1288 | 698.9978 | 760.1288 | 760.1288 | 698.9978 | 760.1288 | 940.1361 | 328.5312 | 760.1288 | 698.9978 | 760.1288 | 2149 | 760.1288 | 698.9978 | 940.1361 | 328.5312 | 3618 | 8040 | 8694 | 4872 | 7829 | 4598 | 6971 | 6615 | 802.1339 | 899.4531 | 985.034 | 480.1128
| 2150 | 734.1241 | 767.3379 | 695.8471 | 767.3379 | 767.3379 | 695.8471 | 767.3379 | 767.3379 | 695.8471 | 767.3379 | 946.9388 | 408.7065 | 767.3379 | 695.8471 | 767.3379 | 2150 | 767.3379 | 695.8471 | 946.9388 | 408.7065 | 3383 | 8059 | 8591 | 3337 | 7529 | 5228 | 6959 | 5999 | 802.1339 | 899.4352 | 985.034 | 480.1128
| 2151 | 768.7545 | 808.0934 | 730.3546 | 808.0934 | 808.0934 | 730.3546 | 808.0934 | 808.0934 | 730.3546 | 808.0934 | 979.5918 | 396.8055 | 808.0934 | 730.3546 | 808.0934 | 2151 | 808.0934 | 730.3546 | 979.5918 | 396.8055 | 1959 | 7686 | 4170 | 3550 | 8544 | 1794 | 6894 | 4428 | 802.0378 | 899.4081 | 985.034 | 480.1128
| 2152 | 775.4927 | 833.3734 | 710.8486 | 833.3734 | 833.3734 | 710.8486 | 833.3734 | 833.3734 | 710.8486 | 833.3734 | 970.068 | 376.4485 | 833.3734 | 710.8486 | 833.3734 | 2152 | 833.3734 | 710.8486 | 970.068 | 376.4485 | 1333 | 7917 | 7202 | 3936 | 8245 | 6951 | 6869 | 4223 | 802.0378 | 899.4012 | 985.034 | 480.1128
| 2153 | 782.7868 | 847.9839 | 710.313 | 847.9839 | 847.9839 | 710.313 | 847.9839 | 847.9839 | 710.313 | 847.9839 | 972.7891 | 361.1024 | 847.9839 | 710.313 | 847.9839 | 2153 | 847.9839 | 710.313 | 972.7891 | 361.1024 | 1087 | 7924 | 6419 | 4248 | 3552 | 6880 | 6832 | 2367 | 801.9417 | 899.3986 | 985.034 | 480.1127
| 2154 | 769.3296 | 822.3194 | 710.5926 | 822.3194 | 822.3194 | 710.5926 | 822.3194 | 822.3194 | 710.5926 | 822.3194 | 986.3946 | 363.2947 | 822.3194 | 710.5926 | 822.3194 | 2154 | 822.3194 | 710.5926 | 986.3946 | 363.2947 | 1578 | 7922 | 1993 | 4204 | 8331 | 3168 | 6826 | 1258 | 801.8936 | 899.391 | 985.034 | 479.7996
| 2155 | 785.6753 | 855.7697 | 717.1977 | 855.7697 | 855.7697 | 717.1977 | 855.7697 | 855.7697 | 717.1977 | 855.7697 | 970.068 | 314.4378 | 855.7697 | 717.1977 | 855.7697 | 2155 | 855.7697 | 717.1977 | 970.068 | 314.4378 | 974 | 7837 | 7201 | 5187 | 7835 | 2415 | 6803 | 5131 | 801.8455 | 899.3909 | 985.034 | 479.4864
| 2156 | 780.9928 | 847.4552 | 719.9872 | 847.4552 | 847.4552 | 719.9872 | 847.4552 | 847.4552 | 719.9872 | 847.4552 | 983.6735 | 290.6358 | 847.4552 | 719.9872 | 847.4552 | 2156 | 847.4552 | 719.9872 | 983.6735 | 290.6358 | 1093 | 7795 | 2914 | 5940 | 2849 | 1996 | 6791 | 4964 | 801.8455 | 899.3772 | 985.034 | 479.4864
| 2157 | 773.1791 | 835.44 | 715.7299 | 835.44 | 835.44 | 715.7299 | 835.44 | 835.44 | 715.7299 | 835.44 | 983.6735 | 294.394 | 835.44 | 715.7299 | 835.44 | 2157 | 835.44 | 715.7299 | 983.6735 | 294.394 | 1300 | 7859 | 2913 | 5816 | 1619 | 2949 | 6726 | 4507 | 801.7975 | 899.3488 | 985.034 | 479.4864
| 2158 | 774.2182 | 822.8481 | 745.8843 | 822.8481 | 822.8481 | 745.8843 | 822.8481 | 822.8481 | 745.8843 | 822.8481 | 979.5918 | 293.1412 | 822.8481 | 745.8843 | 822.8481 | 2158 | 822.8481 | 745.8843 | 979.5918 | 293.1412 | 1560 | 7532 | 4169 | 5855 | 2246 | 4764 | 6701 | 4364 | 801.5572 | 899.3334 | 985.034 | 479.4864
| 2159 | 772.1602 | 828.8557 | 721.777 | 828.8557 | 828.8557 | 721.777 | 828.8557 | 828.8557 | 721.777 | 828.8557 | 993.1973 | 299.0918 | 828.8557 | 721.777 | 828.8557 | 2159 | 828.8557 | 721.777 | 993.1973 | 299.0918 | 1433 | 7773 | 689 | 5664 | 4511 | 7291 | 6664 | 2124 | 801.5091 | 899.324 | 985.034 | 479.4864
| 2160 | 783.8995 | 840.5344 | 738.1568 | 840.5344 | 840.5344 | 738.1568 | 840.5344 | 840.5344 | 738.1568 | 840.5344 | 982.3129 | 315.3774 | 840.5344 | 738.1568 | 840.5344 | 2160 | 840.5344 | 738.1568 | 982.3129 | 315.3774 | 1215 | 7610 | 3472 | 5166 | 8355 | 6836 | 6658 | 5341 | 801.4611 | 899.3239 | 985.034 | 479.1732
| 2161 | 761.4081 | 795.6457 | 746.1532 | 795.6457 | 795.6457 | 746.1532 | 795.6457 | 795.6457 | 746.1532 | 795.6457 | 994.5578 | 315.3774 | 795.6457 | 746.1532 | 795.6457 | 2161 | 795.6457 | 746.1532 | 994.5578 | 315.3774 | 2347 | 7526 | 534 | 5165 | 8556 | 1216 | 6635 | 4110 | 801.413 | 899.3159 | 985.034 | 479.1732
| 2162 | 757.7759 | 786.418 | 757.4574 | 786.418 | 786.418 | 757.4574 | 786.418 | 786.418 | 757.4574 | 786.418 | 990.4762 | 297.2127 | 786.418 | 757.4574 | 786.418 | 2162 | 786.418 | 757.4574 | 990.4762 | 297.2127 | 2663 | 7381 | 1068 | 5729 | 7770 | 1270 | 6623 | 7050 | 801.3649 | 899.3102 | 985.034 | 478.86
| 2163 | 762.4833 | 795.5496 | 760.8992 | 795.5496 | 795.5496 | 760.8992 | 795.5496 | 795.5496 | 760.8992 | 795.5496 | 975.5102 | 291.2621 | 795.5496 | 760.8992 | 795.5496 | 2163 | 795.5496 | 760.8992 | 975.5102 | 291.2621 | 2351 | 7336 | 5581 | 5916 | 7682 | 4758 | 6558 | 4331 | 801.3649 | 899.2942 | 985.034 | 478.86
| 2164 | 753.8777 | 780.9391 | 755.6919 | 780.9391 | 780.9391 | 755.6919 | 780.9391 | 780.9391 | 755.6919 | 780.9391 | 979.5918 | 304.4159 | 780.9391 | 755.6919 | 780.9391 | 2164 | 780.9391 | 755.6919 | 979.5918 | 304.4159 | 2840 | 7405 | 4168 | 5495 | 7625 | 7720 | 6533 | 1991 | 801.3649 | 899.2867 | 985.034 | 478.86
| 2165 | 795.4561 | 807.2283 | 851.8183 | 807.2283 | 807.2283 | 851.8183 | 807.2283 | 807.2283 | 851.8183 | 807.2283 | 985.034 | 286.2512 | 807.2283 | 851.8183 | 807.2283 | 2165 | 807.2283 | 851.8184 | 985.034 | 286.2512 | 1988 | 5506 | 2320 | 6120 | 978 | 5252 | 6496 | 1353 | 801.3649 | 899.2774 | 985.034 | 478.86
| 2166 | 782.1573 | 793.5791 | 833.4965 | 793.5791 | 793.5791 | 833.4965 | 793.5791 | 793.5791 | 833.4965 | 793.5791 | 965.9864 | 301.5972 | 793.5791 | 833.4965 | 793.5791 | 2166 | 793.5791 | 833.4965 | 965.9864 | 301.5972 | 2425 | 6491 | 7929 | 5594 | 8365 | 1195 | 6490 | 855 | 801.3169 | 899.2678 | 985.034 | 478.86
| 2167 | 715.1285 | 700.5815 | 762.0205 | 700.5815 | 700.5815 | 762.0205 | 700.5815 | 700.5815 | 762.0205 | 700.5815 | 978.2313 | 380.8331 | 700.5815 | 762.0205 | 700.5815 | 2167 | 700.5815 | 762.0205 | 978.2313 | 380.8331 | 6061 | 7324 | 4695 | 3829 | 860 | 3054 | 6467 | 7656 | 801.3169 | 899.257 | 985.034 | 478.7034
| 2168 | 723.3923 | 737.9247 | 752.1805 | 737.9247 | 737.9247 | 752.1805 | 737.9247 | 737.9247 | 752.1805 | 737.9247 | 980.9524 | 234.419 | 737.9247 | 752.1805 | 737.9247 | 2168 | 737.9247 | 752.1805 | 980.9524 | 234.419 | 4473 | 7449 | 3911 | 7950 | 4941 | 4767 | 6455 | 4985 | 801.2688 | 899.2338 | 985.034 | 478.5468
| 2169 | 768.9814 | 772.8168 | 739.8721 | 772.8168 | 772.8168 | 739.8721 | 772.8168 | 772.8168 | 739.8721 | 772.8168 | 982.3129 | 641.4031 | 772.8168 | 739.8721 | 772.8168 | 2169 | 772.8168 | 739.8721 | 982.3129 | 641.4031 | 3147 | 7594 | 3471 | 546 | 3186 | 8163 | 6390 | 4322 | 801.2688 | 899.1906 | 985.034 | 478.5468
| 2170 | 799.1353 | 796.7992 | 829.2369 | 796.7992 | 796.7992 | 829.2369 | 796.7992 | 796.7992 | 829.2369 | 796.7992 | 978.2313 | 518.3213 | 796.7992 | 829.2369 | 796.7992 | 2170 | 796.7992 | 829.2369 | 978.2313 | 518.3213 | 2319 | 6644 | 4694 | 1666 | 1374 | 627 | 6365 | 7228 | 801.2688 | 899.1906 | 985.034 | 478.2336
| 2171 | 814.9556 | 806.988 | 856.795 | 806.988 | 806.988 | 856.795 | 806.988 | 806.988 | 856.795 | 806.988 | 974.1497 | 552.1453 | 806.988 | 856.795 | 806.988 | 2171 | 806.988 | 856.795 | 974.1497 | 552.1453 | 1998 | 5200 | 6001 | 1280 | 8430 | 7288 | 6328 | 6699 | 801.2208 | 899.1813 | 985.034 | 478.2336
| 2172 | 809.6768 | 806.94 | 860.2278 | 806.94 | 806.94 | 860.2278 | 806.94 | 806.94 | 860.2278 | 806.94 | 983.6735 | 455.3711 | 806.94 | 860.2278 | 806.94 | 2172 | 806.94 | 860.2279 | 983.6735 | 455.3711 | 2001 | 4965 | 2912 | 2567 | 6960 | 7568 | 6322 | 6192 | 801.2208 | 899.176 | 985.034 | 478.2336
| 2173 | 812.507 | 811.3135 | 871.837 | 811.3135 | 811.3135 | 871.837 | 811.3135 | 811.3135 | 871.837 | 811.3135 | 965.9864 | 431.2559 | 811.3135 | 871.837 | 811.3135 | 2173 | 811.3135 | 871.837 | 965.9864 | 431.2559 | 1866 | 4159 | 7928 | 2975 | 4220 | 3831 | 6299 | 1648 | 801.1727 | 899.1705 | 985.034 | 478.2336
| 2174 | 803.523 | 790.7435 | 881.0209 | 790.7435 | 790.7435 | 881.0209 | 790.7435 | 790.7435 | 881.0209 | 790.7435 | 991.8367 | 407.4538 | 790.7435 | 881.0209 | 790.7435 | 2174 | 790.7435 | 881.0209 | 991.8367 | 407.4538 | 2522 | 3543 | 926 | 3357 | 7841 | 7157 | 6287 | 5887 | 801.1246 | 899.1461 | 985.034 | 478.077
| 2175 | 805.1599 | 799.6347 | 875.7408 | 799.6347 | 799.6347 | 875.7408 | 799.6347 | 799.6347 | 875.7408 | 799.6347 | 970.068 | 402.1297 | 799.6347 | 875.7408 | 799.6347 | 2175 | 799.6347 | 875.7408 | 970.068 | 402.1297 | 2221 | 3906 | 7200 | 3455 | 2481 | 4795 | 6222 | 3693 | 801.1246 | 899.1428 | 985.034 | 478.0379
| 2176 | 799.3587 | 778.1996 | 878.9015 | 778.1996 | 778.1996 | 878.9015 | 778.1996 | 778.1996 | 878.9015 | 778.1996 | 983.6735 | 466.1447 | 778.1996 | 878.9015 | 778.1996 | 2176 | 778.1996 | 878.9015 | 983.6735 | 466.1447 | 2938 | 3678 | 2911 | 2364 | 816 | 5206 | 6197 | 7211 | 801.1246 | 899.1334 | 985.034 | 477.9205
| 2177 | 794.9426 | 793.2907 | 785.8174 | 793.2907 | 793.2907 | 785.8174 | 793.2907 | 793.2907 | 785.8174 | 793.2907 | 989.1156 | 650.4854 | 793.2907 | 785.8174 | 793.2907 | 2177 | 793.2907 | 785.8174 | 989.1156 | 650.4854 | 2438 | 7151 | 1291 | 487 | 3240 | 2799 | 6160 | 7171 | 800.9804 | 899.1283 | 985.034 | 477.9205
| 2178 | 801.7982 | 791.9931 | 854.7438 | 791.9931 | 791.9931 | 854.7438 | 791.9931 | 791.9931 | 854.7438 | 791.9931 | 982.3129 | 487.9424 | 791.9931 | 854.7438 | 791.9931 | 2178 | 791.9931 | 854.7438 | 982.3129 | 487.9424 | 2478 | 5329 | 3470 | 2048 | 2497 | 7081 | 6154 | 5615 | 800.9804 | 899.1253 | 985.034 | 477.9205
| 2179 | 827.4867 | 837.2182 | 868.453 | 837.2182 | 837.2182 | 868.453 | 837.2182 | 837.2182 | 868.453 | 837.2182 | 982.3129 | 430.9427 | 837.2182 | 868.453 | 837.2182 | 2179 | 837.2182 | 868.453 | 982.3129 | 430.9427 | 1262 | 4382 | 3469 | 2984 | 1482 | 6848 | 6131 | 4971 | 800.9804 | 899.1216 | 985.034 | 477.9205
| 2180 | 824.6718 | 861.3447 | 844.6878 | 861.3447 | 861.3447 | 844.6878 | 861.3447 | 861.3447 | 844.6878 | 861.3447 | 991.8367 | 284.0589 | 861.3447 | 844.6878 | 861.3447 | 2180 | 861.3447 | 844.6878 | 991.8367 | 284.0589 | 908 | 5966 | 925 | 6209 | 8461 | 7955 | 6119 | 4382 | 800.9324 | 899.1213 | 985.034 | 477.9205
| 2181 | 834.9555 | 861.4409 | 856.9587 | 861.4409 | 861.4409 | 856.9587 | 861.4409 | 861.4409 | 856.9587 | 861.4409 | 974.1497 | 395.866 | 861.4409 | 856.9587 | 861.4409 | 2181 | 861.4409 | 856.9587 | 974.1497 | 395.866 | 907 | 5192 | 6000 | 3566 | 2989 | 2816 | 6054 | 3466 | 800.9324 | 899.1193 | 985.034 | 477.9205
| 2182 | 838.9698 | 848.4645 | 870.4729 | 848.4645 | 848.4645 | 870.4729 | 848.4645 | 848.4645 | 870.4729 | 848.4645 | 971.4286 | 504.5412 | 848.4645 | 870.4729 | 848.4645 | 2182 | 848.4645 | 870.4729 | 971.4286 | 504.5412 | 1079 | 4253 | 6797 | 1836 | 8180 | 2116 | 6029 | 2425 | 800.8843 | 899.1191 | 985.034 | 477.9205
| 2183 | 824.1208 | 823.5209 | 868.1434 | 823.5209 | 823.5209 | 868.1434 | 823.5209 | 823.5209 | 868.1434 | 823.5209 | 987.7551 | 489.1951 | 823.5209 | 868.1434 | 823.5209 | 2183 | 823.5209 | 868.1434 | 987.7551 | 489.1951 | 1539 | 4400 | 1630 | 2030 | 644 | 4919 | 5992 | 7033 | 800.8843 | 899.1053 | 985.034 | 477.7639
| 2184 | 805.4788 | 798.8658 | 873.6823 | 798.8658 | 798.8658 | 873.6823 | 798.8658 | 798.8658 | 873.6823 | 798.8658 | 978.2313 | 412.8171 | 798.8658 | 873.6823 | 798.8658 | 2184 | 798.8658 | 873.6823 | 978.2313 | 412.8171 | 2246 | 4046 | 4693 | 3271 | 8259 | 5183 | 5986 | 7385 | 800.7882 | 899.1051 | 985.034 | 477.6073
| 2185 | 771.4705 | 755.1305 | 869.4 | 755.1305 | 755.1305 | 869.4 | 755.1305 | 755.1305 | 869.4 | 755.1305 | 989.1156 | 292.8281 | 755.1305 | 869.4 | 755.1305 | 2185 | 755.1305 | 869.4 | 989.1156 | 292.8281 | 3817 | 4308 | 1290 | 5867 | 1080 | 3775 | 5963 | 6943 | 800.7882 | 899.0893 | 985.034 | 477.6073
| 2186 | 742.0105 | 693.9011 | 859.7109 | 693.9011 | 693.9011 | 859.7109 | 693.9011 | 693.9011 | 859.7109 | 693.9011 | 972.7891 | 425.3054 | 693.9011 | 859.7109 | 693.9011 | 2186 | 693.9011 | 859.7109 | 972.7891 | 425.3054 | 6340 | 5005 | 6418 | 3076 | 474 | 5203 | 5951 | 6647 | 800.7882 | 899.0618 | 985.034 | 477.6073
| 2187 | 731.6834 | 682.6068 | 854.5492 | 682.6068 | 682.6068 | 854.5492 | 682.6068 | 682.6068 | 854.5492 | 682.6068 | 987.7551 | 376.7617 | 682.6068 | 854.5492 | 682.6068 | 2187 | 682.6068 | 854.5492 | 987.7551 | 376.7617 | 6850 | 5338 | 1629 | 3926 | 7191 | 1028 | 5886 | 1429 | 800.7401 | 899.0496 | 985.034 | 477.6073
| 2188 | 726.4774 | 663.3345 | 854.3567 | 663.3345 | 663.3345 | 854.3567 | 663.3345 | 663.3345 | 854.3567 | 663.3345 | 991.8367 | 454.7448 | 663.3345 | 854.3567 | 663.3345 | 2188 | 663.3345 | 854.3567 | 991.8367 | 454.7448 | 7491 | 5350 | 924 | 2581 | 4939 | 7915 | 5861 | 329 | 800.7401 | 899.0467 | 985.034 | 477.6073
| 2189 | 729.6264 | 673.4753 | 854.9478 | 673.4753 | 673.4753 | 854.9478 | 673.4753 | 673.4753 | 854.9478 | 673.4753 | 972.7891 | 434.3877 | 673.4753 | 854.9478 | 673.4753 | 2189 | 673.4753 | 854.9478 | 972.7891 | 434.3877 | 7197 | 5316 | 6417 | 2920 | 8484 | 2880 | 5824 | 7618 | 800.6921 | 899.0445 | 985.034 | 477.2941
| 2190 | 719.9275 | 656.2215 | 842.8956 | 656.2215 | 656.2215 | 842.8956 | 656.2215 | 656.2215 | 842.8956 | 656.2215 | 985.034 | 472.5963 | 656.2215 | 842.8956 | 656.2215 | 2190 | 656.2215 | 842.8956 | 985.034 | 472.5963 | 7684 | 6066 | 2319 | 2260 | 2121 | 5212 | 5818 | 3228 | 800.6921 | 899.0218 | 985.034 | 477.2941
| 2191 | 701.595 | 635.267 | 852.0697 | 635.267 | 635.267 | 852.0697 | 635.267 | 635.267 | 852.0697 | 635.267 | 975.5102 | 356.4046 | 635.267 | 852.0697 | 635.267 | 2191 | 635.267 | 852.0697 | 975.5102 | 356.4046 | 8146 | 5487 | 5580 | 4330 | 7691 | 8630 | 5795 | 5478 | 800.644 | 899.02 | 985.034 | 476.9809
| 2192 | 688.8994 | 631.4221 | 829.4131 | 631.4221 | 631.4221 | 829.4131 | 631.4221 | 631.4221 | 829.4131 | 631.4221 | 983.6735 | 291.8885 | 631.4221 | 829.4131 | 631.4221 | 2192 | 631.4221 | 829.4131 | 983.6735 | 291.8885 | 8202 | 6635 | 2910 | 5898 | 3113 | 2044 | 5783 | 4777 | 800.596 | 899.0139 | 985.034 | 476.9809
| 2193 | 688.1597 | 620.5123 | 822.1308 | 620.5123 | 620.5123 | 822.1308 | 620.5123 | 620.5123 | 822.1308 | 620.5123 | 978.2313 | 403.3824 | 620.5123 | 822.1308 | 620.5123 | 2193 | 620.5123 | 822.1308 | 978.2313 | 403.3824 | 8403 | 6818 | 4692 | 3423 | 6982 | 6842 | 5718 | 7173 | 800.4998 | 898.9928 | 985.034 | 476.6677
| 2194 | 673.4818 | 638.8715 | 693.7171 | 638.8715 | 638.8715 | 693.7171 | 638.8715 | 638.8715 | 693.7171 | 638.8715 | 978.2313 | 564.6727 | 638.8715 | 693.7171 | 638.8715 | 2194 | 638.8715 | 693.7171 | 978.2313 | 564.6727 | 8069 | 8081 | 4691 | 1151 | 3519 | 1403 | 5693 | 6024 | 800.4998 | 898.9862 | 985.034 | 476.6677
| 2195 | 674.5933 | 652.5208 | 710.7907 | 652.5208 | 652.5208 | 710.7907 | 652.5208 | 652.5208 | 710.7907 | 652.5208 | 974.1497 | 406.8274 | 652.5208 | 710.7907 | 652.5208 | 2195 | 652.5208 | 710.7907 | 974.1497 | 406.8274 | 7784 | 7920 | 5999 | 3363 | 6688 | 4134 | 5656 | 5953 | 800.4518 | 898.9496 | 985.034 | 476.6677
| 2196 | 688.8895 | 669.294 | 714.6212 | 669.294 | 669.294 | 714.6212 | 669.294 | 669.294 | 714.6212 | 669.294 | 976.8707 | 454.7448 | 669.294 | 714.6212 | 669.294 | 2196 | 669.294 | 714.6212 | 976.8708 | 454.7448 | 7329 | 7874 | 5162 | 2580 | 8475 | 7117 | 5650 | 5900 | 800.4037 | 898.9057 | 985.034 | 476.6677
| 2197 | 683.8531 | 664.8243 | 724.9812 | 664.8243 | 664.8243 | 724.9812 | 664.8243 | 664.8243 | 724.9812 | 664.8243 | 983.6735 | 371.7507 | 664.8243 | 724.9812 | 664.8243 | 2197 | 664.8243 | 724.9812 | 983.6735 | 371.7507 | 7446 | 7741 | 2909 | 4027 | 4602 | 8259 | 5627 | 5339 | 800.4037 | 898.8887 | 985.034 | 476.6677
| 2198 | 675.5808 | 655.885 | 714.6895 | 655.885 | 655.885 | 714.6895 | 655.885 | 655.885 | 714.6895 | 655.885 | 983.6735 | 368.6189 | 655.885 | 714.6895 | 655.885 | 2198 | 655.885 | 714.6895 | 983.6735 | 368.6189 | 7697 | 7872 | 2908 | 4103 | 3351 | 8029 | 5615 | 5125 | 800.4037 | 898.8887 | 985.034 | 476.6677
| 2199 | 667.3819 | 662.0849 | 684.7465 | 662.0849 | 662.0849 | 684.7465 | 662.0849 | 662.0849 | 684.7465 | 662.0849 | 970.068 | 337.6135 | 662.0849 | 684.7465 | 662.0849 | 2199 | 662.0849 | 684.7465 | 970.068 | 337.6135 | 7527 | 8172 | 7199 | 4693 | 7499 | 493 | 5550 | 2987 | 800.3557 | 898.8887 | 985.034 | 476.6677
| 2200 | 629.8949 | 666.122 | 535.6243 | 666.122 | 666.122 | 535.6243 | 666.122 | 666.122 | 535.6243 | 666.122 | 976.8707 | 370.1848 | 666.122 | 535.6243 | 666.122 | 2200 | 666.122 | 535.6243 | 976.8708 | 370.1848 | 7401 | 8573 | 5161 | 4066 | 6521 | 1500 | 5525 | 1434 | 800.3557 | 898.8792 | 985.034 | 476.6677
| 2201 | 637.0035 | 678.4255 | 533.2084 | 678.4255 | 678.4255 | 533.2084 | 678.4255 | 678.4255 | 533.2084 | 678.4255 | 978.2313 | 379.5803 | 678.4255 | 533.2084 | 678.4255 | 2201 | 678.4255 | 533.2084 | 978.2313 | 379.5803 | 7004 | 8576 | 4690 | 3855 | 443 | 3788 | 5488 | 1331 | 800.3557 | 898.8713 | 985.034 | 476.6677
| 2202 | 677.173 | 693.805 | 665.0144 | 693.805 | 693.805 | 665.0144 | 693.805 | 693.805 | 665.0144 | 693.805 | 983.6735 | 286.2512 | 693.805 | 665.0144 | 693.805 | 2202 | 693.805 | 665.0144 | 983.6735 | 286.2512 | 6345 | 8330 | 2907 | 6119 | 8261 | 3522 | 5482 | 6531 | 800.3076 | 898.8585 | 985.034 | 476.5894
| 2203 | 761.2779 | 836.7376 | 683.7035 | 836.7376 | 836.7376 | 683.7035 | 836.7376 | 836.7376 | 683.7035 | 836.7376 | 927.8912 | 301.2841 | 836.7376 | 683.7035 | 836.7376 | 2203 | 836.7376 | 683.7035 | 927.8912 | 301.2841 | 1271 | 8186 | 8747 | 5604 | 7215 | 6906 | 5459 | 6640 | 800.3076 | 898.8371 | 985.034 | 476.3545
| 2204 | 788.4546 | 868.5539 | 701.3055 | 868.5539 | 868.5539 | 701.3055 | 868.5539 | 868.5539 | 701.3055 | 868.5539 | 968.7075 | 316.0038 | 868.5539 | 701.3055 | 868.5539 | 2204 | 868.5539 | 701.3055 | 968.7075 | 316.0038 | 826 | 8015 | 7421 | 5149 | 1626 | 3743 | 5447 | 6433 | 800.3076 | 898.8016 | 985.034 | 476.3545
| 2205 | 828.9086 | 860.72 | 838.9153 | 860.72 | 860.72 | 838.9153 | 860.72 | 860.72 | 838.9153 | 860.72 | 960.5442 | 402.756 | 860.72 | 838.9153 | 860.72 | 2205 | 860.72 | 838.9153 | 960.5442 | 402.756 | 917 | 6262 | 8266 | 3437 | 5398 | 3080 | 5382 | 5054 | 800.2115 | 898.7702 | 985.034 | 476.3545
| 2206 | 830.9115 | 843.2258 | 857.938 | 843.2258 | 843.2258 | 857.938 | 843.2258 | 843.2258 | 857.938 | 843.2258 | 974.1497 | 481.0523 | 843.2258 | 857.938 | 843.2258 | 2206 | 843.2258 | 857.938 | 974.1497 | 481.0523 | 1167 | 5136 | 5998 | 2139 | 3074 | 2346 | 5357 | 5025 | 800.1634 | 898.7505 | 985.034 | 476.3545
| 2207 | 801.542 | 816.6963 | 861.3891 | 816.6963 | 816.6963 | 861.3891 | 816.6963 | 816.6963 | 861.3891 | 816.6963 | 980.9524 | 261.5096 | 816.6963 | 861.3891 | 816.6963 | 2207 | 816.6963 | 861.3891 | 980.9524 | 261.5096 | 1734 | 4899 | 3910 | 7041 | 2459 | 2955 | 5320 | 4092 | 800.1153 | 898.7321 | 985.034 | 476.3545
| 2208 | 811.4311 | 806.2671 | 857.8558 | 806.2671 | 806.2671 | 857.8558 | 806.2671 | 806.2671 | 857.8558 | 806.2671 | 971.4286 | 507.0467 | 806.2671 | 857.8558 | 806.2671 | 2208 | 806.2671 | 857.8558 | 971.4286 | 507.0467 | 2023 | 5144 | 6796 | 1799 | 3406 | 1202 | 5314 | 3893 | 800.0673 | 898.696 | 985.034 | 476.3545
| 2209 | 793.7579 | 779.2089 | 859.6439 | 779.2089 | 779.2089 | 859.6439 | 779.2089 | 779.2089 | 859.6439 | 779.2089 | 968.7075 | 471.6567 | 779.2089 | 859.6439 | 779.2089 | 2209 | 779.2089 | 859.6439 | 968.7075 | 471.6568 | 2904 | 5011 | 7420 | 2279 | 457 | 3298 | 5291 | 3510 | 800.0673 | 898.6743 | 985.034 | 476.1979
| 2210 | 786.9548 | 760.5133 | 865.1084 | 760.5133 | 760.5133 | 865.1084 | 760.5133 | 760.5133 | 865.1084 | 760.5133 | 967.3469 | 505.4807 | 760.5133 | 865.1084 | 760.5133 | 2210 | 760.5133 | 865.1085 | 967.3469 | 505.4807 | 3610 | 4623 | 7693 | 1826 | 2954 | 3381 | 5279 | 6570 | 799.9712 | 898.652 | 985.034 | 476.0413
| 2211 | 773.6576 | 744.1726 | 852.5293 | 744.1726 | 744.1726 | 852.5293 | 744.1726 | 744.1726 | 852.5293 | 744.1726 | 965.9864 | 501.7225 | 744.1726 | 852.5293 | 744.1726 | 2211 | 744.1726 | 852.5293 | 965.9864 | 501.7225 | 4233 | 5453 | 7927 | 1870 | 1642 | 7135 | 5214 | 5473 | 799.9712 | 898.6497 | 985.034 | 476.0413
| 2212 | 743.6031 | 727.7359 | 837.5004 | 727.7359 | 727.7359 | 837.5004 | 727.7359 | 727.7359 | 837.5004 | 727.7359 | 963.2653 | 275.2897 | 727.7359 | 837.5004 | 727.7359 | 2212 | 727.7359 | 837.5004 | 963.2653 | 275.2897 | 4900 | 6338 | 8148 | 6571 | 1130 | 2089 | 5189 | 4939 | 799.9712 | 898.6253 | 985.034 | 476.0413
| 2213 | 748.5283 | 713.3657 | 866.9584 | 713.3657 | 713.3657 | 866.9584 | 713.3657 | 713.3657 | 866.9584 | 713.3657 | 963.2653 | 341.3718 | 713.3657 | 866.9584 | 713.3657 | 2213 | 713.3657 | 866.9584 | 963.2653 | 341.3718 | 5492 | 4476 | 8147 | 4618 | 8319 | 1273 | 5152 | 4850 | 799.9231 | 898.6253 | 985.034 | 476.0413
| 2214 | 739.9836 | 703.5613 | 862.8704 | 703.5613 | 703.5613 | 862.8704 | 703.5613 | 703.5613 | 862.8704 | 703.5613 | 965.9864 | 313.8115 | 703.5613 | 862.8704 | 703.5613 | 2214 | 703.5613 | 862.8704 | 965.9864 | 313.8115 | 5932 | 4784 | 7926 | 5202 | 4603 | 3751 | 5146 | 4267 | 799.9231 | 898.625 | 985.034 | 476.0413
| 2215 | 733.0704 | 696.7847 | 833.9896 | 696.7847 | 696.7847 | 833.9896 | 696.7847 | 696.7847 | 833.9896 | 696.7847 | 957.8231 | 394.9264 | 696.7847 | 833.9896 | 696.7847 | 2215 | 696.7847 | 833.9896 | 957.8231 | 394.9264 | 6204 | 6468 | 8383 | 3583 | 6887 | 4202 | 5123 | 1600 | 799.7789 | 898.6092 | 985.034 | 476.0413
| 2216 | 711.9744 | 672.6582 | 849.285 | 672.6582 | 672.6582 | 849.285 | 672.6582 | 672.6582 | 849.285 | 672.6582 | 945.5782 | 243.658 | 672.6582 | 849.285 | 672.6582 | 2216 | 672.6582 | 849.285 | 945.5782 | 243.658 | 7216 | 5698 | 8642 | 7683 | 5923 | 2391 | 5111 | 5898 | 799.7789 | 898.6019 | 985.034 | 475.9787
| 2217 | 695.574 | 649.541 | 831.6578 | 649.541 | 649.541 | 831.6578 | 649.541 | 649.541 | 831.6578 | 649.541 | 967.3469 | 247.7294 | 649.541 | 831.6578 | 649.541 | 2217 | 649.541 | 831.6578 | 967.3469 | 247.7294 | 7856 | 6564 | 7692 | 7547 | 1595 | 4017 | 5046 | 7687 | 799.7309 | 898.598 | 985.034 | 475.7282
| 2218 | 695.5056 | 644.4946 | 840.782 | 644.4946 | 644.4946 | 840.782 | 644.4946 | 644.4946 | 840.782 | 644.4946 | 964.6259 | 253.3667 | 644.4946 | 840.782 | 644.4946 | 2218 | 644.4946 | 840.782 | 964.6259 | 253.3667 | 7959 | 6185 | 8018 | 7335 | 7151 | 8522 | 5021 | 1995 | 799.6828 | 898.4995 | 985.034 | 475.7282
| 2219 | 697.7968 | 653.5781 | 826.9789 | 653.5781 | 653.5781 | 826.9789 | 653.5781 | 653.5781 | 826.9789 | 653.5781 | 967.3469 | 265.2678 | 653.5781 | 826.9789 | 653.5781 | 2219 | 653.5781 | 826.9789 | 967.3469 | 265.2678 | 7752 | 6701 | 7691 | 6923 | 8293 | 8062 | 4984 | 5987 | 799.6347 | 898.4995 | 985.034 | 475.415
| 2220 | 716.1906 | 671.8893 | 851.6225 | 671.8893 | 671.8893 | 851.6225 | 671.8893 | 671.8893 | 851.6225 | 671.8893 | 978.2313 | 266.8337 | 671.8893 | 851.6225 | 671.8893 | 2220 | 671.8893 | 851.6225 | 978.2313 | 266.8337 | 7244 | 5522 | 4689 | 6874 | 6528 | 526 | 4978 | 4796 | 799.6347 | 898.4995 | 985.034 | 475.415
| 2221 | 718.8691 | 679.0503 | 849.9686 | 679.0503 | 679.0503 | 849.9686 | 679.0503 | 679.0503 | 849.9686 | 679.0503 | 970.068 | 261.8227 | 679.0503 | 849.9686 | 679.0503 | 2221 | 679.0503 | 849.9686 | 970.068 | 261.8227 | 6988 | 5632 | 7198 | 7029 | 2175 | 8255 | 4955 | 4144 | 799.6347 | 898.4944 | 985.034 | 475.415
| 2222 | 728.8482 | 699.2839 | 844.1124 | 699.2839 | 699.2839 | 844.1124 | 699.2839 | 699.2839 | 844.1124 | 699.2839 | 974.1497 | 259.0041 | 699.2839 | 844.1124 | 699.2839 | 2222 | 699.2839 | 844.1125 | 974.1497 | 259.0041 | 6119 | 5988 | 5997 | 7149 | 1446 | 3736 | 4943 | 2750 | 799.6347 | 898.4905 | 985.034 | 475.415
| 2223 | 746.346 | 725.7173 | 855.4903 | 725.7173 | 725.7173 | 855.4903 | 725.7173 | 725.7173 | 855.4903 | 725.7173 | 972.7891 | 248.3558 | 725.7173 | 855.4903 | 725.7173 | 2223 | 725.7173 | 855.4903 | 972.7891 | 248.3558 | 4984 | 5277 | 6416 | 7530 | 7193 | 3883 | 4878 | 1980 | 799.5867 | 898.4135 | 985.034 | 475.415
| 2224 | 751.0123 | 735.5698 | 852.406 | 735.5698 | 735.5698 | 852.406 | 735.5698 | 735.5698 | 852.406 | 735.5698 | 970.068 | 249.9217 | 735.5698 | 852.406 | 735.5698 | 2224 | 735.5698 | 852.406 | 970.068 | 249.9217 | 4576 | 5459 | 7197 | 7475 | 8457 | 3397 | 4853 | 6538 | 799.4906 | 898.4133 | 985.034 | 475.1018
| 2225 | 756.0299 | 733.3109 | 869.8879 | 733.3109 | 733.3109 | 869.8879 | 733.3109 | 733.3109 | 869.8879 | 733.3109 | 976.8707 | 261.5096 | 733.3109 | 869.8879 | 733.3109 | 2225 | 733.3109 | 869.8879 | 976.8708 | 261.5096 | 4683 | 4282 | 5160 | 7040 | 1787 | 8679 | 4816 | 6130 | 799.4906 | 898.3745 | 985.034 | 475.1018
| 2226 | 769.84 | 767.5782 | 851.2546 | 767.5782 | 767.5782 | 851.2546 | 767.5782 | 767.5782 | 851.2546 | 767.5782 | 976.8707 | 255.2459 | 767.5782 | 851.2546 | 767.5782 | 2226 | 767.5782 | 851.2546 | 976.8708 | 255.2459 | 3372 | 5545 | 5159 | 7265 | 7853 | 2762 | 4810 | 4503 | 799.3464 | 898.3738 | 985.034 | 475.1018
| 2227 | 812.9242 | 847.2629 | 850.2871 | 847.2629 | 847.2629 | 850.2871 | 847.2629 | 847.2629 | 850.2871 | 847.2629 | 956.4626 | 245.2239 | 847.2629 | 850.2871 | 847.2629 | 2227 | 847.2629 | 850.2871 | 956.4626 | 245.2239 | 1097 | 5602 | 8474 | 7623 | 6664 | 7604 | 4787 | 3740 | 799.2983 | 898.3681 | 985.034 | 475.1018
| 2228 | 840.1686 | 887.1534 | 863.2162 | 887.1534 | 887.1534 | 863.2162 | 887.1534 | 887.1534 | 863.2162 | 887.1534 | 971.4286 | 240.8393 | 887.1534 | 863.2162 | 887.1534 | 2228 | 887.1534 | 863.2162 | 971.4286 | 240.8393 | 608 | 4755 | 6795 | 7769 | 4605 | 1285 | 4775 | 1967 | 799.2983 | 898.3313 | 985.034 | 475.1018
| 2229 | 837.7759 | 890.3254 | 847.9474 | 890.3254 | 890.3254 | 847.9474 | 890.3254 | 890.3254 | 847.9474 | 890.3254 | 975.5102 | 238.9602 | 890.3254 | 847.9474 | 890.3254 | 2229 | 890.3254 | 847.9474 | 975.5102 | 238.9602 | 568 | 5777 | 5579 | 7822 | 2304 | 2090 | 4710 | 6181 | 799.2983 | 898.325 | 985.034 | 474.7886
| 2230 | 835.1433 | 885.0627 | 845.9648 | 885.0627 | 885.0627 | 845.9648 | 885.0627 | 885.0627 | 845.9648 | 885.0627 | 983.6735 | 243.9712 | 885.0627 | 845.9648 | 885.0627 | 2230 | 885.0627 | 845.9648 | 983.6735 | 243.9712 | 640 | 5900 | 2906 | 7661 | 1361 | 3764 | 4685 | 5998 | 799.2983 | 898.3213 | 985.034 | 474.7886
| 2231 | 810.7826 | 857.1635 | 818.0669 | 857.1635 | 857.1635 | 818.0669 | 857.1635 | 857.1635 | 818.0669 | 857.1635 | 983.6735 | 237.7075 | 857.1635 | 818.0669 | 857.1635 | 2231 | 857.1635 | 818.0669 | 983.6735 | 237.7075 | 956 | 6876 | 2905 | 7857 | 2138 | 3631 | 4648 | 5545 | 799.2503 | 898.2956 | 985.034 | 474.7886
| 2232 | 787.8836 | 808.4779 | 836.0012 | 808.4779 | 808.4779 | 836.0012 | 808.4779 | 808.4779 | 836.0012 | 808.4779 | 975.5102 | 243.0316 | 808.4779 | 836.0012 | 808.4779 | 2232 | 808.4779 | 836.0012 | 975.5102 | 243.0316 | 1947 | 6388 | 5578 | 7707 | 7363 | 6932 | 4642 | 4998 | 799.2022 | 898.2927 | 985.034 | 474.7886
| 2233 | 780.6904 | 794.5884 | 838.1638 | 794.5884 | 794.5884 | 838.1638 | 794.5884 | 794.5884 | 838.1638 | 794.5884 | 970.068 | 250.2349 | 794.5884 | 838.1638 | 794.5884 | 2233 | 794.5884 | 838.1638 | 970.068 | 250.2349 | 2383 | 6308 | 7196 | 7462 | 1469 | 3268 | 4619 | 4444 | 799.2022 | 898.2811 | 985.034 | 474.7886
| 2234 | 767.0748 | 773.73 | 834.5479 | 773.73 | 773.73 | 834.5479 | 773.73 | 773.73 | 834.5479 | 773.73 | 971.4286 | 239.5866 | 773.73 | 834.5479 | 773.73 | 2234 | 773.73 | 834.5479 | 971.4286 | 239.5866 | 3106 | 6442 | 6794 | 7803 | 307 | 3946 | 4607 | 7010 | 799.2022 | 898.2683 | 985.034 | 474.4754
| 2235 | 760.5158 | 762.1474 | 835.5421 | 762.1474 | 762.1474 | 835.5421 | 762.1474 | 762.1474 | 835.5421 | 762.1474 | 967.3469 | 240.5262 | 762.1474 | 835.5421 | 762.1474 | 2235 | 762.1474 | 835.5422 | 967.3469 | 240.5262 | 3550 | 6400 | 7690 | 7781 | 3043 | 3860 | 4542 | 3542 | 799.1541 | 898.2597 | 985.034 | 474.2862
| 2236 | 766.3748 | 767.0015 | 846.0491 | 767.0015 | 767.0015 | 846.0491 | 767.0015 | 767.0015 | 846.0491 | 767.0015 | 974.1497 | 234.8888 | 767.0015 | 846.0491 | 767.0015 | 2236 | 767.0015 | 846.0491 | 974.1497 | 234.8888 | 3397 | 5891 | 5996 | 7937 | 4174 | 7563 | 4517 | 3632 | 799.1061 | 898.2451 | 985.034 | 474.0839
| 2237 | 771.1097 | 770.5099 | 856.0472 | 770.5099 | 770.5099 | 856.0472 | 770.5099 | 770.5099 | 856.0472 | 770.5099 | 975.5102 | 231.757 | 770.5099 | 856.0472 | 770.5099 | 2237 | 770.5099 | 856.0472 | 975.5102 | 231.757 | 3247 | 5253 | 5577 | 8024 | 1081 | 7319 | 4480 | 3506 | 799.1061 | 898.2451 | 985.034 | 473.9665
| 2238 | 770.3229 | 773.3455 | 842.0582 | 773.3455 | 773.3455 | 842.0582 | 773.3455 | 773.3455 | 842.0582 | 773.3455 | 983.6735 | 245.8503 | 773.3455 | 842.0582 | 773.3455 | 2238 | 773.3455 | 842.0582 | 983.6735 | 245.8503 | 3121 | 6112 | 2904 | 7601 | 7669 | 263 | 4474 | 6880 | 799.058 | 898.2451 | 985.034 | 473.8491
| 2239 | 747.1571 | 731.2924 | 844.798 | 731.2924 | 731.2924 | 844.798 | 731.2924 | 731.2924 | 844.798 | 731.2924 | 982.3129 | 248.3558 | 731.2924 | 844.798 | 731.2924 | 2239 | 731.2924 | 844.798 | 982.3129 | 248.3558 | 4767 | 5964 | 3468 | 7529 | 3286 | 3783 | 4451 | 6665 | 799.058 | 898.2069 | 985.034 | 473.8491
| 2240 | 748.0744 | 720.5267 | 860.6949 | 720.5267 | 720.5267 | 860.6949 | 720.5267 | 720.5267 | 860.6949 | 720.5267 | 978.2313 | 287.8171 | 720.5267 | 860.6949 | 720.5267 | 2240 | 720.5267 | 860.6949 | 978.2313 | 287.8171 | 5213 | 4937 | 4688 | 6053 | 165 | 3959 | 4439 | 3955 | 799.058 | 898.1888 | 985.034 | 473.849
| 2241 | 739.4392 | 713.4618 | 830.114 | 713.4618 | 713.4618 | 830.114 | 713.4618 | 713.4618 | 830.114 | 713.4618 | 982.3129 | 341.6849 | 713.4618 | 830.114 | 713.4618 | 2241 | 713.4618 | 830.114 | 982.3129 | 341.6849 | 5488 | 6623 | 3467 | 4608 | 7464 | 1746 | 4374 | 3340 | 798.9138 | 898.1836 | 985.034 | 473.849
| 2242 | 792.7221 | 784.3514 | 825.8091 | 784.3514 | 784.3514 | 825.8091 | 784.3514 | 784.3514 | 825.8091 | 784.3514 | 986.3946 | 533.6674 | 784.3514 | 825.8091 | 784.3514 | 2242 | 784.3514 | 825.8091 | 986.3946 | 533.6674 | 2721 | 6730 | 1992 | 1487 | 4364 | 1127 | 4349 | 2337 | 798.9138 | 898.1555 | 985.034 | 473.849
| 2243 | 826.239 | 816.9366 | 849.3723 | 816.9366 | 816.9366 | 849.3723 | 816.9366 | 816.9366 | 849.3723 | 816.9366 | 982.3129 | 652.0514 | 816.9366 | 849.3723 | 816.9366 | 2243 | 816.9366 | 849.3723 | 982.3129 | 652.0514 | 1724 | 5688 | 3466 | 480 | 408 | 7205 | 4312 | 7039 | 798.9138 | 898.1534 | 985.034 | 473.5359
| 2244 | 816.5973 | 810.5926 | 870.0487 | 810.5926 | 810.5926 | 870.0487 | 810.5926 | 810.5926 | 870.0487 | 810.5926 | 978.2313 | 489.1951 | 810.5926 | 870.0487 | 810.5926 | 2244 | 810.5926 | 870.0487 | 978.2313 | 489.1951 | 1884 | 4277 | 4687 | 2029 | 8330 | 8741 | 4306 | 3978 | 798.8658 | 898.1509 | 985.034 | 473.5359
| 2245 | 807.4903 | 784.6398 | 867.2419 | 784.6398 | 784.6398 | 867.2419 | 784.6398 | 784.6398 | 867.2419 | 784.6398 | 980.9524 | 577.8265 | 784.6398 | 867.2419 | 784.6398 | 2245 | 784.6398 | 867.2419 | 980.9524 | 577.8265 | 2711 | 4460 | 3909 | 1024 | 7490 | 8079 | 4283 | 3851 | 798.8658 | 898.1509 | 985.034 | 473.5359
| 2246 | 815.9917 | 801.5572 | 862.8487 | 801.5572 | 801.5572 | 862.8487 | 801.5572 | 801.5572 | 862.8487 | 801.5572 | 980.9524 | 579.0792 | 801.5572 | 862.8487 | 801.5572 | 2246 | 801.5572 | 862.8487 | 980.9524 | 579.0792 | 2158 | 4789 | 3908 | 1014 | 2184 | 543 | 4271 | 3290 | 798.8658 | 898.1508 | 985.034 | 473.5359
| 2247 | 830.7216 | 827.3658 | 866.5494 | 827.3658 | 827.3658 | 866.5494 | 827.3658 | 827.3658 | 866.5494 | 827.3658 | 972.7891 | 572.1892 | 827.3658 | 866.5494 | 827.3658 | 2247 | 827.3658 | 866.5494 | 972.7891 | 572.1892 | 1463 | 4498 | 6415 | 1074 | 471 | 2066 | 4206 | 1358 | 798.8658 | 898.1499 | 985.034 | 473.5359
| 2248 | 834.1021 | 829.2882 | 860.4673 | 829.2882 | 829.2882 | 860.4673 | 829.2882 | 829.2882 | 860.4673 | 829.2882 | 975.5102 | 625.7438 | 829.2882 | 860.4673 | 829.2882 | 2248 | 829.2882 | 860.4673 | 975.5102 | 625.7438 | 1422 | 4951 | 5576 | 650 | 434 | 3167 | 4181 | 7029 | 798.8658 | 898.1359 | 985.034 | 473.2227
| 2249 | 811.6731 | 817.8498 | 862.3855 | 817.8498 | 817.8498 | 862.3855 | 817.8498 | 817.8498 | 862.3855 | 817.8498 | 983.6735 | 387.41 | 817.8498 | 862.3855 | 817.8498 | 2249 | 817.8498 | 862.3855 | 983.6735 | 387.41 | 1699 | 4819 | 2903 | 3713 | 2714 | 8005 | 4144 | 6983 | 798.7696 | 898.108 | 985.034 | 473.2227
| 2250 | 805.9521 | 823.569 | 829.8377 | 823.569 | 823.569 | 829.8377 | 823.569 | 823.569 | 829.8377 | 823.569 | 967.3469 | 408.0802 | 823.569 | 829.8377 | 823.569 | 2250 | 823.569 | 829.8377 | 967.3469 | 408.0802 | 1537 | 6628 | 7689 | 3348 | 2577 | 703 | 4138 | 5817 | 798.7696 | 898.0927 | 985.034 | 473.2227
| 2251 | 866.6474 | 895.1314 | 849.8634 | 895.1314 | 895.1314 | 849.8634 | 895.1314 | 895.1314 | 849.8634 | 895.1314 | 980.9524 | 591.6066 | 895.1314 | 849.8634 | 895.1314 | 2251 | 895.1314 | 849.8634 | 980.9524 | 591.6066 | 530 | 5639 | 3907 | 913 | 4196 | 3990 | 4115 | 5701 | 798.5774 | 898.0917 | 985.034 | 473.2227
| 2252 | 861.13 | 891.1424 | 842.5724 | 891.1424 | 891.1424 | 842.5724 | 891.1424 | 891.1424 | 842.5724 | 891.1424 | 986.3946 | 569.9969 | 891.1424 | 842.5724 | 891.1424 | 2252 | 891.1424 | 842.5724 | 986.3946 | 569.9969 | 561 | 6078 | 1991 | 1110 | 1608 | 5193 | 4103 | 4854 | 798.5774 | 898.0849 | 985.034 | 473.2227
| 2253 | 858.9791 | 873.5522 | 856.134 | 873.5522 | 873.5522 | 856.134 | 873.5522 | 873.5522 | 856.134 | 873.5522 | 982.3129 | 630.4416 | 873.5522 | 856.134 | 873.5522 | 2253 | 873.5522 | 856.134 | 982.3129 | 630.4416 | 772 | 5250 | 3465 | 627 | 115 | 2064 | 4038 | 3285 | 798.5774 | 898.0843 | 985.034 | 473.2227
| 2254 | 836.9473 | 875.6188 | 854.1059 | 875.6188 | 875.6188 | 854.1059 | 875.6188 | 875.6188 | 854.1059 | 875.6188 | 971.4286 | 324.4598 | 875.6188 | 854.1059 | 875.6188 | 2254 | 875.6188 | 854.1059 | 971.4286 | 324.4598 | 742 | 5377 | 6793 | 4962 | 1646 | 7679 | 4013 | 6306 | 798.4813 | 898.0148 | 985.034 | 472.9095
| 2255 | 849.8548 | 877.4451 | 844.076 | 877.4451 | 877.4451 | 844.076 | 877.4451 | 877.4451 | 844.076 | 877.4451 | 985.034 | 517.0686 | 877.4451 | 844.076 | 877.4451 | 2255 | 877.4451 | 844.076 | 985.034 | 517.0686 | 719 | 5994 | 2318 | 1689 | 8477 | 2335 | 3976 | 5500 | 798.4332 | 898.0096 | 985.034 | 472.9095
| 2256 | 847.4544 | 879.9442 | 850.7444 | 879.9442 | 879.9442 | 850.7444 | 879.9442 | 879.9442 | 850.7444 | 879.9442 | 987.7551 | 434.0745 | 879.9442 | 850.7444 | 879.9442 | 2256 | 879.9443 | 850.7444 | 987.7551 | 434.0745 | 683 | 5576 | 1628 | 2925 | 8358 | 3752 | 3970 | 4993 | 798.4332 | 897.9961 | 985.034 | 472.9095
| 2257 | 832.2999 | 842.8894 | 877.6074 | 842.8894 | 842.8894 | 877.6074 | 842.8894 | 842.8894 | 877.6074 | 842.8894 | 987.7551 | 410.8988 | 842.8894 | 877.6074 | 842.8894 | 2257 | 842.8894 | 877.6074 | 987.7551 | 410.8988 | 1178 | 3786 | 1627 | 3306 | 7501 | 2067 | 3947 | 3554 | 798.3852 | 897.9789 | 985.034 | 472.7464
| 2258 | 828.1268 | 835.5842 | 865.9406 | 835.5842 | 835.5842 | 865.9406 | 835.5842 | 835.5842 | 865.9406 | 835.5842 | 995.9184 | 449.4206 | 835.5842 | 865.9406 | 835.5842 | 2258 | 835.5842 | 865.9406 | 995.9184 | 449.4206 | 1298 | 4559 | 364 | 2674 | 5587 | 6936 | 3935 | 4973 | 798.3852 | 897.958 | 985.034 | 472.5963
| 2259 | 806.2969 | 807.4686 | 859.3394 | 807.4686 | 807.4686 | 859.3394 | 807.4686 | 807.4686 | 859.3394 | 807.4686 | 994.5578 | 396.4923 | 807.4686 | 859.3394 | 807.4686 | 2259 | 807.4686 | 859.3394 | 994.5578 | 396.4923 | 1977 | 5034 | 533 | 3553 | 445 | 7133 | 3870 | 2282 | 798.3852 | 897.9532 | 985.034 | 472.5963
| 2260 | 799.4007 | 796.0782 | 857.8808 | 796.0782 | 796.0782 | 857.8808 | 796.0782 | 796.0782 | 857.8808 | 796.0782 | 991.8367 | 399.6242 | 796.0782 | 857.8808 | 796.0782 | 2260 | 796.0782 | 857.8808 | 991.8367 | 399.6242 | 2339 | 5140 | 923 | 3498 | 2595 | 1759 | 3845 | 2190 | 798.3371 | 897.9244 | 985.034 | 472.5963
| 2261 | 818.561 | 822.9923 | 867.512 | 822.9923 | 822.9923 | 867.512 | 822.9923 | 822.9923 | 867.512 | 822.9923 | 991.8367 | 414.0307 | 822.9923 | 867.512 | 822.9923 | 2261 | 822.9923 | 867.512 | 991.8367 | 414.0307 | 1555 | 4441 | 922 | 3253 | 7578 | 3050 | 3808 | 1119 | 798.289 | 897.9178 | 985.034 | 472.5963
| 2262 | 791.7778 | 790.4071 | 846.4117 | 790.4071 | 790.4071 | 846.4117 | 790.4071 | 790.4071 | 846.4117 | 790.4071 | 982.3129 | 393.6737 | 790.4071 | 846.4117 | 790.4071 | 2262 | 790.4071 | 846.4117 | 982.3129 | 393.6737 | 2529 | 5869 | 3464 | 3607 | 1645 | 8006 | 3802 | 7655 | 798.241 | 897.8869 | 985.034 | 472.4397
| 2263 | 768.7072 | 744.7013 | 851.079 | 744.7013 | 744.7013 | 851.079 | 744.7013 | 744.7013 | 851.079 | 744.7013 | 972.7891 | 427.1845 | 744.7013 | 851.079 | 744.7013 | 2263 | 744.7013 | 851.079 | 972.7891 | 427.1845 | 4194 | 5556 | 6414 | 3048 | 7481 | 4765 | 3779 | 8391 | 798.0968 | 897.8755 | 985.034 | 472.2831
| 2264 | 751.288 | 742.058 | 820.6538 | 742.058 | 742.058 | 820.6538 | 742.058 | 742.058 | 820.6538 | 742.058 | 986.3946 | 312.5587 | 742.058 | 820.6538 | 742.058 | 2264 | 742.058 | 820.6538 | 986.3946 | 312.5587 | 4319 | 6835 | 1990 | 5234 | 3982 | 2988 | 3767 | 7698 | 798.0968 | 897.8599 | 985.034 | 472.2831
| 2265 | 728.6175 | 783.0538 | 645.9958 | 783.0538 | 783.0538 | 645.9958 | 783.0538 | 783.0538 | 645.9958 | 783.0538 | 959.1837 | 393.0473 | 783.0538 | 645.9958 | 783.0538 | 2265 | 783.0538 | 645.9958 | 959.1837 | 393.0473 | 2760 | 8424 | 8331 | 3618 | 425 | 3032 | 3702 | 6641 | 798.0968 | 897.8423 | 985.034 | 472.2831
| 2266 | 729.4778 | 777.6229 | 612.3841 | 777.6229 | 777.6229 | 612.3841 | 777.6229 | 777.6229 | 612.3841 | 777.6229 | 976.8707 | 565.2991 | 777.6229 | 612.3841 | 777.6229 | 2266 | 777.6229 | 612.3841 | 976.8708 | 565.2991 | 2963 | 8513 | 5158 | 1144 | 2441 | 8229 | 3677 | 5597 | 798.0487 | 897.8272 | 985.034 | 472.2831
| 2267 | 742.6914 | 775.3641 | 635.9755 | 775.3641 | 775.3641 | 635.9755 | 775.3641 | 775.3641 | 635.9755 | 775.3641 | 985.034 | 665.8315 | 775.3641 | 635.9755 | 775.3641 | 2267 | 775.3641 | 635.9755 | 985.034 | 665.8315 | 3056 | 8450 | 2317 | 420 | 1621 | 693 | 3640 | 3380 | 798.0487 | 897.8272 | 985.034 | 472.2831
| 2268 | 756.4051 | 787.4273 | 641.1315 | 787.4273 | 787.4273 | 641.1315 | 787.4273 | 787.4273 | 641.1315 | 787.4273 | 989.1156 | 736.6113 | 787.4273 | 641.1315 | 787.4273 | 2268 | 787.4273 | 641.1315 | 989.1156 | 736.6113 | 2633 | 8439 | 1289 | 172 | 3522 | 3290 | 3634 | 7027 | 798.0007 | 897.8241 | 985.034 | 471.9699
| 2269 | 756.7538 | 782.4771 | 692.0807 | 782.4771 | 782.4771 | 692.0807 | 782.4771 | 782.4771 | 692.0807 | 782.4771 | 986.3946 | 580.0188 | 782.4771 | 692.0807 | 782.4771 | 2269 | 782.4771 | 692.0807 | 986.3946 | 580.0188 | 2781 | 8098 | 1989 | 1007 | 2106 | 2063 | 3611 | 6889 | 797.9526 | 897.8215 | 985.034 | 471.9699
| 2270 | 669.1757 | 632.7678 | 685.2648 | 632.7678 | 632.7678 | 685.2648 | 632.7678 | 632.7678 | 685.2648 | 632.7678 | 983.6735 | 581.5847 | 632.7678 | 685.2648 | 632.7678 | 2270 | 632.7678 | 685.2648 | 983.6735 | 581.5847 | 8184 | 8166 | 2902 | 997 | 2088 | 3916 | 3599 | 4163 | 797.9526 | 897.8182 | 985.034 | 471.9699
| 2271 | 710.7398 | 710.1937 | 679.0168 | 710.1937 | 710.1937 | 679.0168 | 710.1937 | 710.1937 | 679.0168 | 710.1937 | 987.7551 | 564.9859 | 710.1937 | 679.0168 | 710.1937 | 2271 | 710.1937 | 679.0169 | 987.7551 | 564.9859 | 5637 | 8221 | 1626 | 1147 | 1643 | 7733 | 3534 | 3568 | 797.9526 | 897.8057 | 985.034 | 471.9699
| 2272 | 725.9516 | 742.5866 | 673.6575 | 742.5866 | 742.5866 | 673.6575 | 742.5866 | 742.5866 | 673.6575 | 742.5866 | 987.7551 | 540.2443 | 742.5866 | 673.6575 | 742.5866 | 2272 | 742.5866 | 673.6575 | 987.7551 | 540.2443 | 4291 | 8269 | 1625 | 1412 | 8227 | 1400 | 3509 | 3119 | 797.8084 | 897.7811 | 985.034 | 471.9699
| 2273 | 743.6081 | 754.4576 | 686.7292 | 754.4576 | 754.4576 | 686.7292 | 754.4576 | 754.4576 | 686.7292 | 754.4576 | 1000 | 627.9361 | 754.4576 | 686.7292 | 754.4576 | 2273 | 754.4576 | 686.7292 | 1000 | 627.9361 | 3844 | 8155 | 39 | 638 | 8016 | 3848 | 3472 | 2915 | 797.8084 | 897.7386 | 985.034 | 471.9699
| 2274 | 754.6965 | 791.0319 | 687.6874 | 791.0319 | 791.0319 | 687.6874 | 791.0319 | 791.0319 | 687.6874 | 791.0319 | 980.9524 | 505.7939 | 791.0319 | 687.6874 | 791.0319 | 2274 | 791.0319 | 687.6874 | 980.9524 | 505.7939 | 2512 | 8147 | 3906 | 1821 | 691 | 5225 | 3466 | 6155 | 797.8084 | 897.7384 | 985.034 | 471.8133
| 2275 | 795.5304 | 885.2309 | 683.7999 | 885.2309 | 885.2309 | 683.7999 | 885.2309 | 885.2309 | 683.7999 | 885.2309 | 995.9184 | 324.4598 | 885.2309 | 683.7999 | 885.2309 | 2275 | 885.2309 | 683.7999 | 995.9184 | 324.4598 | 633 | 8183 | 363 | 4961 | 8545 | 7089 | 3443 | 5365 | 797.7123 | 897.6987 | 985.034 | 471.6568
| 2276 | 803.5229 | 900.1778 | 678.2372 | 900.1778 | 900.1778 | 678.2372 | 900.1778 | 900.1778 | 678.2372 | 900.1778 | 978.2313 | 356.7178 | 900.1778 | 678.2372 | 900.1778 | 2276 | 900.1778 | 678.2372 | 978.2313 | 356.7178 | 477 | 8229 | 4686 | 4323 | 7718 | 1033 | 3431 | 4962 | 797.7123 | 897.6946 | 985.034 | 471.6568
| 2277 | 801.395 | 888.6913 | 666.0623 | 888.6913 | 888.6913 | 666.0623 | 888.6913 | 888.6913 | 666.0623 | 888.6913 | 993.1973 | 452.5525 | 888.6913 | 666.0623 | 888.6913 | 2277 | 888.6913 | 666.0623 | 993.1973 | 452.5525 | 585 | 8324 | 688 | 2619 | 1962 | 2732 | 3366 | 3791 | 797.7123 | 897.6651 | 985.034 | 471.6568
| 2278 | 802.7208 | 886.8169 | 676.6169 | 886.8169 | 886.8169 | 676.6169 | 886.8169 | 886.8169 | 676.6169 | 886.8169 | 994.5578 | 442.5305 | 886.8169 | 676.6169 | 886.8169 | 2278 | 886.8169 | 676.6169 | 994.5578 | 442.5305 | 613 | 8244 | 532 | 2794 | 1840 | 7725 | 3341 | 3465 | 797.7123 | 897.6379 | 985.034 | 471.6568
| 2279 | 780.0785 | 860.9603 | 679.6574 | 860.9603 | 860.9603 | 679.6574 | 860.9603 | 860.9603 | 679.6574 | 860.9603 | 972.7891 | 341.9981 | 860.9603 | 679.6574 | 860.9603 | 2279 | 860.9603 | 679.6575 | 972.7891 | 341.9981 | 915 | 8215 | 6413 | 4606 | 4123 | 1095 | 3304 | 2209 | 797.6162 | 897.6349 | 985.034 | 471.6568
| 2280 | 769.0558 | 810.16 | 678.5409 | 810.16 | 810.16 | 678.5409 | 810.16 | 810.16 | 678.5409 | 810.16 | 993.1973 | 578.1397 | 810.16 | 678.5409 | 810.16 | 2280 | 810.16 | 678.5409 | 993.1973 | 578.1397 | 1901 | 8226 | 687 | 1019 | 2477 | 8241 | 3298 | 6582 | 797.6162 | 897.6117 | 985.034 | 471.3436
| 2281 | 738.3797 | 794.9728 | 672.461 | 794.9728 | 794.9728 | 672.461 | 794.9728 | 794.9728 | 672.461 | 794.9728 | 990.4762 | 297.2127 | 794.9728 | 672.461 | 794.9728 | 2281 | 794.9728 | 672.461 | 990.4762 | 297.2127 | 2370 | 8277 | 1067 | 5728 | 7634 | 7977 | 3275 | 3614 | 797.5681 | 897.6016 | 985.034 | 471.3436
| 2282 | 739.882 | 777.8152 | 666.1476 | 777.8152 | 777.8152 | 666.1476 | 777.8152 | 777.8152 | 666.1476 | 777.8152 | 998.6395 | 472.5963 | 777.8152 | 666.1476 | 777.8152 | 2282 | 777.8152 | 666.1476 | 998.6395 | 472.5963 | 2953 | 8322 | 130 | 2259 | 3255 | 1298 | 3263 | 2513 | 797.5681 | 897.5443 | 985.034 | 471.3436
| 2283 | 721.5828 | 757.8219 | 661.2454 | 757.8219 | 757.8219 | 661.2454 | 757.8219 | 757.8219 | 661.2454 | 757.8219 | 995.9184 | 398.6846 | 757.8219 | 661.2454 | 757.8219 | 2283 | 757.8219 | 661.2454 | 995.9184 | 398.6846 | 3705 | 8350 | 362 | 3513 | 2125 | 8227 | 3198 | 7358 | 797.5681 | 897.5437 | 985.034 | 471.187
| 2284 | 725.254 | 758.2064 | 678.2121 | 758.2064 | 758.2064 | 678.2121 | 758.2064 | 758.2064 | 678.2121 | 758.2064 | 986.3946 | 388.6627 | 758.2064 | 678.2121 | 758.2064 | 2284 | 758.2064 | 678.2121 | 986.3946 | 388.6627 | 3685 | 8230 | 1988 | 3688 | 2596 | 691 | 3173 | 302 | 797.472 | 897.5437 | 985.034 | 471.187
| 2285 | 727.9033 | 762.3877 | 679.1462 | 762.3877 | 762.3877 | 679.1462 | 762.3877 | 762.3877 | 679.1462 | 762.3877 | 989.1156 | 385.844 | 762.3877 | 679.1462 | 762.3877 | 2285 | 762.3877 | 679.1462 | 989.1156 | 385.844 | 3544 | 8220 | 1288 | 3744 | 7248 | 8231 | 3136 | 8510 | 797.424 | 897.5378 | 985.034 | 471.0304
| 2286 | 738.5069 | 769.8851 | 694.7873 | 769.8851 | 769.8851 | 694.7873 | 769.8851 | 769.8851 | 694.7873 | 769.8851 | 995.9184 | 404.9483 | 769.8851 | 694.7873 | 769.8851 | 2286 | 769.8851 | 694.7873 | 995.9184 | 404.9483 | 3276 | 8072 | 361 | 3395 | 6910 | 695 | 3130 | 1362 | 797.424 | 897.5378 | 985.034 | 471.0304
| 2287 | 740.3218 | 766.4728 | 689.8389 | 766.4728 | 766.4728 | 689.8389 | 766.4728 | 766.4728 | 689.8389 | 766.4728 | 974.1497 | 499.217 | 766.4728 | 689.8389 | 766.4728 | 2287 | 766.4728 | 689.8389 | 974.1497 | 499.217 | 3418 | 8124 | 5995 | 1900 | 6529 | 8094 | 3107 | 8509 | 797.424 | 897.5306 | 985.034 | 470.7172
| 2288 | 701.7895 | 721.6321 | 660.8569 | 721.6321 | 721.6321 | 660.8569 | 721.6321 | 721.6321 | 660.8569 | 721.6321 | 986.3946 | 422.1735 | 721.6321 | 660.8569 | 721.6321 | 2288 | 721.6321 | 660.8569 | 986.3946 | 422.1735 | 5168 | 8353 | 1987 | 3125 | 4270 | 558 | 3095 | 7624 | 797.4239 | 897.5306 | 985.034 | 470.7172
| 2289 | 734.6993 | 768.8759 | 656.7365 | 768.8759 | 768.8759 | 656.7365 | 768.8759 | 768.8759 | 656.7365 | 768.8759 | 982.3129 | 525.5246 | 768.8759 | 656.7365 | 768.8759 | 2289 | 768.8759 | 656.7365 | 982.3129 | 525.5246 | 3315 | 8377 | 3463 | 1585 | 7523 | 7213 | 3030 | 6984 | 797.3759 | 897.5184 | 985.034 | 470.7172
| 2290 | 736.9393 | 781.4197 | 657.1299 | 781.4197 | 781.4197 | 657.1299 | 781.4197 | 781.4197 | 657.1299 | 781.4197 | 985.034 | 452.2393 | 781.4197 | 657.1299 | 781.4197 | 2290 | 781.4197 | 657.1299 | 985.034 | 452.2393 | 2823 | 8376 | 2316 | 2624 | 8339 | 4913 | 3005 | 6551 | 797.3278 | 897.4845 | 985.034 | 470.7172
| 2291 | 739.8232 | 754.2173 | 663.8019 | 754.2173 | 754.2173 | 663.8019 | 754.2173 | 754.2173 | 663.8019 | 754.2173 | 971.4286 | 697.15 | 754.2173 | 663.8019 | 754.2173 | 2291 | 754.2173 | 663.8019 | 971.4286 | 697.15 | 3849 | 8339 | 6792 | 293 | 7886 | 4211 | 2968 | 5891 | 797.3278 | 897.4587 | 985.034 | 470.7172
| 2292 | 735.2428 | 763.4931 | 666.393 | 763.4931 | 763.4931 | 666.393 | 763.4931 | 763.4931 | 666.393 | 763.4931 | 956.4626 | 563.42 | 763.4931 | 666.393 | 763.4931 | 2292 | 763.4931 | 666.393 | 956.4626 | 563.42 | 3510 | 8319 | 8473 | 1167 | 7865 | 3786 | 2962 | 4329 | 797.3278 | 897.4361 | 985.034 | 470.7172
| 2293 | 742.7424 | 788.3405 | 668.6497 | 788.3405 | 788.3405 | 668.6497 | 788.3405 | 788.3405 | 668.6497 | 788.3405 | 963.2653 | 453.8052 | 788.3405 | 668.6497 | 788.3405 | 2293 | 788.3405 | 668.6497 | 963.2653 | 453.8052 | 2600 | 8302 | 8146 | 2602 | 7602 | 2414 | 2939 | 3785 | 797.3278 | 897.4213 | 985.034 | 470.7172
| 2294 | 737.8235 | 780.6027 | 669.8768 | 780.6027 | 780.6027 | 669.8768 | 780.6027 | 780.6027 | 669.8768 | 780.6027 | 975.5102 | 429.6899 | 780.6027 | 669.8768 | 780.6027 | 2294 | 780.6027 | 669.8768 | 975.5102 | 429.6899 | 2851 | 8291 | 5575 | 3009 | 7502 | 6942 | 2927 | 1816 | 797.2798 | 897.3897 | 985.034 | 470.7172
| 2295 | 739.4922 | 754.7941 | 680.9433 | 754.7941 | 754.7941 | 680.9433 | 754.7941 | 754.7941 | 680.9433 | 754.7941 | 997.2789 | 593.4858 | 754.7941 | 680.9433 | 754.7941 | 2295 | 754.7941 | 680.9433 | 997.2789 | 593.4858 | 3833 | 8203 | 195 | 900 | 2103 | 2952 | 2862 | 5776 | 797.2798 | 897.3715 | 985.034 | 470.5606
| 2296 | 730.5546 | 733.5993 | 665.7515 | 733.5993 | 733.5993 | 665.7515 | 733.5993 | 733.5993 | 665.7515 | 733.5993 | 985.034 | 710.9302 | 733.5993 | 665.7515 | 733.5993 | 2296 | 733.5993 | 665.7515 | 985.034 | 710.9302 | 4663 | 8325 | 2315 | 242 | 446 | 7197 | 2837 | 3701 | 797.2798 | 897.3216 | 985.034 | 470.4823
| 2297 | 731.9793 | 760.9458 | 675.5937 | 760.9458 | 760.9458 | 675.5937 | 760.9458 | 760.9458 | 675.5937 | 760.9458 | 998.6395 | 459.1293 | 760.9458 | 675.5937 | 760.9458 | 2297 | 760.9458 | 675.5937 | 998.6395 | 459.1293 | 3596 | 8252 | 129 | 2504 | 4294 | 7203 | 2800 | 5609 | 797.2317 | 897.3202 | 985.034 | 470.404
| 2298 | 738.4073 | 788.1482 | 660.6269 | 788.1482 | 788.1482 | 660.6269 | 788.1482 | 788.1482 | 660.6269 | 788.1482 | 953.7415 | 436.2668 | 788.1482 | 660.6269 | 788.1482 | 2298 | 788.1482 | 660.6269 | 953.7415 | 436.2668 | 2611 | 8354 | 8539 | 2882 | 3183 | 4226 | 2794 | 5462 | 797.2317 | 897.2547 | 985.034 | 470.404
| 2299 | 777.7682 | 852.5496 | 663.3623 | 852.5496 | 852.5496 | 663.3623 | 852.5496 | 852.5496 | 663.3623 | 852.5496 | 975.5102 | 439.3987 | 852.5496 | 663.3623 | 852.5496 | 2299 | 852.5496 | 663.3623 | 975.5102 | 439.3987 | 1009 | 8341 | 5574 | 2840 | 1602 | 7389 | 2771 | 4273 | 797.2317 | 897.2379 | 985.034 | 470.404
| 2300 | 797.6163 | 894.5067 | 665.3344 | 894.5067 | 894.5067 | 665.3344 | 894.5067 | 894.5067 | 665.3344 | 894.5067 | 972.7891 | 376.4485 | 894.5067 | 665.3344 | 894.5067 | 2300 | 894.5067 | 665.3344 | 972.7891 | 376.4485 | 538 | 8328 | 6412 | 3935 | 791 | 333 | 2759 | 4194 | 797.2317 | 897.2379 | 985.034 | 470.404
| 2301 | 786.8825 | 874.0808 | 663.9174 | 874.0808 | 874.0808 | 663.9174 | 874.0808 | 874.0808 | 663.9174 | 874.0808 | 976.8707 | 391.1682 | 874.0808 | 663.9174 | 874.0808 | 2301 | 874.0808 | 663.9174 | 976.8708 | 391.1682 | 763 | 8338 | 5157 | 3650 | 7969 | 2118 | 2694 | 3562 | 797.1836 | 897.224 | 985.034 | 470.404
| 2302 | 786.0865 | 856.8751 | 681.2068 | 856.8751 | 856.8751 | 681.2068 | 856.8751 | 856.8751 | 681.2068 | 856.8751 | 989.1156 | 436.2668 | 856.8751 | 681.2068 | 856.8751 | 2302 | 856.8751 | 681.2068 | 989.1156 | 436.2668 | 960 | 8199 | 1287 | 2881 | 1966 | 1190 | 2669 | 3220 | 797.1836 | 897.2143 | 985.034 | 470.404
| 2303 | 769.8364 | 845.1483 | 677.597 | 845.1483 | 845.1483 | 677.597 | 845.1483 | 845.1483 | 677.597 | 845.1483 | 978.2313 | 327.9048 | 845.1483 | 677.597 | 845.1483 | 2303 | 845.1483 | 677.597 | 978.2313 | 327.9048 | 1136 | 8239 | 4685 | 4884 | 7550 | 1136 | 2632 | 2126 | 797.1356 | 897.2112 | 985.034 | 470.404
| 2304 | 739.8855 | 799.2983 | 674.8088 | 799.2983 | 799.2983 | 674.8088 | 799.2983 | 799.2983 | 674.8088 | 799.2983 | 970.068 | 294.7072 | 799.2983 | 674.8088 | 799.2983 | 2304 | 799.2983 | 674.8088 | 970.068 | 294.7072 | 2229 | 8260 | 7195 | 5806 | 8379 | 7237 | 2626 | 1001 | 797.0875 | 897.1958 | 985.034 | 470.404
| 2305 | 726.3621 | 774.1145 | 678.6739 | 774.1145 | 774.1145 | 678.6739 | 774.1145 | 774.1145 | 678.6739 | 774.1145 | 979.5918 | 281.8666 | 774.1145 | 678.6739 | 774.1145 | 2305 | 774.1145 | 678.6739 | 979.5918 | 281.8666 | 3093 | 8225 | 4167 | 6291 | 8017 | 7680 | 2603 | 6701 | 797.0875 | 897.1907 | 985.034 | 470.2474
| 2306 | 722.4332 | 770.2696 | 675.7249 | 770.2696 | 770.2696 | 675.7249 | 770.2696 | 770.2696 | 675.7249 | 770.2696 | 968.7075 | 280.3007 | 770.2696 | 675.7249 | 770.2696 | 2306 | 770.2696 | 675.7249 | 968.7075 | 280.3007 | 3260 | 8251 | 7419 | 6363 | 481 | 5182 | 2591 | 6790 | 797.0875 | 897.1829 | 985.034 | 470.0908
| 2307 | 711.6898 | 755.8995 | 669.1043 | 755.8995 | 755.8995 | 669.1043 | 755.8995 | 755.8995 | 669.1043 | 755.8995 | 974.1497 | 265.8941 | 755.8995 | 669.1043 | 755.8995 | 2307 | 755.8995 | 669.1043 | 974.1497 | 265.8941 | 3782 | 8300 | 5994 | 6904 | 2476 | 2739 | 2526 | 6133 | 797.0395 | 897.172 | 985.034 | 470.0908
| 2308 | 723.2687 | 777.0462 | 659.6078 | 777.0462 | 777.0462 | 659.6078 | 777.0462 | 777.0462 | 659.6078 | 777.0462 | 980.9524 | 290.0094 | 777.0462 | 659.6078 | 777.0462 | 2308 | 777.0462 | 659.6078 | 980.9524 | 290.0094 | 2980 | 8359 | 3905 | 5965 | 1474 | 3361 | 2501 | 3268 | 797.0395 | 897.1527 | 985.034 | 470.0908
| 2309 | 720.4262 | 772.6727 | 667.2535 | 772.6727 | 772.6727 | 667.2535 | 772.6727 | 772.6727 | 667.2535 | 772.6727 | 980.9524 | 254.6195 | 772.6727 | 667.2535 | 772.6727 | 2309 | 772.6727 | 667.2535 | 980.9524 | 254.6195 | 3158 | 8313 | 3904 | 7287 | 768 | 2915 | 2464 | 1335 | 797.0395 | 897.1527 | 985.034 | 470.0908
| 2310 | 717.5783 | 761.6187 | 668.6108 | 761.6187 | 761.6187 | 668.6108 | 761.6187 | 761.6187 | 668.6108 | 761.6187 | 987.7551 | 290.949 | 761.6187 | 668.6108 | 761.6187 | 2310 | 761.6187 | 668.6108 | 987.7551 | 290.949 | 3575 | 8303 | 1624 | 5928 | 6427 | 2814 | 2458 | 8051 | 796.9914 | 897.1278 | 985.034 | 469.7776
| 2311 | 689.0599 | 706.7814 | 682.758 | 706.7814 | 706.7814 | 682.758 | 706.7814 | 706.7814 | 682.758 | 706.7814 | 976.8707 | 284.6852 | 706.7814 | 682.758 | 706.7814 | 2311 | 706.7814 | 682.758 | 976.8708 | 284.6853 | 5784 | 8190 | 5156 | 6182 | 961 | 3146 | 2435 | 5218 | 796.9914 | 897.1179 | 985.034 | 469.7776
| 2312 | 688.0171 | 704.9551 | 674.7476 | 704.9551 | 704.9551 | 674.7476 | 704.9551 | 704.9551 | 674.7476 | 704.9551 | 978.2313 | 315.3774 | 704.9551 | 674.7476 | 704.9551 | 2312 | 704.9551 | 674.7476 | 978.2313 | 315.3774 | 5875 | 8261 | 4684 | 5164 | 8427 | 2902 | 2423 | 2097 | 796.8953 | 897.1179 | 985.034 | 469.7776
| 2313 | 699.4658 | 735.2814 | 654.8483 | 735.2814 | 735.2814 | 654.8483 | 735.2814 | 735.2814 | 654.8483 | 735.2814 | 971.4286 | 319.4488 | 735.2814 | 654.8483 | 735.2814 | 2313 | 735.2814 | 654.8483 | 971.4286 | 319.4488 | 4595 | 8387 | 6791 | 5080 | 8369 | 5194 | 2358 | 971 | 796.8953 | 897.0926 | 985.034 | 469.7776
| 2314 | 695.0445 | 726.9188 | 644.2567 | 726.9188 | 726.9188 | 644.2567 | 726.9188 | 726.9188 | 644.2567 | 726.9188 | 960.5442 | 377.7012 | 726.9188 | 644.2567 | 726.9188 | 2314 | 726.9188 | 644.2567 | 960.5442 | 377.7012 | 4934 | 8428 | 8265 | 3904 | 3090 | 3627 | 2333 | 807 | 796.8953 | 897.0882 | 985.034 | 469.7776
| 2315 | 708.423 | 749.8919 | 642.0715 | 749.8919 | 749.8919 | 642.0715 | 749.8919 | 749.8919 | 642.0715 | 749.8919 | 976.8707 | 373.6298 | 749.8919 | 642.0715 | 749.8919 | 2315 | 749.8919 | 642.0715 | 976.8708 | 373.6298 | 4015 | 8434 | 5155 | 3995 | 2484 | 1352 | 2296 | 515 | 796.8953 | 897.0681 | 985.034 | 469.7776
| 2316 | 698.0922 | 731.5327 | 654.1738 | 731.5327 | 731.5327 | 654.1738 | 731.5327 | 731.5327 | 654.1738 | 731.5327 | 967.3469 | 336.9872 | 731.5327 | 654.1738 | 731.5327 | 2316 | 731.5327 | 654.1738 | 967.3469 | 336.9872 | 4760 | 8389 | 7688 | 4705 | 469 | 2727 | 2290 | 5821 | 796.8953 | 897.0419 | 985.034 | 469.6211
| 2317 | 707.1526 | 746.5757 | 667.2997 | 746.5757 | 746.5757 | 667.2997 | 746.5757 | 746.5757 | 667.2997 | 746.5757 | 940.1361 | 318.1961 | 746.5757 | 667.2997 | 746.5757 | 2317 | 746.5757 | 667.2997 | 940.1361 | 318.1961 | 4125 | 8312 | 8693 | 5100 | 3811 | 7579 | 2267 | 1996 | 796.7992 | 897.0201 | 985.034 | 469.4645
| 2318 | 703.4133 | 746.3834 | 647.1022 | 746.3834 | 746.3834 | 647.1022 | 746.3834 | 746.3834 | 647.1022 | 746.3834 | 946.9388 | 341.3718 | 746.3834 | 647.1022 | 746.3834 | 2318 | 746.3834 | 647.1022 | 946.9388 | 341.3718 | 4134 | 8420 | 8590 | 4617 | 3518 | 3069 | 2255 | 1162 | 796.7992 | 897.0109 | 985.034 | 469.4645
| 2319 | 677.2018 | 735.1853 | 561.6869 | 735.1853 | 735.1853 | 561.6869 | 735.1853 | 735.1853 | 561.6869 | 735.1853 | 979.5918 | 373.0034 | 735.1853 | 561.6869 | 735.1853 | 2319 | 735.1853 | 561.6869 | 979.5918 | 373.0034 | 4601 | 8559 | 4166 | 4007 | 2170 | 4915 | 2190 | 6218 | 796.7992 | 897.0084 | 985.034 | 469.1513
| 2320 | 660.9302 | 743.4517 | 484.399 | 743.4517 | 743.4517 | 484.399 | 743.4517 | 743.4517 | 484.399 | 743.4517 | 970.068 | 397.7451 | 743.4517 | 484.399 | 743.4517 | 2320 | 743.4517 | 484.399 | 970.068 | 397.7451 | 4251 | 8622 | 7194 | 3533 | 7776 | 1806 | 2165 | 5445 | 796.7511 | 896.9918 | 985.034 | 469.1513
| 2321 | 689.6075 | 763.8775 | 498.6088 | 763.8775 | 763.8775 | 498.6088 | 763.8775 | 763.8775 | 498.6088 | 763.8775 | 972.7891 | 576.2606 | 763.8775 | 498.6088 | 763.8775 | 2321 | 763.8775 | 498.6088 | 972.7891 | 576.2606 | 3500 | 8606 | 6411 | 1039 | 7194 | 7111 | 2128 | 4965 | 796.703 | 896.9894 | 985.034 | 469.1513
| 2322 | 752.2861 | 781.9964 | 651.1759 | 781.9964 | 781.9964 | 651.1759 | 781.9964 | 781.9964 | 651.1759 | 781.9964 | 986.3946 | 684.9358 | 781.9964 | 651.1759 | 781.9964 | 2322 | 781.9964 | 651.1759 | 986.3946 | 684.9358 | 2803 | 8405 | 1986 | 336 | 6814 | 3828 | 2122 | 3914 | 796.703 | 896.9841 | 985.034 | 469.1513
| 2323 | 794.7267 | 885.7596 | 691.9513 | 885.7596 | 885.7596 | 691.9513 | 885.7596 | 885.7596 | 691.9513 | 885.7596 | 970.068 | 302.2236 | 885.7596 | 691.9513 | 885.7596 | 2323 | 885.7596 | 691.9513 | 970.068 | 302.2236 | 629 | 8101 | 7193 | 5567 | 2442 | 8254 | 2099 | 2507 | 796.703 | 896.9757 | 985.034 | 469.1513
| 2324 | 814.5512 | 923.3912 | 677.8183 | 923.3912 | 923.3912 | 677.8183 | 923.3912 | 923.3912 | 677.8183 | 923.3912 | 983.6735 | 321.6411 | 923.3912 | 677.8183 | 923.3912 | 2324 | 923.3912 | 677.8184 | 983.6735 | 321.6411 | 286 | 8237 | 2901 | 5018 | 2883 | 2111 | 2087 | 1166 | 796.6069 | 896.9475 | 985.034 | 469.1513
| 2325 | 820.6855 | 894.795 | 713.1828 | 894.795 | 894.795 | 713.1828 | 894.795 | 894.795 | 713.1828 | 894.795 | 983.6735 | 494.8324 | 894.795 | 713.1828 | 894.795 | 2325 | 894.795 | 713.1828 | 983.6735 | 494.8324 | 536 | 7893 | 2900 | 1952 | 1648 | 7198 | 2022 | 858 | 796.5589 | 896.9416 | 985.034 | 469.1513
| 2326 | 854.3212 | 890.854 | 820.5493 | 890.854 | 890.854 | 820.5493 | 890.854 | 890.854 | 820.5493 | 890.854 | 979.5918 | 571.876 | 890.854 | 820.5493 | 890.854 | 2326 | 890.854 | 820.5493 | 979.5918 | 571.876 | 565 | 6838 | 4165 | 1081 | 8309 | 3400 | 1997 | 4593 | 796.5108 | 896.9179 | 985.034 | 468.8381
| 2327 | 863.973 | 887.0572 | 923.5871 | 887.0572 | 887.0572 | 923.5871 | 887.0572 | 887.0572 | 923.5871 | 887.0572 | 993.1973 | 311.6192 | 887.0572 | 923.5871 | 887.0572 | 2327 | 887.0572 | 923.5871 | 993.1973 | 311.6192 | 609 | 786 | 686 | 5264 | 1373 | 4934 | 1960 | 3108 | 796.4627 | 896.9125 | 985.034 | 468.8381
| 2328 | 820.062 | 836.0167 | 817.4658 | 836.0167 | 836.0167 | 817.4658 | 836.0167 | 836.0167 | 817.4658 | 836.0167 | 982.3129 | 540.5575 | 836.0167 | 817.4658 | 836.0167 | 2328 | 836.0167 | 817.4658 | 982.3129 | 540.5575 | 1290 | 6888 | 3462 | 1404 | 8405 | 8244 | 1954 | 5791 | 796.3666 | 896.9033 | 985.034 | 468.5249
| 2329 | 757.961 | 808.1896 | 719.6488 | 808.1896 | 808.1896 | 719.6488 | 808.1896 | 808.1896 | 719.6488 | 808.1896 | 994.5578 | 272.7842 | 808.1896 | 719.6488 | 808.1896 | 2329 | 808.1896 | 719.6488 | 994.5578 | 272.7842 | 1952 | 7797 | 531 | 6655 | 7188 | 7364 | 1931 | 3759 | 796.3666 | 896.8993 | 985.034 | 468.5249
| 2330 | 816.9573 | 789.59 | 930.1398 | 789.59 | 789.59 | 930.1398 | 789.59 | 789.59 | 930.1398 | 789.59 | 990.4762 | 409.6461 | 789.59 | 930.1398 | 789.59 | 2330 | 789.59 | 930.1398 | 990.4762 | 409.6461 | 2560 | 515 | 1066 | 3328 | 3125 | 308 | 1919 | 3435 | 796.3666 | 896.8993 | 985.034 | 468.5249
| 2331 | 781.8056 | 768.4433 | 886.7329 | 768.4433 | 768.4433 | 886.7329 | 768.4433 | 768.4433 | 886.7329 | 768.4433 | 975.5102 | 275.2897 | 768.4433 | 886.7329 | 768.4433 | 2331 | 768.4433 | 886.7329 | 975.5102 | 275.2897 | 3329 | 3089 | 5573 | 6570 | 7580 | 4955 | 1854 | 2947 | 796.3186 | 896.8872 | 985.034 | 468.5249
| 2332 | 790.2698 | 771.7114 | 890.6364 | 771.7114 | 771.7114 | 890.6364 | 771.7114 | 771.7114 | 890.6364 | 771.7114 | 979.5918 | 347.9486 | 771.7114 | 890.6364 | 771.7114 | 2332 | 771.7114 | 890.6364 | 979.5918 | 347.9486 | 3198 | 2804 | 4164 | 4502 | 7973 | 6959 | 1829 | 2423 | 796.2705 | 896.8712 | 985.034 | 468.5249
| 2333 | 796.3214 | 790.7916 | 893.6712 | 790.7916 | 790.7916 | 893.6712 | 790.7916 | 790.7916 | 893.6712 | 790.7916 | 985.034 | 262.4491 | 790.7916 | 893.6712 | 790.7916 | 2333 | 790.7916 | 893.6712 | 985.034 | 262.4491 | 2519 | 2571 | 2314 | 7010 | 7731 | 3974 | 1792 | 3536 | 796.2705 | 896.8711 | 985.034 | 468.29
| 2334 | 770.3845 | 726.9188 | 901.6534 | 726.9188 | 726.9188 | 901.6534 | 726.9188 | 726.9188 | 901.6534 | 726.9188 | 965.9864 | 397.4319 | 726.9188 | 901.6534 | 726.9188 | 2334 | 726.9188 | 901.6534 | 965.9864 | 397.4319 | 4933 | 1988 | 7925 | 3540 | 7647 | 2059 | 1786 | 4705 | 796.2705 | 896.8699 | 985.034 | 468.2117
| 2335 | 777.5626 | 743.4517 | 898.0096 | 743.4517 | 743.4517 | 898.0096 | 743.4517 | 743.4517 | 898.0096 | 743.4517 | 978.2313 | 367.9925 | 743.4517 | 898.0096 | 743.4517 | 2335 | 743.4517 | 898.0096 | 978.2313 | 367.9925 | 4250 | 2255 | 4683 | 4120 | 4940 | 7054 | 1763 | 3201 | 796.2705 | 896.8671 | 985.034 | 468.2117
| 2336 | 764.2956 | 741.9138 | 865.089 | 741.9138 | 741.9138 | 865.089 | 741.9138 | 741.9138 | 865.089 | 741.9138 | 980.9524 | 323.5202 | 741.9138 | 865.089 | 741.9138 | 2336 | 741.9138 | 865.089 | 980.9524 | 323.5202 | 4323 | 4625 | 3903 | 4982 | 2449 | 6904 | 1751 | 1623 | 796.2705 | 896.8411 | 985.034 | 468.2117
| 2337 | 741.0797 | 742.4424 | 744.8535 | 742.4424 | 742.4424 | 744.8535 | 742.4424 | 742.4424 | 744.8535 | 742.4424 | 982.3129 | 473.849 | 742.4424 | 744.8535 | 742.4424 | 2337 | 742.4424 | 744.8535 | 982.3129 | 473.849 | 4303 | 7538 | 3461 | 2242 | 1500 | 2953 | 1686 | 6341 | 796.1744 | 896.8277 | 985.034 | 467.8985
| 2338 | 728.1284 | 729.466 | 728.8461 | 729.466 | 729.466 | 728.8461 | 729.466 | 729.466 | 728.8461 | 729.466 | 978.2313 | 464.4535 | 729.466 | 728.8461 | 729.466 | 2338 | 729.466 | 728.8461 | 978.2313 | 464.4535 | 4842 | 7697 | 4682 | 2399 | 8729 | 7648 | 1661 | 3319 | 796.1263 | 896.8029 | 985.034 | 467.8985
| 2339 | 739.1274 | 744.1726 | 741.612 | 744.1726 | 744.1726 | 741.612 | 744.1726 | 744.1726 | 741.612 | 744.1726 | 974.1497 | 453.8052 | 744.1726 | 741.612 | 744.1726 | 2339 | 744.1726 | 741.612 | 974.1497 | 453.8052 | 4232 | 7571 | 5993 | 2601 | 2260 | 2990 | 1624 | 6737 | 796.0782 | 896.7843 | 985.034 | 467.5853
| 2340 | 810.5038 | 751.9585 | 935.3463 | 751.9585 | 751.9585 | 935.3463 | 751.9585 | 751.9585 | 935.3463 | 751.9585 | 983.6735 | 606.3263 | 751.9585 | 935.3463 | 751.9585 | 2340 | 751.9585 | 935.3463 | 983.6735 | 606.3263 | 3943 | 359 | 2899 | 782 | 1299 | 4522 | 1618 | 4930 | 795.9821 | 896.7327 | 985.034 | 467.5853
| 2341 | 774.8241 | 751.0453 | 903.311 | 751.0453 | 751.0453 | 903.311 | 751.0453 | 751.0453 | 903.311 | 751.0453 | 965.9864 | 259.9436 | 751.0453 | 903.311 | 751.0453 | 2341 | 751.0453 | 903.311 | 965.9864 | 259.9436 | 3974 | 1889 | 7924 | 7105 | 3575 | 2733 | 1595 | 4895 | 795.9341 | 896.7311 | 985.034 | 467.5853
| 2342 | 777.8045 | 711.203 | 925.4238 | 711.203 | 711.203 | 925.4238 | 711.203 | 711.203 | 925.4238 | 711.203 | 991.8367 | 506.1071 | 711.203 | 925.4238 | 711.203 | 2342 | 711.203 | 925.4238 | 991.8367 | 506.1071 | 5585 | 711 | 921 | 1817 | 1132 | 7212 | 1583 | 1625 | 795.8379 | 896.7191 | 985.034 | 467.5853
| 2343 | 805.0798 | 752.5352 | 919.08 | 752.5352 | 752.5352 | 919.08 | 752.5352 | 752.5352 | 919.08 | 752.5352 | 970.068 | 604.4472 | 752.5352 | 919.08 | 752.5352 | 2343 | 752.5352 | 919.08 | 970.068 | 604.4472 | 3923 | 1029 | 7192 | 803 | 3378 | 7792 | 1518 | 922 | 795.7899 | 896.7181 | 985.034 | 467.5853
| 2344 | 810.448 | 771.1347 | 918.2518 | 771.1347 | 771.1347 | 918.2518 | 771.1347 | 771.1347 | 918.2518 | 771.1347 | 983.6735 | 520.5136 | 771.1347 | 918.2518 | 771.1347 | 2344 | 771.1347 | 918.2518 | 983.6735 | 520.5136 | 3220 | 1064 | 2898 | 1637 | 1967 | 8164 | 1493 | 8726 | 795.7899 | 896.6633 | 985.034 | 467.2722
| 2345 | 834.4486 | 771.7114 | 926.8459 | 771.7114 | 771.7114 | 926.8459 | 771.7114 | 771.7114 | 926.8459 | 771.7114 | 989.1156 | 812.0889 | 771.7114 | 926.8459 | 771.7114 | 2345 | 771.7114 | 926.8459 | 989.1156 | 812.0889 | 3197 | 651 | 1286 | 43 | 117 | 628 | 1456 | 6935 | 795.7899 | 896.6633 | 985.034 | 467.2722
| 2346 | 843.02 | 842.7933 | 898.7505 | 842.7933 | 842.7933 | 898.7505 | 842.7933 | 842.7933 | 898.7505 | 842.7933 | 982.3129 | 482.6182 | 842.7933 | 898.7505 | 842.7933 | 2346 | 842.7933 | 898.7505 | 982.3129 | 482.6182 | 1180 | 2206 | 3460 | 2117 | 8541 | 1801 | 1450 | 4271 | 795.6938 | 896.6624 | 985.034 | 467.2722
| 2347 | 903.0044 | 930.7925 | 918.0563 | 930.7925 | 930.7925 | 918.0563 | 930.7925 | 930.7925 | 918.0563 | 930.7925 | 982.3129 | 541.1838 | 930.7925 | 918.0563 | 930.7925 | 2347 | 930.7925 | 918.0563 | 982.3129 | 541.1838 | 210 | 1074 | 3459 | 1392 | 2161 | 82 | 1427 | 8393 | 795.6457 | 896.6466 | 985.034 | 466.959
| 2348 | 896.3628 | 931.0328 | 925.3816 | 931.0328 | 931.0328 | 925.3816 | 931.0328 | 931.0328 | 925.3816 | 931.0328 | 991.8367 | 407.4538 | 931.0328 | 925.3816 | 931.0328 | 2348 | 931.0328 | 925.3816 | 991.8367 | 407.4538 | 209 | 716 | 920 | 3356 | 1157 | 6908 | 1415 | 6393 | 795.6457 | 896.6342 | 985.034 | 466.959
| 2349 | 895.7542 | 927.2841 | 902.2078 | 927.2841 | 927.2841 | 902.2078 | 927.2841 | 927.2841 | 902.2078 | 927.2841 | 974.1497 | 539.3047 | 927.2841 | 902.2078 | 927.2841 | 2349 | 927.2841 | 902.2078 | 974.1497 | 539.3047 | 246 | 1945 | 5992 | 1421 | 2440 | 2003 | 1350 | 5019 | 795.5976 | 896.6309 | 985.034 | 466.959
| 2350 | 844.4544 | 908.8288 | 758.2922 | 908.8288 | 908.8288 | 758.2922 | 908.8288 | 908.8288 | 758.2922 | 908.8288 | 971.4286 | 547.1344 | 908.8288 | 758.2922 | 908.8288 | 2350 | 908.8288 | 758.2922 | 971.4286 | 547.1344 | 401 | 7366 | 6790 | 1332 | 1496 | 8046 | 1325 | 4821 | 795.5976 | 896.629 | 985.034 | 466.959
| 2351 | 855.0296 | 883.5969 | 902.9542 | 883.5969 | 883.5969 | 902.9542 | 883.5969 | 883.5969 | 902.9542 | 883.5969 | 987.7551 | 302.067 | 883.5969 | 902.9542 | 883.5969 | 2351 | 883.5969 | 902.9542 | 987.7551 | 302.067 | 653 | 1908 | 1623 | 5574 | 2163 | 510 | 1288 | 4447 | 795.5496 | 896.629 | 985.034 | 466.959
| 2352 | 860.9499 | 875.7149 | 911.6372 | 875.7149 | 875.7149 | 911.6372 | 875.7149 | 875.7149 | 911.6372 | 875.7149 | 978.2313 | 422.7999 | 875.7149 | 911.6372 | 875.7149 | 2352 | 875.7149 | 911.6372 | 978.2313 | 422.7999 | 738 | 1390 | 4681 | 3116 | 7850 | 2819 | 1282 | 3922 | 795.5015 | 896.6142 | 985.034 | 466.959
| 2353 | 843.0552 | 831.1626 | 914.1709 | 831.1626 | 831.1626 | 914.1709 | 831.1626 | 831.1626 | 914.1709 | 831.1626 | 989.1156 | 507.673 | 831.1626 | 914.1709 | 831.1626 | 2353 | 831.1626 | 914.1709 | 989.1156 | 507.673 | 1391 | 1261 | 1285 | 1792 | 2426 | 2091 | 1259 | 3624 | 795.5015 | 896.6027 | 985.034 | 466.959
| 2354 | 824.9536 | 817.4172 | 905.0152 | 817.4172 | 817.4172 | 905.0152 | 817.4172 | 817.4172 | 905.0152 | 817.4172 | 972.7891 | 417.1625 | 817.4172 | 905.0152 | 817.4172 | 2354 | 817.4172 | 905.0152 | 972.7891 | 417.1625 | 1710 | 1798 | 6410 | 3205 | 7666 | 7942 | 1247 | 3257 | 795.4535 | 896.5775 | 985.034 | 466.959
| 2355 | 807.2647 | 793.4349 | 907.7624 | 793.4349 | 793.4349 | 907.7624 | 793.4349 | 793.4349 | 907.7624 | 793.4349 | 987.7551 | 335.4212 | 793.4349 | 907.7624 | 793.4349 | 2355 | 793.4349 | 907.7624 | 987.7551 | 335.4212 | 2431 | 1634 | 1622 | 4741 | 1314 | 3711 | 1182 | 1622 | 795.4054 | 896.5707 | 985.034 | 466.959
| 2356 | 800.8478 | 776.3733 | 906.5835 | 776.3733 | 776.3733 | 906.5835 | 776.3733 | 776.3733 | 906.5835 | 776.3733 | 991.8367 | 382.7122 | 776.3733 | 906.5835 | 776.3733 | 2356 | 776.3733 | 906.5835 | 991.8367 | 382.7122 | 3006 | 1706 | 919 | 3798 | 8258 | 8243 | 1157 | 6226 | 795.3573 | 896.5643 | 985.034 | 466.6458
| 2357 | 803.1366 | 788.1002 | 917.9821 | 788.1002 | 788.1002 | 917.9821 | 788.1002 | 788.1002 | 917.9821 | 788.1002 | 972.7891 | 294.394 | 788.1002 | 917.9821 | 788.1002 | 2357 | 788.1002 | 917.9821 | 972.7891 | 294.394 | 2613 | 1080 | 6409 | 5815 | 7660 | 4811 | 1120 | 5645 | 795.3573 | 896.5552 | 985.034 | 466.6458
| 2358 | 796.0246 | 772.8168 | 888.0242 | 772.8168 | 772.8168 | 888.0242 | 772.8168 | 772.8168 | 888.0242 | 772.8168 | 985.034 | 424.679 | 772.8168 | 888.0242 | 772.8168 | 2358 | 772.8168 | 888.0242 | 985.034 | 424.679 | 3146 | 2991 | 2313 | 3085 | 5634 | 2045 | 1114 | 4332 | 795.3573 | 896.5486 | 985.034 | 466.6458
| 2359 | 740.5646 | 693.6608 | 892.6591 | 693.6608 | 693.6608 | 892.6591 | 693.6608 | 693.6608 | 892.6591 | 693.6608 | 975.5102 | 272.471 | 693.6608 | 892.6591 | 693.6608 | 2359 | 693.6608 | 892.6591 | 975.5102 | 272.471 | 6353 | 2657 | 5572 | 6669 | 6118 | 5029 | 1091 | 3716 | 795.2132 | 896.5435 | 985.034 | 466.6458
| 2360 | 742.9957 | 693.036 | 901.786 | 693.036 | 693.036 | 901.786 | 693.036 | 693.036 | 901.786 | 693.036 | 983.6735 | 266.8337 | 693.036 | 901.786 | 693.036 | 2360 | 693.036 | 901.786 | 983.6735 | 266.8337 | 6372 | 1979 | 2897 | 6873 | 1644 | 6929 | 1079 | 2409 | 795.2132 | 896.5358 | 985.034 | 466.6458
| 2361 | 771.9498 | 722.1128 | 931.9259 | 722.1128 | 722.1128 | 931.9259 | 722.1128 | 722.1128 | 931.9259 | 722.1128 | 978.2313 | 324.4598 | 722.1128 | 931.9259 | 722.1128 | 2361 | 722.1128 | 931.9259 | 978.2313 | 324.4598 | 5138 | 459 | 4680 | 4960 | 1205 | 7114 | 1014 | 5909 | 795.1651 | 896.5174 | 985.034 | 466.3326
| 2362 | 800.0673 | 749.2671 | 925.3708 | 749.2671 | 749.2671 | 925.3708 | 749.2671 | 749.2671 | 925.3708 | 749.2671 | 978.2313 | 527.0905 | 749.2671 | 925.3708 | 749.2671 | 2362 | 749.2671 | 925.3708 | 978.2313 | 527.0905 | 4031 | 717 | 4679 | 1562 | 1097 | 93 | 989 | 5730 | 795.1651 | 896.5094 | 985.034 | 466.3326
| 2363 | 799.0516 | 757.4855 | 928.0876 | 757.4855 | 757.4855 | 928.0876 | 757.4855 | 757.4855 | 928.0876 | 757.4855 | 974.1497 | 440.3382 | 757.4855 | 928.0876 | 757.4855 | 2363 | 757.4855 | 928.0876 | 974.1497 | 440.3382 | 3723 | 593 | 5991 | 2824 | 859 | 3563 | 952 | 4319 | 795.117 | 896.5034 | 985.034 | 466.3326
| 2364 | 779.6952 | 735.4736 | 916.6808 | 735.4736 | 735.4736 | 916.6808 | 735.4736 | 735.4736 | 916.6808 | 735.4736 | 976.8707 | 388.3495 | 735.4736 | 916.6808 | 735.4736 | 2364 | 735.4736 | 916.6808 | 976.8708 | 388.3495 | 4586 | 1149 | 5154 | 3698 | 4386 | 1800 | 946 | 2176 | 795.069 | 896.4617 | 985.034 | 466.1447
| 2365 | 799.2517 | 763.4931 | 912.4345 | 763.4931 | 763.4931 | 912.4345 | 763.4931 | 763.4931 | 912.4345 | 763.4931 | 983.6735 | 448.1679 | 763.4931 | 912.4345 | 763.4931 | 2365 | 763.4931 | 912.4345 | 983.6735 | 448.1679 | 3509 | 1349 | 2896 | 2695 | 8570 | 8089 | 923 | 7074 | 795.0209 | 896.4616 | 985.034 | 466.0194
| 2366 | 787.2105 | 754.0251 | 913.1067 | 754.0251 | 754.0251 | 913.1067 | 754.0251 | 754.0251 | 913.1067 | 754.0251 | 983.6735 | 352.6464 | 754.0251 | 913.1067 | 754.0251 | 2366 | 754.0251 | 913.1067 | 983.6735 | 352.6464 | 3856 | 1314 | 2895 | 4409 | 8482 | 553 | 911 | 6149 | 795.0209 | 896.4616 | 985.034 | 466.0194
| 2367 | 802.2654 | 768.203 | 908.9778 | 768.203 | 768.203 | 908.9778 | 768.203 | 768.203 | 908.9778 | 768.203 | 970.068 | 480.1127 | 768.203 | 908.9778 | 768.203 | 2367 | 768.203 | 908.9778 | 970.068 | 480.1127 | 3344 | 1552 | 7191 | 2153 | 8340 | 6928 | 846 | 5185 | 794.9729 | 896.4478 | 985.034 | 466.0194
| 2368 | 808.5408 | 779.4492 | 912.8554 | 779.4492 | 779.4492 | 912.8554 | 779.4492 | 779.4492 | 912.8554 | 779.4492 | 976.8707 | 455.6843 | 779.4492 | 912.8554 | 779.4492 | 2368 | 779.4492 | 912.8554 | 976.8708 | 455.6843 | 2894 | 1330 | 5153 | 2562 | 7211 | 5038 | 821 | 3794 | 794.9729 | 896.4353 | 985.034 | 466.0194
| 2369 | 804.2532 | 777.5268 | 919.9882 | 777.5268 | 777.5268 | 919.9882 | 777.5268 | 777.5268 | 919.9882 | 777.5268 | 978.2313 | 381.1463 | 777.5268 | 919.9882 | 777.5268 | 2369 | 777.5268 | 919.9882 | 978.2313 | 381.1463 | 2965 | 978 | 4678 | 3821 | 2510 | 2378 | 784 | 2759 | 794.9728 | 896.3917 | 985.034 | 466.0194
| 2370 | 788.7202 | 770.606 | 893.6062 | 770.606 | 770.606 | 893.6062 | 770.606 | 770.606 | 893.6062 | 770.606 | 983.6735 | 319.1356 | 770.606 | 893.6062 | 770.606 | 2370 | 770.606 | 893.6062 | 983.6735 | 319.1356 | 3242 | 2581 | 2894 | 5085 | 2281 | 4044 | 778 | 8534 | 794.9728 | 896.3911 | 985.034 | 465.7062
| 2371 | 836.8734 | 873.2157 | 873.0611 | 873.2157 | 873.2157 | 873.0611 | 873.2157 | 873.2157 | 873.0611 | 873.2157 | 927.8912 | 310.3664 | 873.2157 | 873.0611 | 873.2157 | 2371 | 873.2157 | 873.0611 | 927.8912 | 310.3664 | 778 | 4077 | 8746 | 5288 | 3659 | 6837 | 755 | 4008 | 794.8767 | 896.3894 | 985.034 | 465.7062
| 2372 | 782.4671 | 781.0833 | 863.6682 | 781.0833 | 781.0833 | 863.6682 | 781.0833 | 781.0833 | 863.6682 | 781.0833 | 968.7075 | 282.493 | 781.0833 | 863.6682 | 781.0833 | 2372 | 781.0833 | 863.6682 | 968.7075 | 282.493 | 2834 | 4722 | 7418 | 6276 | 3479 | 7366 | 743 | 3331 | 794.8767 | 896.3408 | 985.034 | 465.7062
| 2373 | 760.0215 | 809.5833 | 731.7154 | 809.5833 | 809.5833 | 731.7154 | 809.5833 | 809.5833 | 731.7154 | 809.5833 | 960.5442 | 276.2293 | 809.5833 | 731.7154 | 809.5833 | 2373 | 809.5833 | 731.7154 | 960.5442 | 276.2293 | 1918 | 7669 | 8264 | 6531 | 5014 | 310 | 678 | 2437 | 794.8287 | 896.3407 | 985.034 | 465.7062
| 2374 | 821.7728 | 824.1938 | 910.7596 | 824.1938 | 824.1938 | 910.7596 | 824.1938 | 824.1938 | 910.7596 | 824.1938 | 974.1497 | 294.0808 | 824.1938 | 910.7596 | 824.1938 | 2374 | 824.1938 | 910.7596 | 974.1497 | 294.0808 | 1525 | 1437 | 5990 | 5825 | 1357 | 1379 | 653 | 929 | 794.8287 | 896.3233 | 985.034 | 465.7062
| 2375 | 808.8508 | 826.4046 | 859.8019 | 826.4046 | 826.4046 | 859.8019 | 826.4046 | 826.4046 | 859.8019 | 826.4046 | 980.9524 | 292.5149 | 826.4046 | 859.8019 | 826.4046 | 2375 | 826.4046 | 859.8019 | 980.9524 | 292.5149 | 1475 | 5000 | 3902 | 5877 | 1190 | 8235 | 616 | 7294 | 794.8287 | 896.3149 | 985.034 | 465.3931
| 2376 | 801.9068 | 809.5833 | 868.3894 | 809.5833 | 809.5833 | 868.3894 | 809.5833 | 809.5833 | 868.3894 | 809.5833 | 971.4286 | 305.0423 | 809.5833 | 868.3894 | 809.5833 | 2376 | 809.5833 | 868.3894 | 971.4286 | 305.0423 | 1917 | 4387 | 6789 | 5475 | 461 | 1997 | 610 | 4936 | 794.7806 | 896.3063 | 985.034 | 465.3931
| 2377 | 769.1726 | 731.004 | 910.6409 | 731.004 | 731.004 | 910.6409 | 731.004 | 731.004 | 910.6409 | 731.004 | 968.7075 | 309.1137 | 731.004 | 910.6409 | 731.004 | 2377 | 731.004 | 910.6409 | 968.7075 | 309.1137 | 4784 | 1446 | 7417 | 5330 | 7716 | 7120 | 587 | 3362 | 794.7325 | 896.284 | 985.034 | 465.3931
| 2378 | 737.5803 | 686.692 | 896.3917 | 686.692 | 686.692 | 896.3917 | 686.692 | 686.692 | 896.3917 | 686.692 | 967.3469 | 279.6743 | 686.692 | 896.3917 | 686.692 | 2378 | 686.692 | 896.3917 | 967.3469 | 279.6743 | 6666 | 2369 | 7687 | 6383 | 3005 | 7166 | 575 | 1307 | 794.7325 | 896.2543 | 985.034 | 465.393
| 2379 | 734.5948 | 683.4238 | 893.6801 | 683.4238 | 683.4238 | 893.6801 | 683.4238 | 683.4238 | 893.6801 | 683.4238 | 965.9864 | 276.2293 | 683.4238 | 893.6801 | 683.4238 | 2379 | 683.4239 | 893.6801 | 965.9864 | 276.2293 | 6808 | 2569 | 7923 | 6530 | 8338 | 7286 | 510 | 3736 | 794.6845 | 896.2466 | 985.034 | 465.2365
| 2380 | 719.7867 | 665.7375 | 883.4637 | 665.7375 | 665.7375 | 883.4637 | 665.7375 | 665.7375 | 883.4637 | 665.7375 | 963.2653 | 253.9931 | 665.7375 | 883.4637 | 665.7375 | 2380 | 665.7375 | 883.4637 | 963.2653 | 253.9931 | 7409 | 3365 | 8145 | 7315 | 7212 | 3179 | 485 | 8724 | 794.6364 | 896.2372 | 985.034 | 465.0799
| 2381 | 714.774 | 664.3437 | 866.3579 | 664.3437 | 664.3437 | 866.3579 | 664.3437 | 664.3437 | 866.3579 | 664.3437 | 963.2653 | 263.3887 | 664.3437 | 866.3579 | 664.3437 | 2381 | 664.3437 | 866.3579 | 963.2653 | 263.3887 | 7458 | 4514 | 8144 | 6985 | 7128 | 7353 | 448 | 6410 | 794.5884 | 896.2136 | 985.034 | 465.0799
| 2382 | 699.0648 | 634.9786 | 872.7926 | 634.9786 | 634.9786 | 872.7926 | 634.9786 | 634.9786 | 872.7926 | 634.9786 | 965.9864 | 249.9217 | 634.9786 | 872.7926 | 634.9786 | 2382 | 634.9786 | 872.7926 | 965.9864 | 249.9217 | 8151 | 4095 | 7922 | 7474 | 2631 | 297 | 442 | 3812 | 794.5884 | 896.2136 | 985.034 | 465.0799
| 2383 | 700.3796 | 654.6835 | 844.5664 | 654.6835 | 654.6835 | 844.5664 | 654.6835 | 654.6835 | 844.5664 | 654.6835 | 957.8231 | 231.757 | 654.6835 | 844.5664 | 654.6835 | 2383 | 654.6835 | 844.5664 | 957.8231 | 231.757 | 7726 | 5973 | 8382 | 8023 | 2233 | 7692 | 419 | 3286 | 794.5884 | 896.2093 | 985.034 | 465.0799
| 2384 | 698.9593 | 660.1144 | 832.1081 | 660.1144 | 660.1144 | 832.1081 | 660.1144 | 660.1144 | 832.1081 | 660.1144 | 945.5782 | 230.5042 | 660.1144 | 832.1081 | 660.1144 | 2384 | 660.1144 | 832.1081 | 945.5782 | 230.5042 | 7581 | 6543 | 8641 | 8052 | 3089 | 1838 | 407 | 2997 | 794.4442 | 896.1702 | 985.034 | 465.0799
| 2385 | 700.4219 | 648.1953 | 853.6658 | 648.1953 | 648.1953 | 853.6658 | 648.1953 | 648.1953 | 853.6658 | 648.1953 | 967.3469 | 238.3339 | 648.1953 | 853.6658 | 648.1953 | 2385 | 648.1953 | 853.6658 | 967.3469 | 238.3339 | 7894 | 5397 | 7686 | 7841 | 1647 | 4759 | 342 | 3546 | 794.4442 | 896.1601 | 985.034 | 465.0407
| 2386 | 694.2709 | 637.0452 | 852.2207 | 637.0452 | 637.0452 | 852.2207 | 637.0452 | 637.0452 | 852.2207 | 637.0452 | 964.6259 | 249.9217 | 637.0452 | 852.2207 | 637.0452 | 2386 | 637.0452 | 852.2207 | 964.6259 | 249.9217 | 8114 | 5477 | 8017 | 7473 | 2116 | 2888 | 317 | 3351 | 794.3961 | 896.1356 | 985.034 | 464.845
| 2387 | 704.8305 | 651.9921 | 852.1851 | 651.9921 | 651.9921 | 852.1851 | 651.9921 | 651.9921 | 852.1851 | 651.9921 | 967.3469 | 275.6029 | 651.9921 | 852.1851 | 651.9921 | 2387 | 651.9921 | 852.1851 | 967.3469 | 275.6029 | 7798 | 5479 | 7685 | 6553 | 7826 | 2759 | 280 | 7732 | 794.3481 | 896.1201 | 985.034 | 464.7667
| 2388 | 714.2064 | 667.0832 | 853.8201 | 667.0832 | 667.0832 | 853.8201 | 667.0832 | 667.0832 | 853.8201 | 667.0832 | 978.2313 | 268.7128 | 667.0832 | 853.8201 | 667.0832 | 2388 | 667.0832 | 853.8201 | 978.2313 | 268.7128 | 7375 | 5388 | 4677 | 6809 | 8246 | 2817 | 274 | 7432 | 794.3 | 896.0982 | 985.034 | 464.7667
| 2389 | 734.1605 | 687.5571 | 887.806 | 687.5571 | 687.5571 | 887.806 | 687.5571 | 687.5571 | 887.806 | 687.5571 | 970.068 | 256.4986 | 687.5571 | 887.806 | 687.5571 | 2389 | 687.5571 | 887.806 | 970.068 | 256.4986 | 6627 | 3005 | 7190 | 7226 | 8003 | 3699 | 251 | 3191 | 794.3 | 896.0321 | 985.034 | 464.7667
| 2390 | 746.8567 | 706.6372 | 883.5883 | 706.6372 | 706.6372 | 883.5883 | 706.6372 | 706.6372 | 883.5883 | 706.6372 | 974.1497 | 294.394 | 706.6372 | 883.5883 | 706.6372 | 2390 | 706.6372 | 883.5883 | 974.1497 | 294.394 | 5795 | 3355 | 5989 | 5814 | 3532 | 6937 | 239 | 2538 | 794.2519 | 896.0223 | 985.034 | 464.7667
| 2391 | 754.4861 | 718.1718 | 898.6019 | 718.1718 | 718.1718 | 898.6019 | 718.1718 | 718.1718 | 898.6019 | 718.1718 | 972.7891 | 250.2349 | 718.1718 | 898.6019 | 718.1718 | 2391 | 718.1718 | 898.6019 | 972.7891 | 250.2349 | 5309 | 2216 | 6408 | 7461 | 8500 | 3746 | 174 | 376 | 794.2039 | 895.9989 | 985.034 | 464.7667
| 2392 | 743.8897 | 697.6018 | 906.7797 | 697.6018 | 697.6018 | 906.7797 | 697.6018 | 697.6018 | 906.7797 | 697.6018 | 970.068 | 236.4547 | 697.6018 | 906.7797 | 697.6018 | 2392 | 697.6018 | 906.7797 | 970.068 | 236.4547 | 6170 | 1692 | 7189 | 7896 | 5374 | 1268 | 149 | 8536 | 794.2039 | 895.9927 | 985.034 | 464.4535
| 2393 | 751.5793 | 713.4138 | 901.2298 | 713.4138 | 713.4138 | 901.2298 | 713.4138 | 713.4138 | 901.2298 | 713.4138 | 976.8707 | 233.0097 | 713.4138 | 901.2298 | 713.4138 | 2393 | 713.4138 | 901.2298 | 976.8708 | 233.0097 | 5490 | 2024 | 5152 | 7986 | 7390 | 141 | 112 | 7666 | 794.1558 | 895.9835 | 985.034 | 464.4535
| 2394 | 761.8277 | 737.2999 | 887.0563 | 737.2999 | 737.2999 | 887.0563 | 737.2999 | 737.2999 | 887.0563 | 737.2999 | 976.8707 | 242.0921 | 737.2999 | 887.0563 | 737.2999 | 2394 | 737.2999 | 887.0563 | 976.8708 | 242.0921 | 4491 | 3059 | 5151 | 7734 | 334 | 7952 | 106 | 7591 | 794.1558 | 895.9481 | 985.034 | 464.4535
| 2395 | 825.5729 | 848.8489 | 895.3003 | 848.8489 | 848.8489 | 895.3003 | 848.8489 | 848.8489 | 895.3003 | 848.8489 | 956.4626 | 229.5647 | 848.8489 | 895.3003 | 848.8489 | 2395 | 848.8489 | 895.3003 | 956.4626 | 229.5647 | 1073 | 2447 | 8472 | 8075 | 8022 | 3399 | 83 | 5685 | 794.1318 | 895.9473 | 985.034 | 464.4535
| 2396 | 849.5753 | 893.0168 | 878.2277 | 893.0168 | 893.0168 | 878.2277 | 893.0168 | 893.0168 | 878.2277 | 893.0168 | 971.4286 | 265.581 | 893.0168 | 878.2277 | 893.0168 | 2396 | 893.0168 | 878.2277 | 971.4286 | 265.581 | 546 | 3731 | 6788 | 6915 | 486 | 3960 | 71 | 4647 | 794.1318 | 895.9393 | 985.034 | 464.4535
| 2397 | 838.2959 | 873.0716 | 882.2393 | 873.0716 | 873.0716 | 882.2393 | 873.0716 | 873.0716 | 882.2393 | 873.0716 | 975.5102 | 247.103 | 873.0716 | 882.2393 | 873.0716 | 2397 | 873.0716 | 882.2393 | 975.5102 | 247.103 | 781 | 3446 | 5571 | 7564 | 1187 | 4678 | 6 | 3436 | 794.1078 | 895.9364 | 985.034 | 464.4535
| 2398 | 812.3567 | 813.6685 | 910.5663 | 813.6685 | 813.6685 | 910.5663 | 813.6685 | 813.6685 | 910.5663 | 813.6685 | 983.6735 | 237.7075 | 813.6685 | 910.5663 | 813.6685 | 2398 | 813.6685 | 910.5663 | 983.6735 | 237.7075 | 1807 | 1453 | 2893 | 7856 | 7956 | 83 | 8754 | 3165 | 794.0597 | 895.8792 | 983.6735 | 464.4535
| 2399 | 807.5656 | 790.6474 | 904.1364 | 790.6474 | 790.6474 | 904.1364 | 790.6474 | 790.6474 | 904.1364 | 790.6474 | 983.6735 | 380.5199 | 790.6474 | 904.1364 | 790.6474 | 2399 | 790.6474 | 904.1364 | 983.6735 | 380.5199 | 2524 | 1853 | 2892 | 3837 | 5902 | 8207 | 8750 | 2338 | 794.0597 | 895.8792 | 983.6735 | 464.4535
| 2400 | 779.1842 | 731.9652 | 914.8114 | 731.9652 | 731.9652 | 914.8114 | 731.9652 | 731.9652 | 914.8114 | 731.9652 | 975.5102 | 418.1021 | 731.9652 | 914.8114 | 731.9652 | 2400 | 731.9652 | 914.8114 | 975.5102 | 418.1021 | 4741 | 1229 | 5570 | 3187 | 5278 | 671 | 8749 | 1985 | 794.0116 | 895.8791 | 983.6735 | 464.4535
| 2401 | 761.3521 | 754.6018 | 856.795 | 754.6018 | 754.6018 | 856.795 | 754.6018 | 754.6018 | 856.795 | 754.6018 | 970.068 | 224.8669 | 754.6018 | 856.795 | 754.6018 | 2401 | 754.6018 | 856.795 | 970.068 | 224.8669 | 3840 | 5199 | 7188 | 8185 | 4438 | 4719 | 8744 | 873 | 794.0116 | 895.8702 | 983.6735 | 464.4535
| 2402 | 758.2831 | 747.3446 | 860.2278 | 747.3446 | 747.3446 | 860.2278 | 747.3446 | 747.3446 | 860.2278 | 747.3446 | 971.4286 | 224.8669 | 747.3446 | 860.2278 | 747.3446 | 2402 | 747.3446 | 860.2279 | 971.4286 | 224.8669 | 4106 | 4964 | 6787 | 8184 | 1818 | 2989 | 8728 | 7362 | 794.0116 | 895.8672 | 983.6735 | 464.2969
| 2403 | 763.2335 | 753.6887 | 871.837 | 753.6887 | 753.6887 | 871.837 | 753.6887 | 753.6887 | 871.837 | 753.6887 | 967.3469 | 201.0648 | 753.6887 | 871.837 | 753.6887 | 2403 | 753.6887 | 871.837 | 967.3469 | 201.0648 | 3873 | 4158 | 7684 | 8540 | 1790 | 1050 | 8724 | 3835 | 794.0116 | 895.8467 | 983.6735 | 464.2969
| 2404 | 753.4345 | 730.6676 | 881.0209 | 730.6676 | 730.6676 | 881.0209 | 730.6676 | 730.6676 | 881.0209 | 730.6676 | 974.1497 | 204.5099 | 730.6676 | 881.0209 | 730.6676 | 2404 | 730.6676 | 881.0209 | 974.1497 | 204.5099 | 4794 | 3542 | 5988 | 8502 | 7190 | 463 | 8709 | 1914 | 793.9636 | 895.8389 | 983.6735 | 464.2969
| 2405 | 765.8895 | 751.9585 | 875.7408 | 751.9585 | 751.9585 | 875.7408 | 751.9585 | 751.9585 | 875.7408 | 751.9585 | 975.5102 | 228.3119 | 751.9585 | 875.7408 | 751.9585 | 2405 | 751.9585 | 875.7408 | 975.5102 | 228.3119 | 3942 | 3905 | 5569 | 8101 | 4293 | 7550 | 8708 | 306 | 793.9636 | 895.8189 | 983.6735 | 464.2969
| 2406 | 772.9462 | 764.8388 | 878.9015 | 764.8388 | 764.8388 | 878.9015 | 764.8388 | 764.8388 | 878.9015 | 764.8388 | 983.6735 | 203.2571 | 764.8388 | 878.9015 | 764.8388 | 2406 | 764.8388 | 878.9015 | 983.6735 | 203.2571 | 3473 | 3677 | 2891 | 8516 | 3137 | 2014 | 8654 | 7218 | 793.9155 | 895.811 | 983.6735 | 464.1403
| 2407 | 717.2654 | 713.3657 | 785.8174 | 713.3657 | 713.3657 | 785.8174 | 713.3657 | 713.3657 | 785.8174 | 713.3657 | 982.3129 | 209.2076 | 713.3657 | 785.8174 | 713.3657 | 2407 | 713.3657 | 785.8174 | 982.3129 | 209.2076 | 5491 | 7150 | 3458 | 8438 | 1109 | 2006 | 8633 | 6472 | 793.9155 | 895.8046 | 983.6735 | 464.1403
| 2408 | 751.8019 | 736.9155 | 854.7438 | 736.9155 | 736.9155 | 854.7438 | 736.9155 | 736.9155 | 854.7438 | 736.9155 | 978.2313 | 232.6965 | 736.9155 | 854.7438 | 736.9155 | 2408 | 736.9155 | 854.7438 | 978.2313 | 232.6965 | 4511 | 5328 | 4676 | 8000 | 6882 | 2015 | 8622 | 5766 | 793.8675 | 895.7885 | 983.6735 | 464.1403
| 2409 | 781.3445 | 752.0065 | 868.453 | 752.0065 | 752.0065 | 868.453 | 752.0065 | 752.0065 | 868.453 | 752.0065 | 982.3129 | 466.6458 | 752.0065 | 868.453 | 752.0065 | 2409 | 752.0065 | 868.453 | 982.3129 | 466.6458 | 3940 | 4381 | 3457 | 2360 | 3196 | 4947 | 8615 | 4839 | 793.8194 | 895.785 | 983.6735 | 464.1403
| 2410 | 822.9218 | 818.5226 | 844.6878 | 818.5226 | 818.5226 | 844.6878 | 818.5226 | 818.5226 | 844.6878 | 818.5226 | 986.3946 | 607.5791 | 818.5226 | 844.6878 | 818.5226 | 2410 | 818.5226 | 844.6878 | 986.3946 | 607.5791 | 1683 | 5965 | 1985 | 772 | 1536 | 1084 | 8614 | 4145 | 793.8194 | 895.7649 | 983.6735 | 464.1403
| 2411 | 785.5509 | 791.0799 | 836.3471 | 791.0799 | 791.0799 | 836.3471 | 791.0799 | 791.0799 | 836.3471 | 791.0799 | 982.3129 | 341.3718 | 791.0799 | 836.3471 | 791.0799 | 2411 | 791.0799 | 836.3471 | 982.3129 | 341.3718 | 2510 | 6376 | 3456 | 4616 | 6623 | 4914 | 8586 | 4017 | 793.7713 | 895.7632 | 983.6735 | 464.1403
| 2412 | 811.1448 | 802.9029 | 847.0836 | 802.9029 | 802.9029 | 847.0836 | 802.9029 | 802.9029 | 847.0836 | 802.9029 | 978.2313 | 566.2386 | 802.9029 | 847.0836 | 802.9029 | 2412 | 802.9029 | 847.0836 | 978.2313 | 566.2386 | 2131 | 5829 | 4675 | 1132 | 6498 | 1402 | 8582 | 3853 | 793.7713 | 895.7551 | 983.6735 | 464.1403
| 2413 | 839.0995 | 808.7663 | 876.3796 | 808.7663 | 808.7663 | 876.3796 | 808.7663 | 808.7663 | 876.3796 | 808.7663 | 980.9524 | 790.7924 | 808.7663 | 876.3796 | 808.7663 | 2413 | 808.7663 | 876.3796 | 980.9524 | 790.7924 | 1941 | 3859 | 3901 | 70 | 2668 | 7122 | 8581 | 2445 | 793.7713 | 895.7485 | 983.6735 | 464.1403
| 2414 | 826.1876 | 811.3135 | 897.4213 | 811.3135 | 811.3135 | 897.4213 | 811.3135 | 811.3135 | 897.4213 | 811.3135 | 980.9524 | 505.4807 | 811.3135 | 897.4213 | 811.3135 | 2414 | 811.3135 | 897.4213 | 980.9524 | 505.4807 | 1865 | 2293 | 3900 | 1825 | 1324 | 8092 | 8576 | 1990 | 793.7713 | 895.7478 | 983.6735 | 464.1403
| 2415 | 840.0265 | 832.7486 | 899.3909 | 832.7486 | 832.7486 | 899.3909 | 832.7486 | 832.7486 | 899.3909 | 832.7486 | 972.7891 | 528.0301 | 832.7486 | 899.3909 | 832.7486 | 2415 | 832.7486 | 899.3909 | 972.7891 | 528.0301 | 1344 | 2155 | 6407 | 1547 | 1122 | 556 | 8560 | 8515 | 793.7713 | 895.7478 | 983.6735 | 463.8271
| 2416 | 822.4384 | 831.2107 | 883.9956 | 831.2107 | 831.2107 | 883.9956 | 831.2107 | 831.2107 | 883.9956 | 831.2107 | 975.5102 | 352.9596 | 831.2107 | 883.9956 | 831.2107 | 2416 | 831.2107 | 883.9956 | 975.5102 | 352.9596 | 1390 | 3327 | 5568 | 4403 | 8318 | 1950 | 8556 | 6728 | 793.7233 | 895.7316 | 983.6735 | 463.8271
| 2417 | 832.5961 | 839.9577 | 882.7091 | 839.9577 | 839.9577 | 882.7091 | 839.9577 | 839.9577 | 882.7091 | 839.9577 | 983.6735 | 422.1735 | 839.9577 | 882.7091 | 839.9577 | 2417 | 839.9577 | 882.7091 | 983.6735 | 422.1735 | 1221 | 3414 | 2890 | 3124 | 6712 | 5045 | 8541 | 5794 | 793.7233 | 895.6735 | 983.6735 | 463.8271
| 2418 | 801.1546 | 780.3143 | 865.8099 | 780.3143 | 780.3143 | 865.8099 | 780.3143 | 780.3143 | 865.8099 | 780.3143 | 967.3469 | 543.063 | 780.3143 | 865.8099 | 780.3143 | 2418 | 780.3143 | 865.8099 | 967.3469 | 543.063 | 2862 | 4568 | 7683 | 1375 | 4197 | 1032 | 8540 | 4675 | 793.7233 | 895.6599 | 983.6735 | 463.8271
| 2419 | 870.8735 | 913.2023 | 888.7228 | 913.2023 | 913.2023 | 888.7228 | 913.2023 | 913.2023 | 888.7228 | 913.2023 | 980.9524 | 350.7673 | 913.2023 | 888.7228 | 913.2023 | 2419 | 913.2023 | 888.7228 | 980.9524 | 350.7673 | 352 | 2942 | 3899 | 4445 | 1263 | 1217 | 8486 | 4380 | 793.7233 | 895.64 | 983.6735 | 463.8271
| 2420 | 870.5015 | 922.1896 | 875.054 | 922.1896 | 922.1896 | 875.054 | 922.1896 | 922.1896 | 875.054 | 922.1896 | 986.3946 | 322.8938 | 922.1896 | 875.054 | 922.1896 | 2420 | 922.1897 | 875.054 | 986.3946 | 322.8938 | 296 | 3968 | 1984 | 4993 | 8417 | 4530 | 8465 | 1647 | 793.6272 | 895.6118 | 983.6735 | 463.8271
| 2421 | 874.9265 | 916.7107 | 889.2093 | 916.7107 | 916.7107 | 889.2093 | 916.7107 | 916.7107 | 889.2093 | 916.7107 | 982.3129 | 376.1353 | 916.7107 | 889.2093 | 916.7107 | 2421 | 916.7107 | 889.2093 | 982.3129 | 376.1353 | 333 | 2902 | 3455 | 3943 | 7366 | 2962 | 8454 | 878 | 793.6272 | 895.6116 | 983.6735 | 463.8271
| 2422 | 881.1395 | 910.9915 | 884.7915 | 910.9915 | 910.9915 | 884.7915 | 910.9915 | 910.9915 | 884.7915 | 910.9915 | 971.4286 | 537.4256 | 910.9915 | 884.7915 | 910.9915 | 2422 | 910.9915 | 884.7916 | 971.4286 | 537.4256 | 373 | 3275 | 6786 | 1441 | 2429 | 6897 | 8447 | 7009 | 793.6271 | 895.5994 | 983.6735 | 463.5139
| 2423 | 875.0179 | 899.6492 | 899.8746 | 899.6492 | 899.6492 | 899.8746 | 899.6492 | 899.6492 | 899.8746 | 899.6492 | 985.034 | 468.5249 | 899.6492 | 899.8746 | 899.6492 | 2423 | 899.6492 | 899.8746 | 985.034 | 468.5249 | 485 | 2123 | 2312 | 2332 | 310 | 8090 | 8446 | 4124 | 793.6271 | 895.5933 | 983.6735 | 463.5139
| 2424 | 855.0933 | 860.6719 | 891.7535 | 860.6719 | 860.6719 | 891.7535 | 860.6719 | 860.6719 | 891.7535 | 860.6719 | 987.7551 | 531.1619 | 860.6719 | 891.7535 | 860.6719 | 2424 | 860.6719 | 891.7535 | 987.7551 | 531.1619 | 919 | 2726 | 1621 | 1509 | 4342 | 554 | 8418 | 3232 | 793.5791 | 895.5933 | 983.6735 | 463.5139
| 2425 | 825.4477 | 832.8447 | 856.9587 | 832.8447 | 832.8447 | 856.9587 | 832.8447 | 832.8447 | 856.9587 | 832.8447 | 987.7551 | 477.9205 | 832.8447 | 856.9587 | 832.8447 | 2425 | 832.8447 | 856.9587 | 987.7551 | 477.9205 | 1342 | 5191 | 1620 | 2182 | 2166 | 8501 | 8414 | 1940 | 793.5791 | 895.5809 | 983.6735 | 463.5139
| 2426 | 814.2575 | 795.5015 | 870.4729 | 795.5015 | 795.5015 | 870.4729 | 795.5015 | 795.5015 | 870.4729 | 795.5015 | 995.9184 | 557.7826 | 795.5015 | 870.4729 | 795.5015 | 2426 | 795.5015 | 870.4729 | 995.9184 | 557.7827 | 2353 | 4252 | 360 | 1219 | 1313 | 8055 | 8413 | 8560 | 793.5791 | 895.5809 | 983.6735 | 463.2008
| 2427 | 796.3322 | 787.8599 | 868.1434 | 787.8599 | 787.8599 | 868.1434 | 787.8599 | 787.8599 | 868.1434 | 787.8599 | 994.5578 | 378.6408 | 787.8599 | 868.1434 | 787.8599 | 2427 | 787.8599 | 868.1434 | 994.5578 | 378.6408 | 2621 | 4399 | 530 | 3889 | 4075 | 519 | 8408 | 7109 | 793.531 | 895.5809 | 983.6735 | 463.2008
| 2428 | 796.3885 | 783.1018 | 873.6823 | 783.1018 | 783.1018 | 873.6823 | 783.1018 | 783.1018 | 873.6823 | 783.1018 | 991.8367 | 398.0583 | 783.1018 | 873.6823 | 783.1018 | 2428 | 783.1018 | 873.6823 | 991.8367 | 398.0583 | 2756 | 4045 | 918 | 3528 | 5062 | 7559 | 8392 | 5016 | 793.483 | 895.5689 | 983.6735 | 463.2008
| 2429 | 788.4289 | 793.6271 | 902.5997 | 793.6271 | 793.6271 | 902.5997 | 793.6271 | 793.6271 | 902.5997 | 793.6271 | 991.8367 | 86.7523 | 793.6271 | 902.5997 | 793.6271 | 2429 | 793.6271 | 902.5997 | 991.8367 | 86.7523 | 2422 | 1925 | 917 | 8760 | 1248 | 1343 | 8388 | 5013 | 793.483 | 895.5378 | 983.6735 | 463.2008
| 2430 | 759.4835 | 748.2097 | 826.3886 | 748.2097 | 748.2097 | 826.3886 | 748.2097 | 748.2097 | 826.3886 | 748.2097 | 982.3129 | 359.2233 | 748.2097 | 826.3886 | 748.2097 | 2430 | 748.2097 | 826.3886 | 982.3129 | 359.2233 | 4076 | 6717 | 3454 | 4277 | 5878 | 6960 | 8373 | 4995 | 793.4349 | 895.4932 | 983.6735 | 463.2008
| 2431 | 726.555 | 735.2333 | 735.0881 | 735.2333 | 735.2333 | 735.0881 | 735.2333 | 735.2333 | 735.0881 | 735.2333 | 972.7891 | 376.7617 | 735.2333 | 735.0881 | 735.2333 | 2431 | 735.2333 | 735.0881 | 972.7891 | 376.7617 | 4597 | 7633 | 6406 | 3925 | 2355 | 3701 | 8372 | 7638 | 793.4349 | 895.4873 | 983.6735 | 462.8876
| 2432 | 718.4965 | 737.2038 | 719.5848 | 737.2038 | 737.2038 | 719.5848 | 737.2038 | 737.2038 | 719.5848 | 737.2038 | 986.3946 | 296.5863 | 737.2038 | 719.5848 | 737.2038 | 2432 | 737.2038 | 719.5848 | 986.3946 | 296.5863 | 4494 | 7799 | 1983 | 5749 | 1395 | 3955 | 8318 | 6838 | 793.4349 | 895.4462 | 983.6735 | 462.8876
| 2433 | 738.1915 | 758.3025 | 731.0434 | 758.3025 | 758.3025 | 731.0434 | 758.3025 | 758.3025 | 731.0434 | 758.3025 | 959.1837 | 384.9045 | 758.3025 | 731.0434 | 758.3025 | 2433 | 758.3025 | 731.0434 | 959.1837 | 384.9045 | 3683 | 7675 | 8330 | 3761 | 1116 | 7392 | 8297 | 6731 | 793.4349 | 895.4456 | 983.6735 | 462.8876
| 2434 | 749.0087 | 778.7283 | 719.1673 | 778.7283 | 778.7283 | 719.1673 | 778.7283 | 778.7283 | 719.1673 | 778.7283 | 976.8707 | 402.756 | 778.7283 | 719.1673 | 778.7283 | 2434 | 778.7283 | 719.1673 | 976.8708 | 402.756 | 2927 | 7809 | 5150 | 3436 | 832 | 336 | 8286 | 3998 | 793.4349 | 895.4455 | 983.6735 | 462.8876
| 2435 | 747.4073 | 774.4509 | 715.1436 | 774.4509 | 774.4509 | 715.1436 | 774.4509 | 774.4509 | 715.1436 | 774.4509 | 985.034 | 422.4867 | 774.4509 | 715.1436 | 774.4509 | 2435 | 774.4509 | 715.1436 | 985.034 | 422.4867 | 3083 | 7864 | 2311 | 3119 | 8458 | 6944 | 8279 | 3193 | 793.3868 | 895.4357 | 983.6735 | 462.8876
| 2436 | 738.4617 | 746.0951 | 749.6255 | 746.0951 | 746.0951 | 749.6255 | 746.0951 | 746.0951 | 749.6255 | 746.0951 | 989.1156 | 382.0858 | 746.0951 | 749.6255 | 746.0951 | 2436 | 746.0951 | 749.6255 | 989.1156 | 382.0858 | 4147 | 7476 | 1284 | 3806 | 6663 | 5198 | 8278 | 6865 | 793.3868 | 895.4023 | 983.6735 | 462.5744
| 2437 | 756.9134 | 770.7983 | 744.5751 | 770.7983 | 770.7983 | 744.5751 | 770.7983 | 770.7983 | 744.5751 | 770.7983 | 986.3946 | 465.7062 | 770.7983 | 744.5751 | 770.7983 | 2437 | 770.7983 | 744.5751 | 986.3946 | 465.7062 | 3239 | 7542 | 1982 | 2373 | 3666 | 3171 | 8250 | 3653 | 793.2907 | 895.3787 | 983.6735 | 462.5744
| 2438 | 757.307 | 771.9037 | 746.5362 | 771.9037 | 771.9037 | 746.5362 | 771.9037 | 771.9037 | 746.5362 | 771.9037 | 983.6735 | 457.2502 | 771.9037 | 746.5362 | 771.9037 | 2438 | 771.9037 | 746.5362 | 983.6735 | 457.2502 | 3185 | 7522 | 2889 | 2533 | 2177 | 2737 | 8246 | 3702 | 793.2907 | 895.3777 | 983.6735 | 462.4178
| 2439 | 759.3847 | 787.6676 | 726.819 | 787.6676 | 787.6676 | 726.819 | 787.6676 | 787.6676 | 726.819 | 787.6676 | 987.7551 | 435.0141 | 787.6676 | 726.819 | 787.6676 | 2439 | 787.6676 | 726.819 | 987.7551 | 435.0141 | 2626 | 7717 | 1619 | 2913 | 5446 | 3769 | 8245 | 7651 | 793.2427 | 895.3711 | 983.6735 | 462.2612
| 2440 | 754.266 | 795.5976 | 709.1724 | 795.5976 | 795.5976 | 709.1724 | 795.5976 | 795.5976 | 709.1724 | 795.5976 | 987.7551 | 370.498 | 795.5976 | 709.1724 | 795.5976 | 2440 | 795.5976 | 709.1724 | 987.7551 | 370.498 | 2349 | 7936 | 1618 | 4059 | 3551 | 1968 | 8240 | 5950 | 793.1465 | 895.3643 | 983.6735 | 462.2612
| 2441 | 767.82 | 798.0487 | 696.2679 | 798.0487 | 798.0487 | 696.2679 | 798.0487 | 798.0487 | 696.2679 | 798.0487 | 1000 | 580.0188 | 798.0487 | 696.2679 | 798.0487 | 2441 | 798.0487 | 696.2679 | 1000 | 580.0188 | 2266 | 8056 | 38 | 1006 | 1096 | 4822 | 8226 | 5120 | 793.1465 | 895.3543 | 983.6735 | 462.2612
| 2442 | 761.7163 | 796.703 | 718.4528 | 796.703 | 796.703 | 718.4528 | 796.703 | 796.703 | 718.4528 | 796.703 | 980.9524 | 435.6405 | 796.703 | 718.4528 | 796.703 | 2442 | 796.703 | 718.4528 | 980.9524 | 435.6405 | 2323 | 7818 | 3898 | 2898 | 8682 | 4451 | 8222 | 2490 | 793.0985 | 895.3527 | 983.6735 | 462.2612
| 2443 | 829.574 | 910.0783 | 730.6302 | 910.0783 | 910.0783 | 730.6302 | 910.0783 | 910.0783 | 730.6302 | 910.0783 | 995.9184 | 414.9702 | 910.0783 | 730.6302 | 910.0783 | 2443 | 910.0783 | 730.6302 | 995.9184 | 414.9702 | 380 | 7680 | 359 | 3238 | 1360 | 2809 | 8221 | 5790 | 793.0985 | 895.352 | 983.6735 | 462.1046
| 2444 | 848.1471 | 948.6231 | 730.4849 | 948.6231 | 948.6231 | 730.4849 | 948.6231 | 948.6231 | 730.4849 | 948.6231 | 978.2313 | 384.9045 | 948.6231 | 730.4849 | 948.6231 | 2444 | 948.6231 | 730.4849 | 978.2313 | 384.9045 | 100 | 7681 | 4674 | 3760 | 1107 | 7391 | 8216 | 7197 | 793.0985 | 895.3293 | 983.6735 | 461.948
| 2445 | 847.6908 | 937.6652 | 727.253 | 937.6652 | 937.6652 | 727.253 | 937.6652 | 937.6652 | 727.253 | 937.6652 | 993.1973 | 464.1403 | 937.6652 | 727.253 | 937.6652 | 2445 | 937.6652 | 727.253 | 993.1973 | 464.1403 | 156 | 7712 | 685 | 2413 | 211 | 335 | 8200 | 6834 | 793.0985 | 895.3293 | 983.6735 | 461.948
| 2446 | 829.7279 | 919.9789 | 725.3316 | 919.9789 | 919.9789 | 725.3316 | 919.9789 | 919.9789 | 725.3316 | 919.9789 | 994.5578 | 360.476 | 919.9789 | 725.3316 | 919.9789 | 2446 | 919.9789 | 725.3316 | 994.5578 | 360.476 | 313 | 7734 | 529 | 4259 | 8554 | 3928 | 8196 | 5257 | 793.0504 | 895.3108 | 983.6735 | 461.948
| 2447 | 790.2065 | 853.655 | 720.9859 | 853.655 | 853.655 | 720.9859 | 853.655 | 853.655 | 720.9859 | 853.655 | 972.7891 | 376.9183 | 853.655 | 720.9859 | 853.655 | 2447 | 853.655 | 720.9859 | 972.7891 | 376.9183 | 995 | 7781 | 6405 | 3920 | 7208 | 2395 | 8181 | 4190 | 793.0024 | 895.3003 | 983.6735 | 461.948
| 2448 | 769.3803 | 820.0606 | 706.7752 | 820.0606 | 820.0606 | 706.7752 | 820.0606 | 820.0606 | 706.7752 | 820.0606 | 993.1973 | 390.5418 | 820.0606 | 706.7752 | 820.0606 | 2448 | 820.0606 | 706.7753 | 993.1973 | 390.5418 | 1633 | 7965 | 684 | 3661 | 3353 | 1350 | 8180 | 6987 | 793.0024 | 895.2898 | 983.6735 | 461.6348
| 2449 | 755.1276 | 796.2705 | 709.6922 | 796.2705 | 796.2705 | 709.6922 | 796.2705 | 796.2705 | 709.6922 | 796.2705 | 990.4762 | 372.3771 | 796.2705 | 709.6922 | 796.2705 | 2449 | 796.2705 | 709.6922 | 990.4762 | 372.3771 | 2336 | 7931 | 1065 | 4016 | 1156 | 1035 | 8126 | 6628 | 792.9543 | 895.2795 | 983.6735 | 461.6348
| 2450 | 748.0365 | 774.5951 | 719.176 | 774.5951 | 774.5951 | 719.176 | 774.5951 | 774.5951 | 719.176 | 774.5951 | 998.6395 | 400.4071 | 774.5951 | 719.176 | 774.5951 | 2450 | 774.5951 | 719.176 | 998.6395 | 400.4071 | 3078 | 7808 | 128 | 3486 | 8308 | 4918 | 8105 | 5674 | 792.9062 | 895.2474 | 983.6735 | 461.6348
| 2451 | 718.4713 | 738.4534 | 710.976 | 738.4534 | 738.4534 | 710.976 | 738.4534 | 738.4534 | 710.976 | 738.4534 | 995.9184 | 311.1494 | 738.4534 | 710.976 | 738.4534 | 2451 | 738.4534 | 710.976 | 995.9184 | 311.1494 | 4454 | 7913 | 358 | 5270 | 8111 | 6830 | 8094 | 5650 | 792.9062 | 895.2458 | 983.6735 | 461.6348
| 2452 | 717.0488 | 751.4298 | 704.6223 | 751.4298 | 751.4298 | 704.6223 | 751.4298 | 751.4298 | 704.6223 | 751.4298 | 986.3946 | 222.3614 | 751.4298 | 704.6223 | 751.4298 | 2452 | 751.4298 | 704.6223 | 986.3946 | 222.3614 | 3958 | 7980 | 1981 | 8234 | 575 | 6955 | 8087 | 4773 | 792.9062 | 895.1749 | 983.6735 | 461.6348
| 2453 | 725.1894 | 759.9846 | 710.0393 | 759.9846 | 759.9846 | 710.0393 | 759.9846 | 759.9846 | 710.0393 | 759.9846 | 989.1156 | 243.5014 | 759.9846 | 710.0393 | 759.9846 | 2453 | 759.9846 | 710.0393 | 989.1156 | 243.5014 | 3623 | 7928 | 1283 | 7687 | 6648 | 4760 | 8086 | 3970 | 792.8582 | 895.1704 | 983.6735 | 461.6348
| 2454 | 714.9416 | 735.9062 | 714.482 | 735.9062 | 735.9062 | 714.482 | 735.9062 | 735.9062 | 714.482 | 735.9062 | 995.9184 | 268.0864 | 735.9062 | 714.482 | 735.9062 | 2454 | 735.9062 | 714.482 | 995.9184 | 268.0864 | 4561 | 7877 | 357 | 6831 | 1143 | 1335 | 8058 | 3833 | 792.8582 | 895.1691 | 983.6735 | 461.6348
| 2455 | 696.501 | 712.02 | 706.3646 | 712.02 | 712.02 | 706.3646 | 712.02 | 712.02 | 706.3646 | 712.02 | 974.1497 | 255.2459 | 712.02 | 706.3646 | 712.02 | 2455 | 712.02 | 706.3646 | 974.1497 | 255.2459 | 5548 | 7967 | 5987 | 7264 | 8292 | 7557 | 8054 | 3829 | 792.7621 | 895.1587 | 983.6735 | 461.6348
| 2456 | 719.6804 | 748.0175 | 706.799 | 748.0175 | 748.0175 | 706.799 | 748.0175 | 748.0175 | 706.799 | 748.0175 | 986.3946 | 277.7952 | 748.0175 | 706.799 | 748.0175 | 2456 | 748.0175 | 706.799 | 986.3946 | 277.7952 | 4081 | 7963 | 1980 | 6466 | 164 | 8245 | 8053 | 828 | 792.7621 | 895.1176 | 983.6735 | 461.6348
| 2457 | 729.2722 | 753.5445 | 711.8587 | 753.5445 | 753.5445 | 711.8587 | 753.5445 | 753.5445 | 711.8587 | 753.5445 | 982.3129 | 351.7069 | 753.5445 | 711.8587 | 753.5445 | 2457 | 753.5445 | 711.8587 | 982.3129 | 351.7069 | 3879 | 7905 | 3453 | 4424 | 2139 | 3181 | 8048 | 8247 | 792.6659 | 895.1022 | 983.6735 | 461.3216
| 2458 | 756.9693 | 785.7932 | 729.1361 | 785.7932 | 785.7932 | 729.1361 | 785.7932 | 785.7932 | 729.1361 | 785.7932 | 985.034 | 409.6461 | 785.7932 | 729.1361 | 785.7932 | 2458 | 785.7932 | 729.1361 | 985.034 | 409.6461 | 2680 | 7695 | 2310 | 3327 | 2846 | 3732 | 8032 | 6019 | 792.6179 | 895.0958 | 983.6735 | 461.3216
| 2459 | 762.624 | 800.1153 | 702.388 | 800.1153 | 800.1153 | 702.388 | 800.1153 | 800.1153 | 702.388 | 800.1153 | 971.4286 | 494.8324 | 800.1153 | 702.388 | 800.1153 | 2459 | 800.1153 | 702.388 | 971.4286 | 494.8324 | 2207 | 8003 | 6785 | 1951 | 1422 | 4910 | 8028 | 5811 | 792.5698 | 895.0863 | 983.6735 | 461.3216
| 2460 | 742.3003 | 785.601 | 697.2228 | 785.601 | 785.601 | 697.2228 | 785.601 | 785.601 | 697.2228 | 785.601 | 956.4626 | 362.042 | 785.601 | 697.2228 | 785.601 | 2460 | 785.601 | 697.2228 | 956.4626 | 362.042 | 2683 | 8051 | 8471 | 4234 | 7901 | 5216 | 7982 | 5786 | 792.5218 | 895.0822 | 983.6735 | 461.3216
| 2461 | 724.1786 | 743.3075 | 692.568 | 743.3075 | 743.3075 | 692.568 | 743.3075 | 743.3075 | 692.568 | 743.3075 | 963.2653 | 458.503 | 743.3075 | 692.568 | 743.3075 | 2461 | 743.3075 | 692.568 | 963.2653 | 458.503 | 4257 | 8093 | 8143 | 2512 | 8006 | 2763 | 7961 | 4320 | 792.4737 | 895.0427 | 983.6735 | 461.3216
| 2462 | 695.7526 | 705.1954 | 688.5544 | 705.1954 | 705.1954 | 688.5544 | 705.1954 | 705.1954 | 688.5544 | 705.1954 | 975.5102 | 369.2452 | 705.1954 | 688.5544 | 705.1954 | 2462 | 705.1954 | 688.5544 | 975.5102 | 369.2452 | 5868 | 8141 | 5567 | 4089 | 8260 | 1945 | 7950 | 1951 | 792.4256 | 895.0281 | 983.6735 | 461.3216
| 2463 | 743.8736 | 783.9189 | 701.2921 | 783.9189 | 783.9189 | 701.2921 | 783.9189 | 783.9189 | 701.2921 | 783.9189 | 997.2789 | 340.4322 | 783.9189 | 701.2921 | 783.9189 | 2463 | 783.9189 | 701.2921 | 997.2789 | 340.4322 | 2734 | 8016 | 194 | 4647 | 7839 | 5187 | 7943 | 1305 | 792.4256 | 895.0064 | 983.6735 | 461.3216
| 2464 | 750.1684 | 802.8067 | 681.4844 | 802.8067 | 802.8067 | 681.4844 | 802.8067 | 802.8067 | 681.4844 | 802.8067 | 985.034 | 368.932 | 802.8067 | 681.4844 | 802.8067 | 2464 | 802.8068 | 681.4844 | 985.034 | 368.932 | 2133 | 8197 | 2309 | 4096 | 1683 | 7164 | 7942 | 8512 | 792.4256 | 895.0048 | 983.6735 | 461.0085
| 2465 | 763.4938 | 806.171 | 689.8852 | 806.171 | 806.171 | 689.8852 | 806.171 | 806.171 | 689.8852 | 806.171 | 998.6395 | 481.3655 | 806.171 | 689.8852 | 806.171 | 2465 | 806.171 | 689.8852 | 998.6395 | 481.3655 | 2024 | 8123 | 127 | 2136 | 6738 | 8457 | 7914 | 7837 | 792.3776 | 895.0029 | 983.6735 | 461.0085
| 2466 | 770.34 | 825.5875 | 693.4416 | 825.5875 | 825.5875 | 693.4416 | 825.5875 | 825.5875 | 693.4416 | 825.5875 | 953.7415 | 452.5525 | 825.5875 | 693.4416 | 825.5875 | 2466 | 825.5875 | 693.4416 | 953.7415 | 452.5525 | 1494 | 8086 | 8538 | 2618 | 8307 | 3283 | 7910 | 6739 | 792.3295 | 894.9906 | 983.6735 | 461.0085
| 2467 | 831.6843 | 932.9072 | 700.2009 | 932.9072 | 932.9072 | 700.2009 | 932.9072 | 932.9072 | 700.2009 | 932.9072 | 975.5102 | 404.0088 | 932.9072 | 700.2009 | 932.9072 | 2467 | 932.9072 | 700.2009 | 975.5102 | 404.0088 | 191 | 8031 | 5566 | 3413 | 7827 | 4677 | 7909 | 6063 | 792.2334 | 894.9815 | 983.6735 | 461.0085
| 2468 | 842.9015 | 964.0025 | 706.2941 | 964.0025 | 964.0025 | 706.2941 | 964.0025 | 964.0025 | 706.2941 | 964.0025 | 972.7891 | 290.6358 | 964.0025 | 706.2941 | 964.0025 | 2468 | 964.0025 | 706.2941 | 972.7891 | 290.6358 | 45 | 7968 | 6404 | 5939 | 466 | 3917 | 7904 | 5117 | 792.1853 | 894.9739 | 983.6735 | 461.0085
| 2469 | 822.6569 | 925.4578 | 718.6319 | 925.4578 | 925.4578 | 718.6319 | 925.4578 | 925.4578 | 718.6319 | 925.4578 | 976.8707 | 262.1359 | 925.4578 | 718.6319 | 925.4578 | 2469 | 925.4578 | 718.6319 | 976.8708 | 262.1359 | 270 | 7814 | 5149 | 7018 | 8280 | 5354 | 7888 | 5110 | 792.1373 | 894.9646 | 983.6735 | 461.0085
| 2470 | 813.3871 | 909.021 | 721.011 | 909.021 | 909.021 | 721.011 | 909.021 | 909.021 | 721.011 | 909.021 | 989.1156 | 242.0921 | 909.021 | 721.011 | 909.021 | 2470 | 909.021 | 721.011 | 989.1156 | 242.0921 | 398 | 7780 | 1282 | 7733 | 6864 | 5110 | 7884 | 4540 | 792.1373 | 894.9646 | 983.6735 | 461.0085
| 2471 | 804.5114 | 892.0075 | 715.8893 | 892.0075 | 892.0075 | 715.8893 | 892.0075 | 892.0075 | 715.8893 | 892.0075 | 978.2313 | 285.3116 | 892.0075 | 715.8893 | 892.0075 | 2471 | 892.0075 | 715.8893 | 978.2313 | 285.3116 | 555 | 7856 | 4673 | 6158 | 6210 | 4797 | 7869 | 3357 | 792.0892 | 894.9401 | 983.6735 | 460.8519
| 2472 | 777.8309 | 851.5403 | 714.33 | 851.5403 | 851.5403 | 714.33 | 851.5403 | 851.5403 | 714.33 | 851.5403 | 970.068 | 249.9217 | 851.5403 | 714.33 | 851.5403 | 2472 | 851.5403 | 714.33 | 970.068 | 249.9217 | 1026 | 7881 | 7187 | 7472 | 214 | 7941 | 7868 | 7741 | 792.0892 | 894.9251 | 983.6735 | 460.6953
| 2473 | 765.7141 | 825.5875 | 717.218 | 825.5875 | 825.5875 | 717.218 | 825.5875 | 825.5875 | 717.218 | 825.5875 | 979.5918 | 266.8337 | 825.5875 | 717.218 | 825.5875 | 2473 | 825.5875 | 717.218 | 979.5918 | 266.8337 | 1493 | 7836 | 4163 | 6872 | 7285 | 7800 | 7814 | 3102 | 792.0411 | 894.8899 | 983.6735 | 460.6953
| 2474 | 758.9113 | 815.7351 | 721.7848 | 815.7351 | 815.7351 | 721.7848 | 815.7351 | 815.7351 | 721.7848 | 815.7351 | 968.7075 | 243.0316 | 815.7351 | 721.7848 | 815.7351 | 2474 | 815.7351 | 721.7848 | 968.7075 | 243.0316 | 1759 | 7772 | 7416 | 7706 | 2750 | 3858 | 7793 | 2751 | 792.0411 | 894.8825 | 983.6735 | 460.6953
| 2475 | 755.2784 | 809.1508 | 720.7211 | 809.1508 | 809.1508 | 720.7211 | 809.1508 | 809.1508 | 720.7211 | 809.1508 | 974.1497 | 243.658 | 809.1508 | 720.7211 | 809.1508 | 2475 | 809.1508 | 720.7211 | 974.1497 | 243.658 | 1934 | 7785 | 5986 | 7682 | 2099 | 4377 | 7782 | 856 | 792.0411 | 894.8402 | 983.6735 | 460.6953
| 2476 | 746.6793 | 797.0395 | 716.2389 | 797.0395 | 797.0395 | 716.2389 | 797.0395 | 797.0395 | 716.2389 | 797.0395 | 980.9524 | 231.2872 | 797.0395 | 716.2389 | 797.0395 | 2476 | 797.0395 | 716.2389 | 980.9524 | 231.2872 | 2307 | 7852 | 3897 | 8033 | 4363 | 7913 | 7775 | 4188 | 791.9931 | 894.8207 | 983.6735 | 460.5387
| 2477 | 750.14 | 797.6162 | 722.2455 | 797.6162 | 797.6162 | 722.2455 | 797.6162 | 797.6162 | 722.2455 | 797.6162 | 980.9524 | 251.0961 | 797.6162 | 722.2455 | 797.6162 | 2477 | 797.6162 | 722.2455 | 980.9524 | 251.0962 | 2280 | 7764 | 3896 | 7427 | 2945 | 6844 | 7774 | 7011 | 791.9931 | 894.8005 | 983.6735 | 460.3821
| 2478 | 733.9858 | 769.8371 | 720.092 | 769.8371 | 769.8371 | 720.092 | 769.8371 | 769.8371 | 720.092 | 769.8371 | 987.7551 | 248.9821 | 769.8371 | 720.092 | 769.8371 | 2478 | 769.8371 | 720.092 | 987.7551 | 248.9822 | 3278 | 7793 | 1617 | 7502 | 2178 | 7195 | 7746 | 6354 | 791.9931 | 894.7962 | 983.6735 | 460.3821
| 2479 | 722.0427 | 750.9492 | 725.1299 | 750.9492 | 750.9492 | 725.1299 | 750.9492 | 750.9492 | 725.1299 | 750.9492 | 976.8707 | 223.6142 | 750.9492 | 725.1299 | 750.9492 | 2479 | 750.9492 | 725.1299 | 976.8708 | 223.6142 | 3977 | 7739 | 5148 | 8217 | 7226 | 5076 | 7742 | 4817 | 791.945 | 894.7279 | 983.6735 | 460.3821
| 2480 | 727.814 | 762.0993 | 712.6671 | 762.0993 | 762.0993 | 712.6671 | 762.0993 | 762.0993 | 712.6671 | 762.0993 | 978.2313 | 263.7018 | 762.0993 | 712.6671 | 762.0993 | 2480 | 762.0993 | 712.6671 | 978.2313 | 263.7019 | 3553 | 7898 | 4672 | 6978 | 1323 | 3240 | 7741 | 3828 | 791.945 | 894.715 | 983.6735 | 460.3821
| 2481 | 750.6762 | 801.1246 | 707.3307 | 801.1246 | 801.1246 | 707.3307 | 801.1246 | 801.1246 | 707.3307 | 801.1246 | 971.4286 | 299.7181 | 801.1246 | 707.3307 | 801.1246 | 2481 | 801.1246 | 707.3307 | 971.4286 | 299.7181 | 2175 | 7959 | 6784 | 5649 | 3352 | 1990 | 7736 | 6695 | 791.897 | 894.7105 | 983.6735 | 460.0689
| 2482 | 760.7606 | 803.3354 | 707.5714 | 803.3354 | 803.3354 | 707.5714 | 803.3354 | 803.3354 | 707.5714 | 803.3354 | 960.5442 | 433.135 | 803.3354 | 707.5714 | 803.3354 | 2482 | 803.3354 | 707.5714 | 960.5442 | 433.135 | 2113 | 7954 | 8263 | 2942 | 962 | 2049 | 7720 | 5814 | 791.897 | 894.6317 | 983.6735 | 460.0689
| 2483 | 760.7798 | 812.9476 | 703.907 | 812.9476 | 812.9476 | 703.907 | 812.9476 | 812.9476 | 703.907 | 812.9476 | 976.8707 | 354.8387 | 812.9476 | 703.907 | 812.9476 | 2483 | 812.9476 | 703.907 | 976.8708 | 354.8387 | 1827 | 7988 | 5147 | 4359 | 8232 | 7204 | 7716 | 4607 | 791.8489 | 894.6132 | 983.6735 | 460.0689
| 2484 | 756.2288 | 796.8953 | 717.218 | 796.8953 | 796.8953 | 717.218 | 796.8953 | 796.8953 | 717.218 | 796.8953 | 967.3469 | 375.8221 | 796.8953 | 717.218 | 796.8953 | 2484 | 796.8953 | 717.218 | 967.3469 | 375.8221 | 2315 | 7835 | 7682 | 3954 | 3649 | 1940 | 7701 | 3852 | 791.8489 | 894.6083 | 983.6735 | 460.0689
| 2485 | 787.777 | 821.2621 | 708.9754 | 821.2621 | 821.2621 | 708.9754 | 821.2621 | 821.2621 | 708.9754 | 821.2621 | 940.1361 | 682.7435 | 821.2621 | 708.9754 | 821.2621 | 2485 | 821.2621 | 708.9754 | 940.1361 | 682.7435 | 1599 | 7938 | 8692 | 344 | 696 | 1930 | 7700 | 1115 | 791.8489 | 894.5965 | 983.6735 | 460.0689
| 2486 | 778.9739 | 819.8683 | 714.8761 | 819.8683 | 819.8683 | 714.8761 | 819.8683 | 819.8683 | 714.8761 | 819.8683 | 946.9388 | 540.2443 | 819.8683 | 714.8761 | 819.8683 | 2486 | 819.8683 | 714.8761 | 946.9388 | 540.2443 | 1638 | 7866 | 8589 | 1411 | 2808 | 3853 | 7646 | 4917 | 791.8008 | 894.5836 | 983.6735 | 459.8601
| 2487 | 765.1327 | 819.5319 | 707.7984 | 819.5319 | 819.5319 | 707.7984 | 819.5319 | 819.5319 | 707.7984 | 819.5319 | 979.5918 | 344.8168 | 819.5319 | 707.7984 | 819.5319 | 2487 | 819.5319 | 707.7984 | 979.5918 | 344.8168 | 1643 | 7951 | 4162 | 4558 | 1057 | 7126 | 7625 | 6724 | 791.8008 | 894.5719 | 983.6735 | 459.7557
| 2488 | 777.0069 | 831.5951 | 717.1211 | 831.5951 | 831.5951 | 717.1211 | 831.5951 | 831.5951 | 717.1211 | 831.5951 | 970.068 | 386.7836 | 831.5951 | 717.1211 | 831.5951 | 2488 | 831.5951 | 717.1211 | 970.068 | 386.7836 | 1376 | 7838 | 7186 | 3728 | 719 | 2805 | 7614 | 1145 | 791.8008 | 894.5636 | 983.6735 | 459.7557
| 2489 | 767.3242 | 751.3337 | 806.1967 | 751.3337 | 751.3337 | 806.1967 | 751.3337 | 751.3337 | 806.1967 | 751.3337 | 972.7891 | 534.2938 | 751.3337 | 806.1967 | 751.3337 | 2489 | 751.3337 | 806.1967 | 972.7891 | 534.2938 | 3962 | 7042 | 6403 | 1481 | 7683 | 4847 | 7607 | 5656 | 791.7528 | 894.536 | 983.6735 | 459.5991
| 2490 | 754.5815 | 775.2199 | 728.4317 | 775.2199 | 775.2199 | 728.4317 | 775.2199 | 775.2199 | 728.4317 | 775.2199 | 986.3946 | 462.2612 | 775.2199 | 728.4317 | 775.2199 | 2490 | 775.2199 | 728.4317 | 986.3946 | 462.2612 | 3061 | 7701 | 1979 | 2442 | 7643 | 7239 | 7606 | 8506 | 791.7528 | 894.5149 | 983.6735 | 459.4425
| 2491 | 790.7553 | 834.4788 | 747.2589 | 834.4788 | 834.4788 | 747.2589 | 834.4788 | 834.4788 | 747.2589 | 834.4788 | 970.068 | 435.6405 | 834.4788 | 747.2589 | 834.4788 | 2491 | 834.4788 | 747.2589 | 970.068 | 435.6405 | 1313 | 7516 | 7185 | 2897 | 7921 | 7794 | 7578 | 7677 | 791.7047 | 894.5106 | 983.6735 | 459.4425
| 2492 | 800.6033 | 870.7166 | 752.358 | 870.7166 | 870.7166 | 752.358 | 870.7166 | 870.7166 | 752.358 | 870.7166 | 983.6735 | 249.6085 | 870.7166 | 752.358 | 870.7166 | 2492 | 870.7166 | 752.358 | 983.6735 | 249.6085 | 806 | 7447 | 2888 | 7483 | 1467 | 8155 | 7574 | 6626 | 791.6567 | 894.507 | 983.6735 | 459.4425
| 2493 | 784.7246 | 857.2596 | 725.1841 | 857.2596 | 857.2596 | 725.1841 | 857.2596 | 857.2596 | 725.1841 | 857.2596 | 983.6735 | 243.658 | 857.2596 | 725.1841 | 857.2596 | 2493 | 857.2596 | 725.1841 | 983.6735 | 243.658 | 954 | 7737 | 2887 | 7681 | 8476 | 619 | 7573 | 6219 | 791.5605 | 894.507 | 983.6735 | 459.4425
| 2494 | 782.3422 | 859.951 | 714.5973 | 859.951 | 859.951 | 714.5973 | 859.951 | 859.951 | 714.5973 | 859.951 | 979.5918 | 235.202 | 859.951 | 714.5973 | 859.951 | 2494 | 859.951 | 714.5973 | 979.5918 | 235.202 | 928 | 7875 | 4161 | 7928 | 8244 | 5202 | 7568 | 5187 | 791.5605 | 894.4916 | 983.6735 | 459.4425
| 2495 | 766.273 | 825.2992 | 726.7627 | 825.2992 | 825.2992 | 726.7627 | 825.2992 | 825.2992 | 726.7627 | 825.2992 | 993.1973 | 225.1801 | 825.2992 | 726.7627 | 825.2992 | 2495 | 825.2992 | 726.7627 | 993.1973 | 225.1801 | 1502 | 7718 | 683 | 8178 | 7528 | 1835 | 7552 | 3954 | 791.5125 | 894.4915 | 983.6735 | 459.4425
| 2496 | 807.6943 | 824.7705 | 872.932 | 824.7705 | 824.7705 | 872.932 | 824.7705 | 824.7705 | 872.932 | 824.7705 | 982.3129 | 235.5152 | 824.7705 | 872.932 | 824.7705 | 2496 | 824.7705 | 872.932 | 982.3129 | 235.5152 | 1513 | 4083 | 3452 | 7920 | 6186 | 2913 | 7548 | 3259 | 791.5125 | 894.4903 | 983.6735 | 459.4425
| 2497 | 797.3764 | 800.9804 | 865.9138 | 800.9804 | 800.9804 | 865.9138 | 800.9804 | 800.9804 | 865.9138 | 800.9804 | 994.5578 | 297.2127 | 800.9804 | 865.9138 | 800.9804 | 2497 | 800.9804 | 865.9138 | 994.5578 | 297.2127 | 2178 | 4561 | 528 | 5727 | 2522 | 7572 | 7533 | 827 | 791.4644 | 894.4651 | 983.6735 | 459.4425
| 2498 | 734.5973 | 766.6651 | 735.4122 | 766.6651 | 766.6651 | 735.4122 | 766.6651 | 766.6651 | 735.4122 | 766.6651 | 990.4762 | 218.9164 | 766.6651 | 735.4122 | 766.6651 | 2498 | 766.6651 | 735.4122 | 990.4762 | 218.9164 | 3409 | 7631 | 1064 | 8301 | 1910 | 7787 | 7532 | 4878 | 791.4644 | 894.4585 | 983.6735 | 459.2859
| 2499 | 717.4326 | 747.9214 | 718.6003 | 747.9214 | 747.9214 | 718.6003 | 747.9214 | 747.9214 | 718.6003 | 747.9214 | 975.5102 | 210.7736 | 747.9214 | 718.6003 | 747.9214 | 2499 | 747.9214 | 718.6003 | 975.5102 | 210.7736 | 4086 | 7815 | 5565 | 8417 | 2655 | 7908 | 7478 | 7790 | 791.4164 | 894.4534 | 983.6735 | 459.1294
| 2500 | 724.4142 | 758.0622 | 714.3741 | 758.0622 | 758.0622 | 714.3741 | 758.0622 | 758.0622 | 714.3741 | 758.0622 | 979.5918 | 240.213 | 758.0622 | 714.3741 | 758.0622 | 2500 | 758.0622 | 714.3741 | 979.5918 | 240.213 | 3691 | 7879 | 4160 | 7785 | 7492 | 4032 | 7457 | 6603 | 791.3683 | 894.4234 | 983.6735 | 459.1294
| 2501 | 726.0119 | 760.0327 | 710.0451 | 760.0327 | 760.0327 | 710.0451 | 760.0327 | 760.0327 | 710.0451 | 760.0327 | 985.034 | 258.6909 | 760.0327 | 710.0451 | 760.0327 | 2501 | 760.0327 | 710.0451 | 985.034 | 258.6909 | 3621 | 7927 | 2308 | 7161 | 3521 | 7653 | 7446 | 6322 | 791.3683 | 894.4182 | 983.6735 | 459.1294
| 2502 | 702.5469 | 721.7763 | 716.3955 | 721.7763 | 721.7763 | 716.3955 | 721.7763 | 721.7763 | 716.3955 | 721.7763 | 965.9864 | 229.8779 | 721.7763 | 716.3955 | 721.7763 | 2502 | 721.7763 | 716.3955 | 965.9864 | 229.8779 | 5159 | 7849 | 7921 | 8066 | 1396 | 4691 | 7439 | 4659 | 791.3683 | 894.4025 | 983.6735 | 459.1294
| 2503 | 693.2583 | 702.6481 | 716.575 | 702.6481 | 702.6481 | 716.575 | 702.6481 | 702.6481 | 716.575 | 702.6481 | 978.2313 | 239.8998 | 702.6481 | 716.575 | 702.6481 | 2503 | 702.6481 | 716.575 | 978.2313 | 239.8998 | 5982 | 7848 | 4671 | 7796 | 436 | 8093 | 7438 | 4605 | 791.3683 | 894.4024 | 983.6735 | 459.1294
| 2504 | 723.9712 | 750.3725 | 725.8271 | 750.3725 | 750.3725 | 725.8271 | 750.3725 | 750.3725 | 725.8271 | 750.3725 | 980.9524 | 248.3558 | 750.3725 | 725.8271 | 750.3725 | 2504 | 750.3725 | 725.8271 | 980.9524 | 248.3558 | 3996 | 7731 | 3895 | 7528 | 2658 | 557 | 7410 | 2297 | 791.3202 | 894.4024 | 983.6735 | 459.1293
| 2505 | 742.9283 | 773.9703 | 712.3049 | 773.9703 | 773.9703 | 712.3049 | 773.9703 | 773.9703 | 712.3049 | 773.9703 | 982.3129 | 377.7012 | 773.9703 | 712.3049 | 773.9703 | 2505 | 773.9703 | 712.3049 | 982.3129 | 377.7012 | 3099 | 7900 | 3451 | 3903 | 2546 | 8237 | 7406 | 4167 | 791.2241 | 894.393 | 983.6735 | 458.8162
| 2506 | 766.4328 | 779.257 | 728.7225 | 779.257 | 779.257 | 728.7225 | 779.257 | 779.257 | 728.7225 | 779.257 | 978.2313 | 602.8813 | 779.257 | 728.7225 | 779.257 | 2506 | 779.257 | 728.7225 | 978.2313 | 602.8813 | 2900 | 7698 | 4670 | 816 | 1476 | 7738 | 7405 | 4037 | 791.2241 | 894.3759 | 983.6735 | 458.8162
| 2507 | 757.7248 | 781.9003 | 727.4109 | 781.9003 | 781.9003 | 727.4109 | 781.9003 | 781.9003 | 727.4109 | 781.9003 | 974.1497 | 469.1513 | 781.9003 | 727.4109 | 781.9003 | 2507 | 781.9003 | 727.4109 | 974.1497 | 469.1513 | 2805 | 7711 | 5985 | 2323 | 7662 | 7134 | 7400 | 1959 | 791.1761 | 894.3679 | 983.6735 | 458.8162
| 2508 | 787.1118 | 768.8759 | 870.9236 | 768.8759 | 768.8759 | 870.9236 | 768.8759 | 768.8759 | 870.9236 | 768.8759 | 983.6735 | 401.1901 | 768.8759 | 870.9236 | 768.8759 | 2508 | 768.8759 | 870.9236 | 983.6735 | 401.1901 | 3314 | 4216 | 2886 | 3470 | 1585 | 7745 | 7384 | 6459 | 791.176 | 894.3441 | 983.6735 | 458.6596
| 2509 | 796.671 | 767.5782 | 881.9587 | 767.5782 | 767.5782 | 881.9587 | 767.5782 | 767.5782 | 881.9587 | 767.5782 | 965.9864 | 518.9477 | 767.5782 | 881.9587 | 767.5782 | 2509 | 767.5782 | 881.9587 | 965.9864 | 518.9477 | 3371 | 3460 | 7920 | 1655 | 1062 | 7639 | 7380 | 8521 | 791.176 | 894.3428 | 983.6735 | 458.503
| 2510 | 825.4353 | 794.9728 | 888.5756 | 794.9728 | 794.9728 | 888.5756 | 794.9728 | 794.9728 | 888.5756 | 794.9728 | 991.8367 | 650.1723 | 794.9728 | 888.5756 | 794.9728 | 2510 | 794.9728 | 888.5756 | 991.8367 | 650.1723 | 2369 | 2961 | 916 | 491 | 2411 | 6938 | 7365 | 6338 | 791.0799 | 894.3415 | 983.6735 | 458.503
| 2511 | 828.156 | 807.757 | 865.5227 | 807.757 | 807.757 | 865.5227 | 807.757 | 807.757 | 865.5227 | 807.757 | 970.068 | 699.9687 | 807.757 | 865.5227 | 807.757 | 2511 | 807.757 | 865.5227 | 970.068 | 699.9687 | 1970 | 4594 | 7184 | 287 | 6618 | 2936 | 7364 | 3802 | 791.0319 | 894.3162 | 983.6735 | 458.503
| 2512 | 802.9889 | 807.9492 | 838.9513 | 807.9492 | 807.9492 | 838.9513 | 807.9492 | 807.9492 | 838.9513 | 807.9492 | 983.6735 | 438.7723 | 807.9492 | 838.9513 | 807.9492 | 2512 | 807.9493 | 838.9513 | 983.6735 | 438.7723 | 1962 | 6260 | 2885 | 2847 | 2274 | 7099 | 7310 | 2461 | 791.0319 | 894.2488 | 983.6735 | 458.503
| 2513 | 800.6736 | 787.187 | 862.8688 | 787.187 | 787.187 | 862.8688 | 787.187 | 787.187 | 862.8688 | 787.187 | 989.1156 | 471.3436 | 787.187 | 862.8688 | 787.187 | 2513 | 787.187 | 862.8688 | 989.1156 | 471.3436 | 2643 | 4785 | 1281 | 2282 | 2568 | 7771 | 7289 | 1939 | 790.9838 | 894.2082 | 983.6735 | 458.503
| 2514 | 790.8698 | 766.2325 | 850.4772 | 766.2325 | 766.2325 | 850.4772 | 766.2325 | 766.2325 | 850.4772 | 766.2325 | 982.3129 | 558.0958 | 766.2325 | 850.4772 | 766.2325 | 2514 | 766.2325 | 850.4772 | 982.3129 | 558.0958 | 3424 | 5594 | 3450 | 1214 | 6042 | 7375 | 7278 | 7734 | 790.9357 | 894.1794 | 983.6735 | 458.1898
| 2515 | 868.8465 | 901.6677 | 868.7325 | 901.6677 | 901.6677 | 868.7325 | 901.6677 | 901.6677 | 868.7325 | 901.6677 | 982.3129 | 493.2665 | 901.6677 | 868.7325 | 901.6677 | 2515 | 901.6677 | 868.7325 | 982.3129 | 493.2665 | 464 | 4353 | 3449 | 1975 | 1191 | 319 | 7271 | 5303 | 790.9357 | 894.1794 | 983.6735 | 458.1898
| 2516 | 865.1914 | 911.9527 | 859.2181 | 911.9527 | 911.9527 | 859.2181 | 911.9527 | 911.9527 | 859.2181 | 911.9527 | 991.8367 | 388.3495 | 911.9527 | 859.2181 | 911.9527 | 2516 | 911.9527 | 859.2181 | 991.8367 | 388.3495 | 361 | 5041 | 915 | 3697 | 7505 | 4370 | 7270 | 4992 | 790.8877 | 894.1788 | 983.6735 | 458.1898
| 2517 | 832.8014 | 848.4164 | 866.5425 | 848.4164 | 848.4164 | 866.5425 | 848.4164 | 848.4164 | 866.5425 | 848.4164 | 974.1497 | 431.5691 | 848.4164 | 866.5425 | 848.4164 | 2517 | 848.4164 | 866.5425 | 974.1497 | 431.5691 | 1080 | 4499 | 5984 | 2970 | 449 | 3749 | 7242 | 4138 | 790.8877 | 894.1471 | 983.6735 | 458.1898
| 2518 | 843.2589 | 874.8017 | 881.4322 | 874.8017 | 874.8017 | 881.4322 | 874.8017 | 874.8017 | 881.4322 | 874.8017 | 971.4286 | 310.0532 | 874.8017 | 881.4322 | 874.8017 | 2518 | 874.8018 | 881.4322 | 971.4286 | 310.0532 | 753 | 3509 | 6783 | 5301 | 7974 | 7681 | 7238 | 2950 | 790.7916 | 894.1461 | 983.6735 | 458.1898
| 2519 | 819.8524 | 849.9063 | 857.981 | 849.9063 | 849.9063 | 857.981 | 849.9063 | 849.9063 | 857.981 | 849.9063 | 987.7551 | 259.0041 | 849.9063 | 857.981 | 849.9063 | 2519 | 849.9063 | 857.981 | 987.7551 | 259.0041 | 1050 | 5132 | 1616 | 7148 | 2333 | 7506 | 7237 | 2534 | 790.7916 | 894.1439 | 983.6735 | 458.1898
| 2520 | 808.9848 | 829.6727 | 845.2541 | 829.6727 | 829.6727 | 845.2541 | 829.6727 | 829.6727 | 845.2541 | 829.6727 | 978.2313 | 329.1575 | 829.6727 | 845.2541 | 829.6727 | 2520 | 829.6727 | 845.2541 | 978.2313 | 329.1575 | 1413 | 5938 | 4669 | 4849 | 7007 | 450 | 7232 | 3718 | 790.7435 | 894.1439 | 983.6735 | 457.9549
| 2521 | 796.8719 | 810.7848 | 838.3052 | 810.7848 | 810.7848 | 838.3052 | 810.7848 | 810.7848 | 838.3052 | 810.7848 | 989.1156 | 327.5916 | 810.7848 | 838.3052 | 810.7848 | 2521 | 810.7848 | 838.3052 | 989.1156 | 327.5916 | 1879 | 6293 | 1280 | 4893 | 3311 | 3715 | 7216 | 7007 | 790.7435 | 894.1419 | 983.6735 | 457.8766
| 2522 | 789.9581 | 791.4644 | 849.3913 | 791.4644 | 791.4644 | 849.3913 | 791.4644 | 791.4644 | 849.3913 | 791.4644 | 972.7891 | 357.3442 | 791.4644 | 849.3913 | 791.4644 | 2522 | 791.4644 | 849.3913 | 972.7891 | 357.3442 | 2497 | 5686 | 6402 | 4311 | 2174 | 6888 | 7212 | 3618 | 790.7435 | 894.1353 | 983.6735 | 457.8766
| 2523 | 788.2499 | 786.6583 | 845.2117 | 786.6583 | 786.6583 | 845.2117 | 786.6583 | 786.6583 | 845.2117 | 786.6583 | 987.7551 | 373.6298 | 786.6583 | 845.2117 | 786.6583 | 2523 | 786.6583 | 845.2117 | 987.7551 | 373.6298 | 2656 | 5939 | 1615 | 3994 | 3085 | 3710 | 7197 | 3283 | 790.6474 | 894.1298 | 983.6735 | 457.8766
| 2524 | 784.5542 | 772.8168 | 855.1811 | 772.8168 | 772.8168 | 855.1811 | 772.8168 | 772.8168 | 855.1811 | 772.8168 | 991.8367 | 388.6627 | 772.8168 | 855.1811 | 772.8168 | 2524 | 772.8168 | 855.1811 | 991.8367 | 388.6627 | 3145 | 5301 | 914 | 3687 | 2399 | 2043 | 7196 | 2537 | 790.6474 | 894.1253 | 983.6735 | 457.8766
| 2525 | 773.0695 | 770.4619 | 851.4689 | 770.4619 | 770.4619 | 851.4689 | 770.4619 | 770.4619 | 851.4689 | 770.4619 | 972.7891 | 280.6138 | 770.4619 | 851.4689 | 770.4619 | 2525 | 770.4619 | 851.4689 | 972.7891 | 280.6138 | 3250 | 5531 | 6401 | 6357 | 3620 | 2935 | 7142 | 7296 | 790.5993 | 894.1201 | 983.6735 | 457.6809
| 2526 | 758.5212 | 747.2005 | 853.7201 | 747.2005 | 747.2005 | 853.7201 | 747.2005 | 747.2005 | 853.7201 | 747.2005 | 985.034 | 241.7789 | 747.2005 | 853.7201 | 747.2005 | 2526 | 747.2005 | 853.7201 | 985.034 | 241.7789 | 4112 | 5394 | 2307 | 7743 | 8640 | 3772 | 7121 | 6568 | 790.5513 | 894.0994 | 983.6735 | 457.5634
| 2527 | 736.1495 | 687.0765 | 844.4934 | 687.0765 | 687.0765 | 844.4934 | 687.0765 | 687.0765 | 844.4934 | 687.0765 | 975.5102 | 455.9975 | 687.0765 | 844.4934 | 687.0765 | 2527 | 687.0765 | 844.4934 | 975.5102 | 455.9975 | 6646 | 5976 | 5564 | 2556 | 1944 | 3835 | 7110 | 5604 | 790.5032 | 894.0927 | 983.6735 | 457.5634
| 2528 | 721.0219 | 689.8159 | 825.9155 | 689.8159 | 689.8159 | 825.9155 | 689.8159 | 689.8159 | 825.9155 | 689.8159 | 983.6735 | 288.4435 | 689.8159 | 825.9155 | 689.8159 | 2528 | 689.8159 | 825.9155 | 983.6735 | 288.4435 | 6508 | 6728 | 2884 | 6029 | 1497 | 3130 | 7103 | 5300 | 790.5032 | 894.0885 | 983.6735 | 457.5634
| 2529 | 739.2425 | 702.7443 | 825.104 | 702.7443 | 702.7443 | 825.104 | 702.7443 | 702.7443 | 825.104 | 702.7443 | 978.2313 | 448.7942 | 702.7443 | 825.104 | 702.7443 | 2529 | 702.7443 | 825.104 | 978.2313 | 448.7942 | 5978 | 6751 | 4668 | 2684 | 2262 | 2900 | 7102 | 3582 | 790.4071 | 894.0885 | 983.6735 | 457.5634
| 2530 | 735.97 | 694.8142 | 809.0748 | 694.8142 | 694.8142 | 809.0748 | 694.8142 | 694.8142 | 809.0748 | 694.8142 | 978.2313 | 530.5355 | 694.8142 | 809.0748 | 694.8142 | 2530 | 694.8142 | 809.0748 | 978.2313 | 530.5355 | 6298 | 7016 | 4667 | 1516 | 2981 | 4155 | 7074 | 2680 | 790.2629 | 894.0809 | 983.6735 | 457.5634
| 2531 | 731.424 | 712.5006 | 745.5793 | 712.5006 | 712.5006 | 745.5793 | 712.5006 | 712.5006 | 745.5793 | 712.5006 | 974.1497 | 583.4638 | 712.5006 | 745.5793 | 712.5006 | 2531 | 712.5006 | 745.5793 | 974.1497 | 583.4638 | 5525 | 7533 | 5983 | 978 | 1009 | 5218 | 7070 | 906 | 790.2629 | 894.0623 | 983.6735 | 457.4068
| 2532 | 760.3095 | 720.719 | 826.6648 | 720.719 | 720.719 | 826.6648 | 720.719 | 720.719 | 826.6648 | 720.719 | 976.8707 | 595.0517 | 720.719 | 826.6648 | 720.719 | 2532 | 720.719 | 826.6648 | 976.8708 | 595.0517 | 5205 | 6708 | 5146 | 880 | 7446 | 1 | 7069 | 3950 | 790.2148 | 894.0475 | 983.6735 | 457.2502
| 2533 | 750.5276 | 716.8261 | 852.3026 | 716.8261 | 716.8261 | 852.3026 | 716.8261 | 716.8261 | 852.3026 | 716.8261 | 983.6735 | 379.8935 | 716.8261 | 852.3026 | 716.8261 | 2533 | 716.8261 | 852.3026 | 983.6735 | 379.8935 | 5358 | 5467 | 2883 | 3845 | 3665 | 7050 | 7064 | 2438 | 790.2148 | 894.0465 | 983.6735 | 457.2502
| 2534 | 756.4173 | 731.1962 | 824.6024 | 731.1962 | 731.1962 | 824.6024 | 731.1962 | 731.1962 | 824.6024 | 731.1962 | 983.6735 | 458.1898 | 731.1962 | 824.6024 | 731.1962 | 2534 | 731.1962 | 824.6024 | 983.6735 | 458.1898 | 4773 | 6757 | 2882 | 2519 | 2766 | 3531 | 7048 | 7653 | 790.2148 | 894.0346 | 983.6735 | 457.0937
| 2535 | 761.8861 | 756.3801 | 830.6007 | 756.3801 | 756.3801 | 830.6007 | 756.3801 | 756.3801 | 830.6007 | 756.3801 | 970.068 | 322.8938 | 756.3801 | 830.6007 | 756.3801 | 2535 | 756.3801 | 830.6007 | 970.068 | 322.8938 | 3770 | 6604 | 7183 | 4992 | 390 | 1324 | 7044 | 7715 | 790.2148 | 894.0028 | 983.6735 | 456.9371
| 2536 | 741.6231 | 702.2156 | 840.6274 | 702.2156 | 702.2156 | 840.6274 | 702.2156 | 702.2156 | 840.6274 | 702.2156 | 976.8707 | 425.6185 | 702.2156 | 840.6274 | 702.2156 | 2536 | 702.2156 | 840.6274 | 976.8708 | 425.6185 | 6006 | 6192 | 5145 | 3072 | 5734 | 6909 | 7029 | 6151 | 790.1187 | 893.978 | 983.6735 | 456.9371
| 2537 | 706.3203 | 711.3471 | 690.3999 | 711.3471 | 711.3471 | 690.3999 | 711.3471 | 711.3471 | 690.3999 | 711.3471 | 978.2313 | 457.8766 | 711.3471 | 690.3999 | 711.3471 | 2537 | 711.3471 | 690.3999 | 978.2313 | 457.8766 | 5579 | 8117 | 4666 | 2524 | 4055 | 7128 | 7028 | 4047 | 790.0707 | 893.9766 | 983.6735 | 456.9371
| 2538 | 764.2261 | 752.343 | 807.9953 | 752.343 | 752.343 | 807.9953 | 752.343 | 752.343 | 807.9953 | 752.343 | 983.6735 | 464.7667 | 752.343 | 807.9953 | 752.343 | 2538 | 752.343 | 807.9953 | 983.6735 | 464.7667 | 3931 | 7029 | 2881 | 2390 | 7080 | 7329 | 6974 | 3287 | 790.0226 | 893.9652 | 983.6735 | 456.9371
| 2539 | 804.3389 | 807.1803 | 825.0226 | 807.1803 | 807.1803 | 825.0226 | 807.1803 | 807.1803 | 825.0226 | 807.1803 | 927.8912 | 575.321 | 807.1803 | 825.0226 | 807.1803 | 2539 | 807.1803 | 825.0226 | 927.8912 | 575.321 | 1991 | 6752 | 8745 | 1046 | 2985 | 273 | 6953 | 1955 | 790.0226 | 893.9652 | 983.6735 | 456.9371
| 2540 | 824.7474 | 843.4181 | 885.9618 | 843.4181 | 843.4181 | 885.9618 | 843.4181 | 843.4181 | 885.9618 | 843.4181 | 968.7075 | 286.5644 | 843.4181 | 885.9618 | 843.4181 | 2540 | 843.4181 | 885.9618 | 968.7075 | 286.5644 | 1160 | 3161 | 7415 | 6107 | 1328 | 3431 | 6942 | 8052 | 790.0226 | 893.94 | 983.6735 | 456.6239
| 2541 | 852.1322 | 907.8675 | 838.195 | 907.8675 | 907.8675 | 838.195 | 907.8675 | 907.8675 | 838.195 | 907.8675 | 960.5442 | 353.586 | 907.8675 | 838.195 | 907.8675 | 2541 | 907.8675 | 838.195 | 960.5442 | 353.586 | 408 | 6306 | 8262 | 4389 | 1264 | 1027 | 6935 | 5729 | 790.0226 | 893.938 | 983.6735 | 456.6239
| 2542 | 848.4755 | 897.8709 | 840.1876 | 897.8709 | 897.8709 | 840.1876 | 897.8709 | 897.8709 | 840.1876 | 897.8709 | 974.1497 | 360.7892 | 897.8709 | 840.1876 | 897.8709 | 2542 | 897.8709 | 840.1876 | 974.1497 | 360.7892 | 506 | 6211 | 5982 | 4254 | 8485 | 7510 | 6934 | 1643 | 789.9265 | 893.9276 | 983.6735 | 456.6239
| 2543 | 831.7529 | 867.3523 | 850.9388 | 867.3523 | 867.3523 | 850.9388 | 867.3523 | 867.3523 | 850.9388 | 867.3523 | 980.9524 | 321.0147 | 867.3523 | 850.9388 | 867.3523 | 2543 | 867.3523 | 850.9388 | 980.9524 | 321.0147 | 841 | 5565 | 3894 | 5037 | 810 | 454 | 6906 | 1451 | 789.9265 | 893.9276 | 983.6735 | 456.6239
| 2544 | 799.7716 | 823.9054 | 848.9492 | 823.9054 | 823.9054 | 848.9492 | 823.9054 | 823.9054 | 848.9492 | 823.9054 | 971.4286 | 238.3339 | 823.9054 | 848.9492 | 823.9054 | 2544 | 823.9054 | 848.9492 | 971.4286 | 238.3339 | 1532 | 5728 | 6782 | 7840 | 3354 | 1077 | 6902 | 516 | 789.8784 | 893.912 | 983.6735 | 456.6239
| 2545 | 777.5994 | 785.1685 | 846.4473 | 785.1685 | 785.1685 | 846.4473 | 785.1685 | 785.1685 | 846.4473 | 785.1685 | 968.7075 | 250.5481 | 785.1685 | 846.4473 | 785.1685 | 2545 | 785.1685 | 846.4473 | 968.7075 | 250.5481 | 2698 | 5865 | 7414 | 7446 | 472 | 1991 | 6901 | 8518 | 789.8784 | 893.8793 | 983.6735 | 456.3107
| 2546 | 791.0746 | 791.2241 | 853.7307 | 791.2241 | 791.2241 | 853.7307 | 791.2241 | 791.2241 | 853.7307 | 791.2241 | 967.3469 | 362.9815 | 791.2241 | 853.7307 | 791.2241 | 2546 | 791.2241 | 853.7307 | 967.3469 | 362.9815 | 2505 | 5393 | 7681 | 4213 | 7686 | 4139 | 6896 | 6888 | 789.8304 | 893.8788 | 983.6735 | 456.3107
| 2547 | 779.4761 | 771.4231 | 851.5122 | 771.4231 | 771.4231 | 851.5122 | 771.4231 | 771.4231 | 851.5122 | 771.4231 | 965.9864 | 369.2452 | 771.4231 | 851.5122 | 771.4231 | 2547 | 771.4231 | 851.5122 | 965.9864 | 369.2452 | 3211 | 5525 | 7919 | 4088 | 1140 | 3761 | 6880 | 4333 | 789.8303 | 893.8665 | 983.6735 | 456.3107
| 2548 | 754.8947 | 729.6102 | 860.9796 | 729.6102 | 729.6102 | 860.9796 | 729.6102 | 729.6102 | 860.9796 | 729.6102 | 963.2653 | 324.4598 | 729.6102 | 860.9796 | 729.6102 | 2548 | 729.6102 | 860.9796 | 963.2653 | 324.4598 | 4837 | 4918 | 8142 | 4959 | 7814 | 5075 | 6876 | 4156 | 789.7823 | 893.8545 | 983.6735 | 456.3107
| 2549 | 743.6424 | 707.0217 | 864.19 | 707.0217 | 707.0217 | 864.19 | 707.0217 | 707.0217 | 864.19 | 707.0217 | 963.2653 | 334.7949 | 707.0217 | 864.19 | 707.0217 | 2549 | 707.0217 | 864.19 | 963.2653 | 334.7949 | 5774 | 4700 | 8141 | 4751 | 7790 | 7206 | 6861 | 3156 | 789.7823 | 893.8504 | 983.6735 | 456.3107
| 2550 | 694.117 | 626.0874 | 852.9007 | 626.0874 | 626.0874 | 852.9007 | 626.0874 | 626.0874 | 852.9007 | 626.0874 | 965.9864 | 331.3498 | 626.0874 | 852.9007 | 626.0874 | 2550 | 626.0874 | 852.9007 | 965.9864 | 331.3498 | 8299 | 5435 | 7918 | 4810 | 7271 | 1963 | 6860 | 2844 | 789.7823 | 893.8399 | 983.6735 | 456.3107
| 2551 | 664.5757 | 592.1084 | 856.5391 | 592.1084 | 592.1084 | 856.5391 | 592.1084 | 592.1084 | 856.5391 | 592.1084 | 957.8231 | 183.2133 | 592.1084 | 856.5391 | 592.1084 | 2551 | 592.1084 | 856.5391 | 957.8231 | 183.2133 | 8689 | 5219 | 8381 | 8671 | 3650 | 7992 | 6806 | 1478 | 789.7823 | 893.7966 | 983.6735 | 456.3107
| 2552 | 652.1963 | 588.9364 | 822.3813 | 588.9364 | 588.9364 | 822.3813 | 588.9364 | 588.9364 | 822.3813 | 588.9364 | 945.5782 | 184.1528 | 588.9364 | 822.3813 | 588.9364 | 2552 | 588.9364 | 822.3813 | 945.5782 | 184.1528 | 8718 | 6805 | 8640 | 8665 | 1614 | 7637 | 6785 | 8735 | 789.7823 | 893.7927 | 983.6735 | 455.9975
| 2553 | 663.1694 | 605.7577 | 824.3648 | 605.7577 | 605.7577 | 824.3648 | 605.7577 | 605.7577 | 824.3648 | 605.7577 | 967.3469 | 173.5045 | 605.7577 | 824.3648 | 605.7577 | 2553 | 605.7577 | 824.3648 | 967.3469 | 173.5045 | 8574 | 6763 | 7680 | 8724 | 866 | 7904 | 6774 | 8394 | 789.7823 | 893.7882 | 983.6735 | 455.9975
| 2554 | 778.4684 | 756.7165 | 832.2808 | 756.7165 | 756.7165 | 747.1217 | 756.7165 | 756.7165 | 832.2808 | 756.7165 | 964.6259 | 636.2355 | 756.7165 | 832.2808 | 756.7165 | 2554 | 756.7165 | 832.2808 | 964.6259 | 636.2355 | 3756 | 6532 | 8016 | 584 | 1792 | 8161 | 6767 | 6061 | 789.6862 | 893.7873 | 983.6735 | 455.9975
| 2555 | 654.2069 | 588.2155 | 823.3041 | 588.2155 | 588.2155 | 823.3041 | 588.2155 | 588.2155 | 823.3041 | 588.2155 | 967.3469 | 192.6088 | 588.2155 | 823.3041 | 588.2155 | 2555 | 588.2155 | 823.3041 | 967.3469 | 192.6088 | 8726 | 6789 | 7679 | 8613 | 8663 | 625 | 6766 | 2963 | 789.5901 | 893.7873 | 983.6735 | 455.9975
| 2556 | 667.9137 | 589.1767 | 865.3816 | 589.1767 | 589.1767 | 865.3816 | 589.1767 | 589.1767 | 865.3816 | 589.1767 | 978.2313 | 197.6198 | 589.1767 | 865.3816 | 589.1767 | 2556 | 589.1767 | 865.3816 | 978.2313 | 197.6198 | 8711 | 4607 | 4665 | 8567 | 7995 | 7894 | 6738 | 2527 | 789.59 | 893.7786 | 983.6735 | 455.9975
| 2557 | 698.8745 | 629.2113 | 900.4921 | 629.2113 | 629.2113 | 900.4921 | 629.2113 | 629.2113 | 900.4921 | 629.2113 | 970.068 | 178.5155 | 629.2113 | 900.4921 | 629.2113 | 2557 | 629.2113 | 900.4921 | 970.068 | 178.5155 | 8239 | 2081 | 7182 | 8702 | 4990 | 2811 | 6734 | 4771 | 789.59 | 893.7682 | 983.6735 | 455.6843
| 2558 | 685.0147 | 625.8951 | 854.3063 | 625.8951 | 625.8951 | 854.3063 | 625.8951 | 625.8951 | 854.3063 | 625.8951 | 974.1497 | 191.6693 | 625.8951 | 854.3063 | 625.8951 | 2558 | 625.8951 | 854.3063 | 974.1497 | 191.6693 | 8305 | 5355 | 5981 | 8617 | 3531 | 2736 | 6733 | 4336 | 789.59 | 893.7658 | 983.6735 | 455.6843
| 2559 | 701.6613 | 665.8817 | 834.3458 | 665.8817 | 665.8817 | 834.3458 | 665.8817 | 665.8817 | 834.3458 | 665.8817 | 972.7891 | 186.0319 | 665.8817 | 834.3458 | 665.8817 | 2559 | 665.8817 | 834.3458 | 972.7891 | 186.0319 | 7407 | 6450 | 6400 | 8654 | 3051 | 6940 | 6728 | 3804 | 789.59 | 893.7647 | 983.6735 | 455.6843
| 2560 | 709.5096 | 680.0596 | 834.6875 | 680.0596 | 680.0596 | 834.6875 | 680.0596 | 680.0596 | 834.6875 | 680.0596 | 970.068 | 183.8396 | 680.0596 | 834.6875 | 680.0596 | 2560 | 680.0596 | 834.6875 | 970.068 | 183.8397 | 6947 | 6435 | 7181 | 8667 | 2330 | 4827 | 6712 | 3282 | 789.59 | 893.7593 | 983.6735 | 455.6843
| 2561 | 723.254 | 692.9399 | 854.2356 | 692.9399 | 692.9399 | 854.2356 | 692.9399 | 692.9399 | 854.2356 | 692.9399 | 976.8707 | 188.2242 | 692.9399 | 854.2356 | 692.9399 | 2561 | 692.9399 | 854.2356 | 976.8708 | 188.2242 | 6382 | 5359 | 5144 | 8636 | 1908 | 4381 | 6708 | 2865 | 789.59 | 893.7593 | 983.6735 | 455.6843
| 2562 | 722.5869 | 704.2342 | 831.348 | 704.2342 | 704.2342 | 831.348 | 704.2342 | 704.2342 | 831.348 | 704.2342 | 976.8707 | 180.0814 | 704.2342 | 831.348 | 704.2342 | 2562 | 704.2342 | 831.348 | 976.8708 | 180.0814 | 5909 | 6578 | 5143 | 8692 | 2619 | 1925 | 6693 | 2368 | 789.542 | 893.7421 | 983.6735 | 455.6843
| 2563 | 805.6839 | 850.4349 | 834.5746 | 850.4349 | 850.4349 | 834.5746 | 850.4349 | 850.4349 | 834.5746 | 850.4349 | 956.4626 | 181.3342 | 850.4349 | 834.5746 | 850.4349 | 2563 | 850.435 | 834.5746 | 956.4626 | 181.3342 | 1044 | 6441 | 8470 | 8683 | 2146 | 3920 | 6692 | 6419 | 789.542 | 893.7174 | 983.6735 | 455.5277
| 2564 | 829.5761 | 891.7191 | 827.5813 | 891.7191 | 891.7191 | 827.5813 | 891.7191 | 891.7191 | 827.5813 | 891.7191 | 971.4286 | 198.5593 | 891.7191 | 827.5813 | 891.7191 | 2564 | 891.7191 | 827.5813 | 971.4286 | 198.5594 | 560 | 6689 | 6781 | 8560 | 1706 | 1178 | 6638 | 8514 | 789.542 | 893.7124 | 983.6735 | 455.3711
| 2565 | 837.1668 | 903.3979 | 833.2155 | 903.3979 | 903.3979 | 833.2155 | 903.3979 | 903.3979 | 833.2155 | 903.3979 | 975.5102 | 184.7792 | 903.3979 | 833.2155 | 903.3979 | 2565 | 903.3979 | 833.2155 | 975.5102 | 184.7792 | 454 | 6504 | 5563 | 8661 | 7624 | 3037 | 6617 | 5304 | 789.4459 | 893.7047 | 983.6735 | 455.3711
| 2566 | 838.9425 | 898.9282 | 845.9375 | 898.9282 | 898.9282 | 845.9375 | 898.9282 | 898.9282 | 845.9375 | 898.9282 | 983.6735 | 186.3451 | 898.9282 | 845.9375 | 898.9282 | 2566 | 898.9282 | 845.9375 | 983.6735 | 186.3451 | 492 | 5903 | 2880 | 8649 | 3695 | 7200 | 6606 | 3566 | 789.3978 | 893.6924 | 983.6735 | 455.3711
| 2567 | 807.3744 | 829.6246 | 843.9124 | 829.6246 | 829.6246 | 843.9124 | 829.6246 | 829.6246 | 843.9124 | 829.6246 | 983.6735 | 306.9214 | 829.6246 | 843.9124 | 829.6246 | 2567 | 829.6246 | 843.9124 | 983.6735 | 306.9214 | 1415 | 6002 | 2879 | 5407 | 7753 | 5014 | 6599 | 2172 | 789.3497 | 893.6867 | 983.6735 | 455.3711
| 2568 | 775.7579 | 790.9838 | 843.426 | 790.9838 | 790.9838 | 843.426 | 790.9838 | 790.9838 | 843.426 | 790.9838 | 975.5102 | 183.5265 | 790.9838 | 843.426 | 790.9838 | 2568 | 790.9838 | 843.426 | 975.5102 | 183.5265 | 2513 | 6036 | 5562 | 8668 | 7836 | 7241 | 6598 | 6048 | 789.2536 | 893.6843 | 983.6735 | 455.0579
| 2569 | 755.6929 | 758.4467 | 840.1811 | 758.4467 | 758.4467 | 840.1811 | 758.4467 | 758.4467 | 840.1811 | 758.4467 | 970.068 | 181.3342 | 758.4467 | 840.1811 | 758.4467 | 2569 | 758.4467 | 840.1811 | 970.068 | 181.3342 | 3676 | 6212 | 7180 | 8682 | 7710 | 2379 | 6570 | 5934 | 789.2536 | 893.6801 | 983.6735 | 455.0579
| 2570 | 748.7059 | 742.4905 | 849.0214 | 742.4905 | 742.4905 | 849.0214 | 742.4905 | 742.4905 | 849.0214 | 742.4905 | 971.4286 | 174.4441 | 742.4905 | 849.0214 | 742.4905 | 2570 | 742.4905 | 849.0214 | 971.4286 | 174.4441 | 4299 | 5719 | 6780 | 8718 | 7805 | 3035 | 6566 | 8027 | 789.2056 | 893.6794 | 983.6735 | 454.9014
| 2571 | 753.6506 | 756.2839 | 839.8397 | 756.2839 | 756.2839 | 839.8397 | 756.2839 | 756.2839 | 839.8397 | 756.2839 | 967.3469 | 174.1309 | 756.2839 | 839.8397 | 756.2839 | 2571 | 756.2839 | 839.8397 | 967.3469 | 174.1309 | 3774 | 6227 | 7678 | 8721 | 7733 | 2333 | 6565 | 491 | 789.2056 | 893.6712 | 983.6735 | 454.9013
| 2572 | 738.6644 | 728.5529 | 840.5231 | 728.5529 | 728.5529 | 840.5231 | 728.5529 | 728.5529 | 840.5231 | 728.5529 | 974.1497 | 176.6364 | 728.5529 | 840.5231 | 728.5529 | 2572 | 728.5529 | 840.5231 | 974.1497 | 176.6364 | 4870 | 6197 | 5980 | 8713 | 8238 | 7918 | 6560 | 8709 | 789.1575 | 893.6646 | 983.6735 | 454.7448
| 2573 | 723.3772 | 744.1726 | 755.3601 | 744.1726 | 744.1726 | 755.3601 | 744.1726 | 744.1726 | 755.3601 | 744.1726 | 975.5102 | 176.9496 | 744.1726 | 755.3601 | 744.1726 | 2573 | 744.1726 | 755.3601 | 975.5102 | 176.9496 | 4231 | 7412 | 5561 | 8710 | 1958 | 5217 | 6544 | 8005 | 789.1575 | 893.6639 | 983.6735 | 454.7448
| 2574 | 703.6668 | 713.7502 | 743.4551 | 713.7502 | 713.7502 | 743.4551 | 713.7502 | 713.7502 | 743.4551 | 713.7502 | 983.6735 | 183.8396 | 713.7502 | 743.4551 | 713.7502 | 2574 | 713.7502 | 743.4551 | 983.6735 | 183.8397 | 5476 | 7553 | 2878 | 8666 | 8241 | 4106 | 6540 | 7629 | 789.1094 | 893.6559 | 983.6735 | 454.7448
| 2575 | 694.0098 | 692.8438 | 748.5985 | 692.8438 | 692.8438 | 748.5985 | 692.8438 | 692.8438 | 748.5985 | 692.8438 | 982.3129 | 196.6802 | 692.8438 | 748.5985 | 692.8438 | 2575 | 692.8438 | 748.5985 | 982.3129 | 196.6802 | 6390 | 7495 | 3448 | 8578 | 7289 | 3660 | 6525 | 5506 | 789.1094 | 893.6559 | 983.6735 | 454.7448
| 2576 | 703.1174 | 743.5478 | 673.1973 | 743.5478 | 743.5478 | 673.1973 | 743.5478 | 743.5478 | 673.1973 | 743.5478 | 978.2313 | 224.2405 | 743.5478 | 673.1973 | 743.5478 | 2576 | 743.5478 | 673.1973 | 978.2313 | 224.2405 | 4249 | 8271 | 4664 | 8202 | 1139 | 3153 | 6524 | 4229 | 789.1094 | 893.6453 | 983.6735 | 454.7448
| 2577 | 744.9798 | 798.7696 | 682.8053 | 798.7696 | 798.7696 | 682.8053 | 798.7696 | 798.7696 | 682.8053 | 798.7696 | 982.3129 | 326.0257 | 798.7696 | 682.8053 | 798.7696 | 2577 | 798.7696 | 682.8053 | 982.3129 | 326.0257 | 2250 | 8189 | 3447 | 4927 | 8449 | 3915 | 6470 | 4181 | 789.0614 | 893.6439 | 983.6735 | 454.7448
| 2578 | 786.9967 | 818.6187 | 685.1686 | 818.6187 | 818.6187 | 685.1686 | 818.6187 | 818.6187 | 685.1686 | 818.6187 | 986.3946 | 741.9355 | 818.6187 | 685.1686 | 818.6187 | 2578 | 818.6187 | 685.1686 | 986.3946 | 741.9355 | 1680 | 8167 | 1978 | 164 | 7837 | 1223 | 6449 | 3233 | 789.0614 | 893.6332 | 983.6735 | 454.7448
| 2579 | 787.5452 | 825.5875 | 693.9016 | 825.5875 | 825.5875 | 693.9016 | 825.5875 | 825.5875 | 693.9016 | 825.5875 | 982.3129 | 663.0128 | 825.5875 | 693.9016 | 825.5875 | 2579 | 825.5875 | 693.9016 | 982.3129 | 663.0128 | 1492 | 8079 | 3446 | 435 | 7465 | 1126 | 6438 | 3227 | 788.9653 | 893.6211 | 983.6735 | 454.7448
| 2580 | 812.7069 | 840.6306 | 759.4789 | 840.6306 | 840.6306 | 759.4789 | 840.6306 | 840.6306 | 759.4789 | 840.6306 | 978.2313 | 636.7053 | 840.6306 | 759.4789 | 840.6306 | 2580 | 840.6306 | 759.4789 | 978.2313 | 636.7053 | 1212 | 7350 | 4663 | 582 | 409 | 2752 | 6431 | 2196 | 788.9653 | 893.6194 | 983.6735 | 454.7448
| 2581 | 848.2359 | 838.9004 | 846.9925 | 838.9004 | 838.9004 | 846.9925 | 838.9004 | 838.9004 | 846.9925 | 838.9004 | 980.9524 | 795.1769 | 838.9004 | 846.9925 | 838.9004 | 2581 | 838.9004 | 846.9925 | 980.9524 | 795.177 | 1244 | 5836 | 3893 | 63 | 7415 | 2370 | 6430 | 2188 | 788.9172 | 893.6062 | 983.6735 | 454.7448
| 2582 | 812.7418 | 830.2014 | 835.2129 | 830.2014 | 830.2014 | 835.2129 | 830.2014 | 830.2014 | 835.2129 | 830.2014 | 980.9524 | 414.9702 | 830.2014 | 835.2129 | 830.2014 | 2582 | 830.2014 | 835.2129 | 980.9524 | 414.9703 | 1408 | 6417 | 3892 | 3237 | 359 | 4721 | 6402 | 945 | 788.9172 | 893.5807 | 983.6735 | 454.7448
| 2583 | 794.364 | 807.8051 | 777.7147 | 807.8051 | 807.8051 | 777.7147 | 807.8051 | 807.8051 | 777.7147 | 807.8051 | 972.7891 | 575.0078 | 807.8051 | 777.7147 | 807.8051 | 2583 | 807.8051 | 777.7147 | 972.7891 | 575.0078 | 1968 | 7187 | 6399 | 1049 | 8573 | 3076 | 6398 | 84 | 788.8691 | 893.5686 | 983.6735 | 454.7448
| 2584 | 812.6607 | 867.5446 | 708.8315 | 867.5446 | 867.5446 | 708.8315 | 867.5446 | 867.5446 | 708.8315 | 867.5446 | 975.5102 | 626.057 | 867.5446 | 708.8315 | 867.5446 | 2584 | 867.5446 | 708.8315 | 975.5102 | 626.057 | 838 | 7939 | 5560 | 649 | 7813 | 7562 | 6397 | 7191 | 788.8691 | 893.5674 | 983.6735 | 454.4316
| 2585 | 802.6057 | 816.7444 | 708.1343 | 816.7444 | 816.7444 | 708.1343 | 816.7444 | 816.7444 | 708.1343 | 816.7444 | 983.6735 | 886.3138 | 816.7444 | 708.1343 | 816.7444 | 2585 | 816.7444 | 708.1343 | 983.6735 | 886.3138 | 1732 | 7946 | 2877 | 9 | 6023 | 7318 | 6392 | 6768 | 788.8211 | 893.5674 | 983.6735 | 454.4316
| 2586 | 768.9159 | 816.6482 | 688.2931 | 816.6482 | 816.6482 | 688.2931 | 816.6482 | 816.6482 | 688.2931 | 816.6482 | 967.3469 | 511.1181 | 816.6482 | 688.2931 | 816.6482 | 2586 | 816.6482 | 688.2931 | 967.3469 | 511.1181 | 1735 | 8144 | 7677 | 1757 | 1121 | 262 | 6376 | 4525 | 788.8211 | 893.5674 | 983.6735 | 454.4316
| 2587 | 895.8154 | 925.3617 | 851.638 | 925.3617 | 925.3617 | 851.638 | 925.3617 | 925.3617 | 851.638 | 925.3617 | 980.9524 | 751.0179 | 925.3617 | 851.638 | 925.3617 | 2587 | 925.3617 | 851.638 | 980.9524 | 751.0179 | 271 | 5519 | 3891 | 144 | 1594 | 2810 | 6372 | 874 | 788.773 | 893.5642 | 983.6735 | 454.4316
| 2588 | 889.5482 | 976.6905 | 840.3887 | 976.6905 | 976.6905 | 840.3887 | 976.6905 | 976.6905 | 840.3887 | 976.6905 | 986.3946 | 292.2017 | 976.6905 | 840.3887 | 976.6905 | 2588 | 976.6905 | 840.3887 | 986.3946 | 292.2017 | 21 | 6202 | 1977 | 5885 | 2748 | 5209 | 6357 | 8734 | 788.725 | 893.5349 | 983.6735 | 454.1184
| 2589 | 902.4734 | 985.6779 | 846.9062 | 985.6779 | 985.6779 | 846.9062 | 985.6779 | 985.6779 | 846.9062 | 985.6779 | 982.3129 | 379.2671 | 985.6779 | 846.9062 | 985.6779 | 2589 | 985.6779 | 846.9062 | 982.3129 | 379.2671 | 9 | 5837 | 3445 | 3870 | 1561 | 2110 | 6356 | 6887 | 788.7249 | 893.5149 | 983.6735 | 454.1184
| 2590 | 887.8052 | 955.3996 | 853.6776 | 955.3996 | 955.3996 | 853.6776 | 955.3996 | 955.3996 | 853.6776 | 955.3996 | 971.4286 | 399.9374 | 955.3996 | 853.6776 | 955.3996 | 2590 | 955.3996 | 853.6776 | 971.4286 | 399.9374 | 74 | 5396 | 6779 | 3491 | 954 | 3787 | 6302 | 6180 | 788.7249 | 893.5083 | 983.6735 | 454.1184
| 2591 | 867.7532 | 919.5944 | 850.2169 | 919.5944 | 919.5944 | 850.2169 | 919.5944 | 919.5944 | 850.2169 | 919.5944 | 985.034 | 405.8879 | 919.5944 | 850.2169 | 919.5944 | 2591 | 919.5944 | 850.2169 | 985.034 | 405.8879 | 316 | 5609 | 2306 | 3379 | 2620 | 2106 | 6281 | 3927 | 788.6288 | 893.4994 | 983.6735 | 454.1184
| 2592 | 859.2077 | 884.0294 | 868.3646 | 884.0294 | 884.0294 | 868.3646 | 884.0294 | 884.0294 | 868.3646 | 884.0294 | 987.7551 | 495.4588 | 884.0294 | 868.3646 | 884.0294 | 2592 | 884.0294 | 868.3646 | 987.7551 | 495.4588 | 647 | 4390 | 1614 | 1949 | 7646 | 7697 | 6270 | 1123 | 788.5327 | 893.4836 | 983.6735 | 454.1184
| 2593 | 814.4659 | 882.876 | 776.6733 | 882.876 | 882.876 | 776.6733 | 882.876 | 882.876 | 776.6733 | 882.876 | 987.7551 | 245.0673 | 882.876 | 776.6733 | 882.876 | 2593 | 882.876 | 776.6733 | 987.7551 | 245.0673 | 660 | 7200 | 1613 | 7628 | 3515 | 1078 | 6263 | 972 | 788.5327 | 893.4705 | 983.6735 | 454.1184
| 2594 | 804.9571 | 832.6044 | 835.0046 | 832.6044 | 832.6044 | 835.0046 | 832.6044 | 832.6044 | 835.0046 | 832.6044 | 995.9184 | 272.6276 | 832.6044 | 835.0046 | 832.6044 | 2594 | 832.6044 | 835.0046 | 995.9184 | 272.6276 | 1346 | 6422 | 356 | 6662 | 3642 | 7362 | 6262 | 8505 | 788.4846 | 893.4493 | 983.6735 | 453.8052
| 2595 | 797.9879 | 798.3371 | 850.8698 | 798.3371 | 798.3371 | 850.8698 | 798.3371 | 798.3371 | 850.8698 | 798.3371 | 994.5578 | 387.0968 | 798.3371 | 850.8698 | 798.3371 | 2595 | 798.3371 | 850.8698 | 994.5578 | 387.0968 | 2260 | 5572 | 527 | 3717 | 188 | 306 | 6234 | 8415 | 788.4846 | 893.4493 | 983.6735 | 453.8052
| 2596 | 785.9088 | 797.472 | 842.3218 | 797.472 | 797.472 | 842.3218 | 797.472 | 797.472 | 842.3218 | 797.472 | 991.8367 | 261.8227 | 797.472 | 842.3218 | 797.472 | 2596 | 797.472 | 842.3218 | 991.8367 | 261.8227 | 2284 | 6100 | 913 | 7028 | 2126 | 7032 | 6230 | 7190 | 788.4366 | 893.439 | 983.6735 | 453.8052
| 2597 | 789.4642 | 786.9467 | 842.5404 | 786.9467 | 786.9467 | 842.5404 | 786.9467 | 786.9467 | 842.5404 | 786.9467 | 991.8367 | 394.9264 | 786.9467 | 842.5404 | 786.9467 | 2597 | 786.9467 | 842.5404 | 991.8367 | 394.9264 | 2647 | 6082 | 912 | 3582 | 964 | 5215 | 6229 | 6002 | 788.4366 | 893.4387 | 983.6735 | 453.8052
| 2598 | 767.0012 | 758.2544 | 849.8365 | 758.2544 | 758.2544 | 849.8365 | 758.2544 | 758.2544 | 849.8365 | 758.2544 | 982.3129 | 290.3226 | 758.2544 | 849.8365 | 758.2544 | 2598 | 758.2544 | 849.8365 | 982.3129 | 290.3226 | 3684 | 5643 | 3444 | 5952 | 3614 | 7655 | 6224 | 3269 | 788.3405 | 893.4256 | 983.6735 | 453.8052
| 2599 | 762.0568 | 749.219 | 860.969 | 749.219 | 749.219 | 860.969 | 749.219 | 749.219 | 860.969 | 749.219 | 972.7891 | 258.3777 | 749.219 | 860.969 | 749.219 | 2599 | 749.219 | 860.969 | 972.7891 | 258.3777 | 4033 | 4919 | 6398 | 7170 | 2980 | 1967 | 6208 | 3014 | 788.3405 | 893.4213 | 983.6735 | 453.8052
| 2600 | 780.3157 | 779.6415 | 861.4904 | 779.6415 | 779.6415 | 861.4904 | 779.6415 | 779.6415 | 861.4904 | 779.6415 | 986.3946 | 254.9327 | 779.6415 | 861.4904 | 779.6415 | 2600 | 779.6415 | 861.4904 | 986.3946 | 254.9327 | 2886 | 4889 | 1976 | 7273 | 2293 | 4105 | 6204 | 2981 | 788.3405 | 893.4157 | 983.6735 | 453.8052
| 2601 | 811.6338 | 824.338 | 849.2084 | 824.338 | 824.338 | 849.2084 | 824.338 | 824.338 | 849.2084 | 824.338 | 959.1837 | 412.1516 | 824.338 | 849.2084 | 824.338 | 2601 | 824.338 | 849.2084 | 959.1837 | 412.1516 | 1519 | 5705 | 8329 | 3278 | 7044 | 3659 | 6189 | 2339 | 788.2924 | 893.4157 | 983.6735 | 453.8052
| 2602 | 831.4911 | 816.1676 | 881.3797 | 816.1676 | 816.1676 | 881.3797 | 816.1676 | 816.1676 | 881.3797 | 816.1676 | 976.8707 | 609.145 | 816.1676 | 881.3797 | 816.1676 | 2602 | 816.1676 | 881.3797 | 976.8708 | 609.145 | 1747 | 3513 | 5142 | 761 | 8595 | 4228 | 6188 | 2293 | 788.2443 | 893.3954 | 983.6735 | 453.8052
| 2603 | 835.2663 | 824.2899 | 859.2388 | 824.2899 | 824.2899 | 859.2388 | 824.2899 | 824.2899 | 859.2388 | 824.2899 | 985.034 | 677.4194 | 824.2899 | 859.2388 | 824.2899 | 2603 | 824.2899 | 859.2388 | 985.034 | 677.4194 | 1521 | 5040 | 2305 | 365 | 8132 | 5224 | 6134 | 1041 | 788.2443 | 893.3678 | 983.6735 | 453.5703
| 2604 | 828.6415 | 810.9771 | 840.674 | 810.9771 | 810.9771 | 840.674 | 810.9771 | 810.9771 | 840.674 | 810.9771 | 989.1156 | 761.353 | 810.9771 | 840.674 | 810.9771 | 2604 | 810.9771 | 840.674 | 989.1156 | 761.353 | 1873 | 6190 | 1279 | 119 | 7048 | 1031 | 6113 | 6485 | 788.2443 | 893.3588 | 983.6735 | 453.492
| 2605 | 821.7476 | 812.8034 | 836.6703 | 812.8034 | 812.8034 | 836.6703 | 812.8034 | 812.8034 | 836.6703 | 812.8034 | 986.3946 | 668.9634 | 812.8034 | 836.6703 | 812.8034 | 2605 | 812.8034 | 836.6703 | 986.3946 | 668.9634 | 1831 | 6365 | 1975 | 411 | 4268 | 2109 | 6102 | 5860 | 788.2443 | 893.3553 | 983.6735 | 453.492
| 2606 | 830.8643 | 816.456 | 843.3195 | 816.456 | 816.456 | 843.3195 | 816.456 | 816.456 | 843.3195 | 816.456 | 983.6735 | 743.5014 | 816.456 | 843.3195 | 816.456 | 2606 | 816.456 | 843.3195 | 983.6735 | 743.5014 | 1740 | 6043 | 2876 | 159 | 596 | 5219 | 6095 | 2643 | 788.2443 | 893.3497 | 983.6735 | 453.492
| 2607 | 842.5001 | 863.0749 | 839.8178 | 863.0749 | 863.0749 | 839.8178 | 863.0749 | 863.0749 | 839.8178 | 863.0749 | 987.7551 | 543.3761 | 863.0749 | 839.8178 | 863.0749 | 2607 | 863.0749 | 839.8178 | 987.7551 | 543.3761 | 886 | 6228 | 1612 | 1370 | 8406 | 6847 | 6094 | 877 | 788.1963 | 893.3217 | 983.6735 | 453.492
| 2608 | 838.6332 | 832.8447 | 849.1618 | 832.8447 | 832.8447 | 849.1618 | 832.8447 | 832.8447 | 849.1618 | 832.8447 | 987.7551 | 693.705 | 832.8447 | 849.1618 | 832.8447 | 2608 | 832.8447 | 849.1618 | 987.7551 | 693.705 | 1341 | 5709 | 1611 | 310 | 6574 | 8109 | 6066 | 6877 | 788.1963 | 893.3023 | 983.6735 | 453.1788
| 2609 | 843.7923 | 834.4788 | 875.6089 | 834.4788 | 834.4788 | 875.6089 | 834.4788 | 834.4788 | 875.6089 | 834.4788 | 1000 | 634.8262 | 834.4788 | 875.6089 | 834.4788 | 2609 | 834.4788 | 875.6089 | 1000 | 634.8262 | 1312 | 3917 | 37 | 594 | 3883 | 573 | 6062 | 6343 | 788.1482 | 893.3023 | 983.6735 | 453.1788
| 2610 | 833.0741 | 808.0934 | 864.7007 | 808.0934 | 808.0934 | 864.7007 | 808.0934 | 808.0934 | 864.7007 | 808.0934 | 980.9524 | 758.5343 | 808.0934 | 864.7007 | 808.0934 | 2610 | 808.0934 | 864.7007 | 980.9524 | 758.5343 | 1958 | 4660 | 3890 | 126 | 3514 | 2068 | 6061 | 4968 | 788.1482 | 893.2925 | 983.6735 | 453.1788
| 2611 | 879.3904 | 936.7521 | 870.118 | 936.7521 | 936.7521 | 870.118 | 936.7521 | 936.7521 | 870.118 | 936.7521 | 995.9184 | 341.0586 | 936.7521 | 870.118 | 936.7521 | 2611 | 936.7521 | 870.118 | 995.9184 | 341.0586 | 164 | 4273 | 355 | 4627 | 2298 | 1868 | 6056 | 4291 | 788.1482 | 893.2506 | 983.6735 | 453.1788
| 2612 | 893.137 | 967.7993 | 858.1311 | 967.7993 | 967.7993 | 858.1311 | 967.7993 | 967.7993 | 858.1311 | 967.7993 | 978.2313 | 350.7673 | 967.7993 | 858.1311 | 967.7993 | 2612 | 967.7993 | 858.1311 | 978.2313 | 350.7673 | 37 | 5115 | 4662 | 4444 | 7635 | 7112 | 6040 | 6831 | 788.1002 | 893.2355 | 983.6735 | 452.8657
| 2613 | 903.0766 | 970.9713 | 859.6588 | 970.9713 | 970.9713 | 859.6588 | 970.9713 | 970.9713 | 859.6588 | 970.9713 | 993.1973 | 443.4701 | 970.9713 | 859.6588 | 970.9713 | 2613 | 970.9713 | 859.6588 | 993.1973 | 443.4701 | 30 | 5008 | 682 | 2776 | 2357 | 2835 | 6036 | 4966 | 788.1002 | 893.2191 | 983.6735 | 452.8656
| 2614 | 903.6334 | 960.3979 | 853.2877 | 960.3979 | 960.3979 | 853.2877 | 960.3979 | 960.3979 | 853.2877 | 960.3979 | 994.5578 | 559.9749 | 960.3979 | 853.2877 | 960.3979 | 2614 | 960.3979 | 853.2877 | 994.5578 | 559.9749 | 59 | 5415 | 526 | 1195 | 1816 | 8085 | 6021 | 4170 | 788.1002 | 893.21 | 983.6735 | 452.8656
| 2615 | 819.3074 | 846.8785 | 859.2939 | 846.8785 | 846.8785 | 859.2939 | 846.8785 | 846.8785 | 859.2939 | 846.8785 | 972.7891 | 285.3116 | 846.8785 | 859.2939 | 846.8785 | 2615 | 846.8785 | 859.2939 | 972.7891 | 285.3116 | 1105 | 5037 | 6397 | 6157 | 8031 | 549 | 6020 | 3170 | 788.0521 | 893.21 | 983.6735 | 452.8656
| 2616 | 814.4045 | 833.1331 | 862.2518 | 833.1331 | 833.1331 | 862.2518 | 833.1331 | 833.1331 | 862.2518 | 833.1331 | 993.1973 | 294.394 | 833.1331 | 862.2518 | 833.1331 | 2616 | 833.1331 | 862.2518 | 993.1973 | 294.394 | 1337 | 4831 | 681 | 5813 | 495 | 7511 | 5966 | 6359 | 788.0521 | 893.169 | 983.6735 | 452.5525
| 2617 | 815.9241 | 832.316 | 866.2832 | 832.316 | 832.316 | 866.2832 | 832.316 | 832.316 | 866.2832 | 832.316 | 990.4762 | 308.8005 | 832.316 | 866.2832 | 832.316 | 2617 | 832.3161 | 866.2832 | 990.4762 | 308.8005 | 1352 | 4528 | 1063 | 5338 | 7874 | 455 | 5945 | 2772 | 788.004 | 893.169 | 983.6735 | 452.5525
| 2618 | 811.7857 | 817.0327 | 864.8217 | 817.0327 | 817.0327 | 864.8217 | 817.0327 | 817.0327 | 864.8217 | 817.0327 | 998.6395 | 370.8111 | 817.0327 | 864.8217 | 817.0327 | 2618 | 817.0327 | 864.8217 | 998.6395 | 370.8112 | 1721 | 4650 | 126 | 4051 | 1782 | 2071 | 5934 | 2466 | 787.956 | 893.1306 | 983.6735 | 452.5525
| 2619 | 787.3314 | 789.542 | 854.4678 | 789.542 | 789.542 | 854.4678 | 789.542 | 789.542 | 854.4678 | 789.542 | 995.9184 | 292.5149 | 789.542 | 854.4678 | 789.542 | 2619 | 789.542 | 854.4678 | 995.9184 | 292.5149 | 2562 | 5343 | 354 | 5876 | 1010 | 1812 | 5927 | 2277 | 787.956 | 893.1297 | 983.6735 | 452.5525
| 2620 | 787.1724 | 788.6288 | 859.6061 | 788.6288 | 788.6288 | 859.6061 | 788.6288 | 788.6288 | 859.6061 | 788.6288 | 986.3946 | 286.5644 | 788.6288 | 859.6061 | 788.6288 | 2620 | 788.6288 | 859.6061 | 986.3946 | 286.5644 | 2591 | 5016 | 1974 | 6106 | 6810 | 3985 | 5926 | 6398 | 787.9079 | 893.1082 | 983.6735 | 452.2393
| 2621 | 782.2632 | 767.8666 | 856.6473 | 767.8666 | 767.8666 | 856.6473 | 767.8666 | 767.8666 | 856.6473 | 767.8666 | 989.1156 | 393.0473 | 767.8666 | 856.6473 | 767.8666 | 2621 | 767.8666 | 856.6473 | 989.1156 | 393.0473 | 3362 | 5211 | 1278 | 3617 | 2427 | 713 | 5898 | 4614 | 787.8599 | 893.1082 | 983.6735 | 452.2393
| 2622 | 785.2498 | 768.7797 | 857.5447 | 768.7797 | 768.7797 | 857.5447 | 768.7797 | 768.7797 | 857.5447 | 768.7797 | 995.9184 | 417.1625 | 768.7797 | 857.5447 | 768.7797 | 2622 | 768.7797 | 857.5447 | 995.9184 | 417.1625 | 3323 | 5162 | 353 | 3204 | 1169 | 5380 | 5894 | 4445 | 787.8599 | 893.1012 | 983.6735 | 452.2393
| 2623 | 758.4415 | 718.4121 | 852.1982 | 718.4121 | 718.4121 | 852.1982 | 718.4121 | 718.4121 | 852.1982 | 718.4121 | 974.1497 | 487.9424 | 718.4121 | 852.1982 | 718.4121 | 2623 | 718.4121 | 852.1982 | 974.1497 | 487.9424 | 5300 | 5478 | 5979 | 2047 | 7216 | 3733 | 5893 | 2659 | 787.7637 | 893.0964 | 983.6735 | 452.2393
| 2624 | 768.4974 | 766.4728 | 840.9045 | 766.4728 | 766.4728 | 840.9045 | 766.4728 | 766.4728 | 840.9045 | 766.4728 | 986.3946 | 277.1688 | 766.4728 | 840.9045 | 766.4728 | 2624 | 766.4728 | 840.9045 | 986.3946 | 277.1688 | 3417 | 6180 | 1973 | 6484 | 1957 | 2113 | 5888 | 2290 | 787.7637 | 893.0942 | 983.6735 | 452.2393
| 2625 | 814.9442 | 819.0993 | 830.413 | 819.0993 | 819.0993 | 830.413 | 819.0993 | 819.0993 | 830.413 | 819.0993 | 982.3129 | 552.4585 | 819.0993 | 830.413 | 819.0993 | 2625 | 819.0993 | 830.413 | 982.3129 | 552.4585 | 1655 | 6611 | 3443 | 1276 | 1817 | 4933 | 5872 | 3807 | 787.7637 | 893.0913 | 983.6735 | 452.0827
| 2626 | 830.7585 | 829.2882 | 826.1833 | 829.2882 | 829.2882 | 826.1833 | 829.2882 | 829.2882 | 826.1833 | 829.2882 | 985.034 | 706.5456 | 829.2882 | 826.1833 | 829.2882 | 2626 | 829.2882 | 826.1833 | 985.034 | 706.5456 | 1421 | 6725 | 2304 | 256 | 2439 | 5815 | 5868 | 4139 | 787.6676 | 893.0905 | 983.6735 | 451.9261
| 2627 | 808.5356 | 823.2806 | 816.1219 | 823.2806 | 823.2806 | 816.1219 | 823.2806 | 823.2806 | 816.1219 | 823.2806 | 971.4286 | 497.3379 | 823.2806 | 816.1219 | 823.2806 | 2627 | 823.2806 | 816.1219 | 971.4286 | 497.3379 | 1548 | 6914 | 6778 | 1932 | 8448 | 5153 | 5853 | 3334 | 787.6196 | 893.0905 | 983.6735 | 451.9261
| 2628 | 799.2269 | 812.3228 | 813.0349 | 812.3228 | 812.3228 | 813.0349 | 812.3228 | 812.3228 | 813.0349 | 812.3228 | 956.4626 | 481.9919 | 812.3228 | 813.0349 | 812.3228 | 2628 | 812.3228 | 813.0349 | 956.4626 | 481.9919 | 1841 | 6959 | 8469 | 2125 | 8414 | 7119 | 5852 | 2793 | 787.6196 | 893.0724 | 983.6735 | 451.9261
| 2629 | 806.7706 | 815.0622 | 811.8229 | 815.0622 | 815.0622 | 811.8229 | 815.0622 | 815.0622 | 811.8229 | 815.0622 | 963.2653 | 563.7332 | 815.0622 | 811.8229 | 815.0622 | 2629 | 815.0622 | 811.8229 | 963.2653 | 563.7332 | 1774 | 6980 | 8140 | 1163 | 965 | 6895 | 5798 | 7378 | 787.6196 | 893.0357 | 983.6735 | 451.6129
| 2630 | 792.6035 | 811.3616 | 815.5916 | 811.3616 | 811.3616 | 815.5916 | 811.3616 | 811.3616 | 815.5916 | 811.3616 | 975.5102 | 367.6793 | 811.3616 | 815.5916 | 811.3616 | 2630 | 811.3616 | 815.5916 | 975.5102 | 367.6793 | 1864 | 6925 | 5559 | 4126 | 7811 | 7616 | 5777 | 5285 | 787.5715 | 893.0088 | 983.6735 | 451.6129
| 2631 | 803.4969 | 794.5884 | 870.2351 | 794.5884 | 794.5884 | 870.2351 | 794.5884 | 794.5884 | 870.2351 | 794.5884 | 997.2789 | 414.0307 | 794.5884 | 870.2351 | 794.5884 | 2631 | 794.5884 | 870.2351 | 997.2789 | 414.0307 | 2382 | 4268 | 193 | 3252 | 2736 | 5184 | 5766 | 3174 | 787.5234 | 892.9819 | 983.6735 | 451.6129
| 2632 | 808.897 | 780.7949 | 844.1494 | 780.7949 | 780.7949 | 844.1494 | 780.7949 | 780.7949 | 844.1494 | 780.7949 | 985.034 | 716.5675 | 780.7949 | 844.1494 | 780.7949 | 2632 | 780.7949 | 844.1494 | 985.034 | 716.5675 | 2843 | 5986 | 2303 | 227 | 1850 | 7147 | 5759 | 3022 | 787.5234 | 892.9697 | 983.6735 | 451.6129
| 2633 | 794.6987 | 781.4197 | 828.1695 | 781.4197 | 781.4197 | 828.1695 | 781.4197 | 781.4197 | 828.1695 | 781.4197 | 998.6395 | 563.1068 | 781.4197 | 828.1695 | 781.4197 | 2633 | 781.4197 | 828.1695 | 998.6395 | 563.1068 | 2822 | 6674 | 125 | 1169 | 2268 | 4917 | 5758 | 1965 | 787.4273 | 892.9423 | 983.6735 | 451.6129
| 2634 | 797.6807 | 780.0067 | 814.605 | 780.0067 | 780.0067 | 814.605 | 780.0067 | 780.0067 | 814.605 | 780.0067 | 953.7415 | 715.3148 | 780.0067 | 814.605 | 780.0067 | 2634 | 780.0067 | 814.605 | 953.7415 | 715.3148 | 2873 | 6940 | 8537 | 230 | 1417 | 4833 | 5730 | 1386 | 787.4273 | 892.9418 | 983.6735 | 451.6129
| 2635 | 840.922 | 883.4046 | 826.4486 | 883.4046 | 883.4046 | 826.4486 | 883.4046 | 883.4046 | 826.4486 | 883.4046 | 975.5102 | 424.3658 | 883.4046 | 826.4486 | 883.4046 | 2635 | 883.4046 | 826.4486 | 975.5102 | 424.3658 | 655 | 6716 | 5558 | 3092 | 3658 | 4387 | 5726 | 322 | 787.3793 | 892.9418 | 983.6735 | 451.6129
| 2636 | 823.1716 | 877.7335 | 810.8737 | 877.7335 | 877.7335 | 810.8737 | 877.7335 | 877.7335 | 810.8737 | 877.7335 | 972.7891 | 286.2512 | 877.7335 | 810.8737 | 877.7335 | 2636 | 877.7335 | 810.8737 | 972.7891 | 286.2512 | 717 | 6989 | 6396 | 6118 | 8586 | 7107 | 5725 | 3289 | 787.3312 | 892.9353 | 983.6735 | 451.4563
| 2637 | 833.6968 | 873.456 | 829.2517 | 873.456 | 873.456 | 829.2517 | 873.456 | 873.456 | 829.2517 | 873.456 | 976.8707 | 390.2286 | 873.456 | 829.2517 | 873.456 | 2637 | 873.4561 | 829.2517 | 976.8708 | 390.2286 | 775 | 6642 | 5141 | 3668 | 8248 | 4724 | 5720 | 7661 | 787.3312 | 892.9343 | 983.6735 | 451.2997
| 2638 | 837.0728 | 881.2419 | 834.9623 | 881.2419 | 881.2419 | 834.9623 | 881.2419 | 881.2419 | 834.9623 | 881.2419 | 989.1156 | 340.119 | 881.2419 | 834.9623 | 881.2419 | 2638 | 881.2419 | 834.9623 | 989.1156 | 340.119 | 673 | 6423 | 1277 | 4653 | 4366 | 2011 | 5704 | 4677 | 787.3312 | 892.9233 | 983.6735 | 451.2997
| 2639 | 827.0914 | 857.4999 | 840.9935 | 857.4999 | 857.4999 | 840.9935 | 857.4999 | 857.4999 | 840.9935 | 857.4999 | 978.2313 | 377.0749 | 857.4999 | 840.9935 | 857.4999 | 2639 | 857.4999 | 840.9935 | 978.2313 | 377.0749 | 951 | 6175 | 4661 | 3918 | 6711 | 4649 | 5700 | 3814 | 787.2831 | 892.9123 | 983.6735 | 451.2997
| 2640 | 817.8781 | 848.8489 | 863.7147 | 848.8489 | 848.8489 | 863.7147 | 848.8489 | 848.8489 | 863.7147 | 848.8489 | 970.068 | 234.5756 | 848.8489 | 863.7147 | 848.8489 | 2640 | 848.8489 | 863.7147 | 970.068 | 234.5756 | 1072 | 4721 | 7179 | 7949 | 5899 | 5039 | 5685 | 3369 | 787.2351 | 892.8982 | 983.6735 | 451.2997
| 2641 | 763.5375 | 827.6542 | 710.7907 | 827.6542 | 827.6542 | 710.7907 | 827.6542 | 827.6542 | 710.7907 | 827.6542 | 979.5918 | 245.5371 | 827.6542 | 710.7907 | 827.6542 | 2641 | 827.6542 | 710.7907 | 979.5918 | 245.5371 | 1457 | 7919 | 4159 | 7611 | 1599 | 1191 | 5684 | 1963 | 787.2351 | 892.8666 | 983.6735 | 451.2997
| 2642 | 751.3018 | 805.8826 | 714.6212 | 805.8826 | 805.8826 | 714.6212 | 805.8826 | 805.8826 | 714.6212 | 805.8826 | 968.7075 | 243.9712 | 805.8826 | 714.6212 | 805.8826 | 2642 | 805.8826 | 714.6212 | 968.7075 | 243.9712 | 2037 | 7873 | 7413 | 7660 | 7997 | 5201 | 5630 | 1906 | 787.187 | 892.846 | 983.6735 | 451.2997
| 2643 | 747.2337 | 766.7131 | 724.9812 | 766.7131 | 766.7131 | 724.9812 | 766.7131 | 766.7131 | 724.9812 | 766.7131 | 974.1497 | 453.492 | 766.7131 | 724.9812 | 766.7131 | 2643 | 766.7131 | 724.9812 | 974.1497 | 453.492 | 3405 | 7740 | 5978 | 2606 | 2513 | 3169 | 5609 | 7288 | 787.187 | 892.8322 | 983.6735 | 450.9865
| 2644 | 710.376 | 713.7502 | 714.6895 | 713.7502 | 713.7502 | 714.6895 | 713.7502 | 713.7502 | 714.6895 | 713.7502 | 980.9524 | 395.5528 | 713.7502 | 714.6895 | 713.7502 | 2644 | 713.7502 | 714.6895 | 980.9524 | 395.5528 | 5475 | 7871 | 3889 | 3570 | 8381 | 4864 | 5598 | 7153 | 787.139 | 892.7971 | 983.6735 | 450.9865
| 2645 | 713.5238 | 709.1363 | 684.7465 | 709.1363 | 709.1363 | 684.7465 | 709.1363 | 709.1363 | 684.7465 | 709.1363 | 980.9524 | 596.3044 | 709.1363 | 684.7465 | 709.1363 | 2645 | 709.1364 | 684.7465 | 980.9524 | 596.3044 | 5682 | 8171 | 3888 | 869 | 953 | 7671 | 5591 | 6479 | 787.0909 | 892.7782 | 983.6735 | 450.9865
| 2646 | 635.519 | 673.8598 | 535.6243 | 673.8598 | 673.8598 | 535.6243 | 673.8598 | 673.8598 | 535.6243 | 673.8598 | 987.7551 | 376.1353 | 673.8598 | 535.6243 | 673.8598 | 2646 | 673.8598 | 535.6243 | 987.7551 | 376.1353 | 7183 | 8572 | 1610 | 3942 | 3154 | 3713 | 5590 | 6203 | 786.9948 | 892.774 | 983.6735 | 450.9865
| 2647 | 618.1521 | 657.6633 | 533.2084 | 657.6633 | 657.6633 | 533.2084 | 657.6633 | 657.6633 | 533.2084 | 657.6633 | 976.8707 | 283.1193 | 657.6633 | 533.2084 | 657.6633 | 2647 | 657.6633 | 533.2084 | 976.8708 | 283.1193 | 7640 | 8575 | 5140 | 6251 | 2597 | 8210 | 5562 | 5839 | 786.9467 | 892.7621 | 983.6735 | 450.9865
| 2648 | 674.2693 | 658.6726 | 665.0144 | 658.6726 | 658.6726 | 665.0144 | 658.6726 | 658.6726 | 665.0144 | 658.6726 | 978.2313 | 532.1015 | 658.6726 | 665.0144 | 658.6726 | 2648 | 658.6726 | 665.0144 | 978.2313 | 532.1015 | 7616 | 8329 | 4660 | 1497 | 1641 | 674 | 5558 | 5112 | 786.9467 | 892.7621 | 983.6735 | 450.9865
| 2649 | 730.7271 | 734.4163 | 683.7035 | 734.4163 | 734.4163 | 683.7035 | 734.4163 | 734.4163 | 683.7035 | 734.4163 | 971.4286 | 648.6063 | 734.4163 | 683.7035 | 734.4163 | 2649 | 734.4163 | 683.7035 | 971.4286 | 648.6063 | 4625 | 8185 | 6777 | 501 | 8032 | 7053 | 5557 | 4843 | 786.8986 | 892.7364 | 983.6735 | 450.9865
| 2650 | 751.5583 | 768.0108 | 701.3055 | 768.0108 | 768.0108 | 701.3055 | 768.0108 | 768.0108 | 701.3055 | 768.0108 | 960.5442 | 611.9637 | 768.0108 | 701.3055 | 768.0108 | 2650 | 768.0108 | 701.3055 | 960.5442 | 611.9637 | 3354 | 8014 | 8261 | 732 | 496 | 7132 | 5552 | 8519 | 786.8986 | 892.7196 | 983.6735 | 450.6734
| 2651 | 790.399 | 770.0774 | 847.9026 | 770.0774 | 770.0774 | 847.9026 | 770.0774 | 770.0774 | 847.9026 | 770.0774 | 976.8707 | 536.4861 | 770.0774 | 847.9026 | 770.0774 | 2651 | 770.0774 | 847.9026 | 976.8708 | 536.4861 | 3265 | 5780 | 5139 | 1454 | 2922 | 4757 | 5536 | 6000 | 786.8506 | 892.7159 | 983.6735 | 450.6734
| 2652 | 784.363 | 768.203 | 858.431 | 768.203 | 768.203 | 858.431 | 768.203 | 768.203 | 858.431 | 768.203 | 967.3469 | 434.3877 | 768.203 | 858.431 | 768.203 | 2652 | 768.203 | 858.431 | 967.3469 | 434.3877 | 3343 | 5095 | 7676 | 2919 | 7898 | 744 | 5532 | 5906 | 786.8025 | 892.7141 | 983.6735 | 450.6734
| 2653 | 786.1369 | 753.3042 | 868.6687 | 753.3042 | 753.3042 | 868.6687 | 753.3042 | 753.3042 | 868.6687 | 753.3042 | 940.1361 | 564.6727 | 753.3042 | 868.6687 | 753.3042 | 2653 | 753.3042 | 868.6687 | 940.1361 | 564.6727 | 3889 | 4360 | 8691 | 1150 | 8528 | 3405 | 5517 | 4456 | 786.7545 | 892.7018 | 983.6735 | 450.6734
| 2654 | 772.6819 | 748.402 | 866.9489 | 748.402 | 748.402 | 866.9489 | 748.402 | 748.402 | 866.9489 | 748.402 | 946.9388 | 415.5966 | 748.402 | 866.9489 | 748.402 | 2654 | 748.402 | 866.9489 | 946.9388 | 415.5966 | 4064 | 4477 | 8588 | 3229 | 4195 | 7997 | 5516 | 4318 | 786.7545 | 892.7004 | 983.6735 | 450.6734
| 2655 | 791.6688 | 791.4164 | 867.0845 | 791.4164 | 791.4164 | 867.0845 | 791.4164 | 791.4164 | 867.0845 | 791.4164 | 979.5918 | 304.1027 | 791.4164 | 867.0845 | 791.4164 | 2655 | 791.4164 | 867.0845 | 979.5918 | 304.1027 | 2499 | 4469 | 4158 | 5503 | 1118 | 3532 | 5462 | 1477 | 786.7545 | 892.6993 | 983.6735 | 450.6733
| 2656 | 831.4361 | 828.4712 | 885.528 | 828.4712 | 828.4712 | 885.528 | 828.4712 | 828.4712 | 885.528 | 828.4712 | 970.068 | 500.1566 | 828.4712 | 885.528 | 828.4712 | 2656 | 828.4712 | 885.528 | 970.068 | 500.1566 | 1441 | 3207 | 7178 | 1887 | 2523 | 3709 | 5441 | 1049 | 786.6583 | 892.6644 | 983.6735 | 450.6733
| 2657 | 803.3451 | 763.9737 | 885.9281 | 763.9737 | 763.9737 | 885.9281 | 763.9737 | 763.9737 | 885.9281 | 763.9737 | 972.7891 | 618.5406 | 763.9737 | 885.9281 | 763.9737 | 2657 | 763.9737 | 885.9281 | 972.7891 | 618.5406 | 3495 | 3169 | 6395 | 699 | 7840 | 2359 | 5430 | 5646 | 786.6103 | 892.6591 | 983.6735 | 450.3602
| 2658 | 801.371 | 791.3202 | 863.9871 | 791.3202 | 791.3202 | 863.9871 | 791.3202 | 791.3202 | 863.9871 | 791.3202 | 986.3946 | 446.2888 | 791.3202 | 863.9871 | 791.3202 | 2658 | 791.3202 | 863.9871 | 986.3946 | 446.2888 | 2504 | 4708 | 1972 | 2732 | 3260 | 5188 | 5423 | 4426 | 786.6103 | 892.6193 | 983.6735 | 450.3602
| 2659 | 877.7261 | 924.5446 | 867.3752 | 924.5446 | 924.5446 | 867.3752 | 924.5446 | 924.5446 | 867.3752 | 924.5446 | 970.068 | 452.2393 | 924.5446 | 867.3752 | 924.5446 | 2659 | 924.5446 | 867.3752 | 970.068 | 452.2393 | 278 | 4449 | 7177 | 2623 | 1504 | 7148 | 5422 | 3855 | 786.6103 | 892.6054 | 983.6735 | 450.3602
| 2660 | 899.2297 | 967.3668 | 872.853 | 967.3668 | 967.3668 | 872.853 | 967.3668 | 967.3668 | 872.853 | 967.3668 | 983.6735 | 375.1957 | 967.3668 | 872.853 | 967.3668 | 2660 | 967.3668 | 872.853 | 983.6735 | 375.1957 | 38 | 4090 | 2875 | 3966 | 7033 | 8047 | 5394 | 4623 | 786.5622 | 892.5826 | 983.6735 | 450.2036
| 2661 | 898.4903 | 974.6239 | 877.8304 | 974.6239 | 974.6239 | 877.8304 | 974.6239 | 974.6239 | 877.8304 | 974.6239 | 983.6735 | 286.8775 | 974.6239 | 877.8304 | 974.6239 | 2661 | 974.6239 | 877.8304 | 983.6735 | 286.8775 | 22 | 3765 | 2874 | 6092 | 93 | 511 | 5390 | 7071 | 786.5622 | 892.5826 | 983.6735 | 450.047
| 2662 | 889.2253 | 953.7656 | 878.588 | 953.7656 | 953.7656 | 878.588 | 953.7656 | 953.7656 | 878.588 | 953.7656 | 979.5918 | 325.0861 | 953.7656 | 878.588 | 953.7656 | 2662 | 953.7656 | 878.588 | 979.5918 | 325.0861 | 84 | 3702 | 4157 | 4948 | 7851 | 1128 | 5389 | 3965 | 786.418 | 892.5609 | 983.6735 | 450.047
| 2663 | 866.2429 | 907.3389 | 878.206 | 907.3389 | 907.3389 | 878.206 | 907.3389 | 907.3389 | 878.206 | 907.3389 | 993.1973 | 362.6683 | 907.3389 | 878.206 | 907.3389 | 2663 | 907.3389 | 878.206 | 993.1973 | 362.6683 | 414 | 3736 | 680 | 4223 | 2162 | 3700 | 5384 | 6313 | 786.418 | 892.5579 | 983.6735 | 449.7338
| 2664 | 841.9683 | 879.0792 | 886.4659 | 879.0792 | 879.0792 | 886.4659 | 879.0792 | 879.0792 | 886.4659 | 879.0792 | 982.3129 | 226.746 | 879.0792 | 886.4659 | 879.0792 | 2664 | 879.0792 | 886.4659 | 982.3129 | 226.746 | 695 | 3118 | 3442 | 8141 | 1386 | 4643 | 5368 | 3726 | 786.418 | 892.5516 | 983.6735 | 449.7338
| 2665 | 816.4107 | 836.5935 | 838.9153 | 836.5935 | 836.5935 | 838.9153 | 836.5935 | 836.5935 | 838.9153 | 836.5935 | 994.5578 | 386.7836 | 836.5935 | 838.9153 | 836.5935 | 2665 | 836.5935 | 838.9153 | 994.5578 | 386.7836 | 1277 | 6261 | 525 | 3727 | 8459 | 4227 | 5364 | 8740 | 786.37 | 892.5339 | 983.6735 | 449.4206
| 2666 | 814.2142 | 839.5252 | 857.938 | 839.5252 | 839.5252 | 857.938 | 839.5252 | 839.5252 | 857.938 | 839.5252 | 990.4762 | 260.57 | 839.5252 | 857.938 | 839.5252 | 2666 | 839.5252 | 857.938 | 990.4762 | 260.57 | 1232 | 5135 | 1062 | 7077 | 3653 | 6910 | 5349 | 8004 | 786.37 | 892.5304 | 983.6735 | 449.4206
| 2667 | 798.122 | 810.2562 | 861.3891 | 810.2562 | 810.2562 | 861.3891 | 810.2562 | 810.2562 | 861.3891 | 810.2562 | 975.5102 | 270.5919 | 810.2562 | 861.3891 | 810.2562 | 2667 | 810.2562 | 861.3891 | 975.5102 | 270.5919 | 1898 | 4898 | 5557 | 6745 | 7789 | 8746 | 5348 | 5622 | 786.2739 | 892.5212 | 983.6735 | 449.4206
| 2668 | 785.9708 | 793.7713 | 857.8558 | 793.7713 | 793.7713 | 857.8558 | 793.7713 | 793.7713 | 857.8558 | 793.7713 | 979.5918 | 242.4053 | 793.7713 | 857.8558 | 793.7713 | 2668 | 793.7713 | 857.8558 | 979.5918 | 242.4053 | 2413 | 5143 | 4156 | 7724 | 2141 | 8084 | 5294 | 5447 | 786.2739 | 892.5212 | 983.6735 | 449.4206
| 2669 | 799.9237 | 807.8531 | 881.3165 | 807.8531 | 807.8531 | 881.3165 | 807.8531 | 807.8531 | 881.3165 | 807.8531 | 985.034 | 225.8065 | 807.8531 | 881.3165 | 807.8531 | 2669 | 807.8531 | 881.3165 | 985.034 | 225.8065 | 1964 | 3519 | 2302 | 8164 | 1993 | 548 | 5273 | 5299 | 786.2739 | 892.5212 | 983.6735 | 449.4206
| 2670 | 765.2896 | 748.9306 | 877.6932 | 748.9306 | 748.9306 | 877.6932 | 748.9306 | 748.9306 | 877.6932 | 748.9306 | 965.9864 | 245.8503 | 748.9306 | 877.6932 | 748.9306 | 2670 | 748.9307 | 877.6932 | 965.9864 | 245.8503 | 4046 | 3775 | 7917 | 7600 | 6595 | 3432 | 5262 | 5206 | 786.1777 | 892.5061 | 983.6735 | 449.4206
| 2671 | 754.6928 | 726.9669 | 886.6381 | 726.9669 | 726.9669 | 886.6381 | 726.9669 | 726.9669 | 886.6381 | 726.9669 | 978.2313 | 225.1801 | 726.9669 | 886.6381 | 726.9669 | 2671 | 726.9669 | 886.6381 | 978.2313 | 225.1801 | 4931 | 3100 | 4659 | 8177 | 3261 | 6935 | 5255 | 4831 | 786.1777 | 892.5003 | 983.6735 | 449.4206
| 2672 | 700.2688 | 708.3674 | 726.4093 | 708.3674 | 708.3674 | 726.4093 | 708.3674 | 708.3674 | 726.4093 | 708.3674 | 980.9524 | 250.2349 | 708.3674 | 726.4093 | 708.3674 | 2672 | 708.3674 | 726.4093 | 980.9524 | 250.2349 | 5715 | 7724 | 3887 | 7460 | 6287 | 1224 | 5254 | 4679 | 786.1297 | 892.4967 | 983.6735 | 449.4206
| 2673 | 733.7264 | 756.8126 | 734.614 | 756.8126 | 756.8126 | 734.614 | 756.8126 | 756.8126 | 734.614 | 756.8126 | 982.3129 | 296.8995 | 756.8126 | 734.614 | 756.8126 | 2673 | 756.8126 | 734.614 | 982.3129 | 296.8995 | 3752 | 7641 | 3441 | 5739 | 8487 | 1725 | 5226 | 3249 | 786.0816 | 892.4912 | 983.6735 | 449.4206
| 2674 | 684.4226 | 659.4896 | 755.6816 | 659.4896 | 659.4896 | 755.6816 | 659.4896 | 659.4896 | 755.6816 | 659.4896 | 978.2313 | 305.0423 | 659.4896 | 755.6816 | 659.4896 | 2674 | 659.4896 | 755.6817 | 978.2313 | 305.0423 | 7596 | 7406 | 4658 | 5474 | 7690 | 2961 | 5222 | 2258 | 786.0816 | 892.4882 | 983.6735 | 449.4206
| 2675 | 694.8381 | 683.8083 | 740.9954 | 683.8083 | 683.8083 | 740.9954 | 683.8083 | 683.8083 | 740.9954 | 683.8083 | 974.1497 | 319.1356 | 683.8083 | 740.9954 | 683.8083 | 2675 | 683.8083 | 740.9954 | 974.1497 | 319.1356 | 6789 | 7583 | 5977 | 5084 | 1812 | 8098 | 5221 | 8760 | 786.0335 | 892.4609 | 983.6735 | 449.1074
| 2676 | 692.6221 | 684.8176 | 728.6833 | 684.8176 | 684.8176 | 728.6833 | 684.8176 | 684.8176 | 728.6833 | 684.8176 | 983.6735 | 319.762 | 684.8176 | 728.6833 | 684.8176 | 2676 | 684.8176 | 728.6833 | 983.6735 | 319.762 | 6745 | 7699 | 2873 | 5070 | 1609 | 562 | 5216 | 8736 | 785.9374 | 892.4609 | 983.6735 | 449.1074
| 2677 | 753.8454 | 703.6574 | 910.7247 | 703.6574 | 703.6574 | 910.7247 | 703.6574 | 703.6574 | 910.7247 | 703.6574 | 965.9864 | 315.6906 | 703.6574 | 910.7247 | 703.6574 | 2677 | 703.6574 | 910.7247 | 965.9864 | 315.6906 | 5925 | 1439 | 7916 | 5157 | 7562 | 5207 | 5200 | 6613 | 785.8413 | 892.4582 | 983.6735 | 449.1074
| 2678 | 751.6771 | 720.0461 | 851.3685 | 720.0461 | 720.0461 | 851.3685 | 720.0461 | 720.0461 | 851.3685 | 720.0461 | 991.8367 | 365.8002 | 720.0461 | 851.3685 | 720.0461 | 2678 | 720.0461 | 851.3685 | 991.8367 | 365.8002 | 5229 | 5539 | 911 | 4163 | 1126 | 7351 | 5196 | 6157 | 785.8413 | 892.4514 | 983.6735 | 449.1074
| 2679 | 780.365 | 775.7966 | 860.75 | 775.7966 | 775.7966 | 860.75 | 775.7966 | 775.7966 | 860.75 | 775.7966 | 970.068 | 305.6687 | 775.7966 | 860.75 | 775.7966 | 2679 | 775.7966 | 860.75 | 970.068 | 305.6687 | 3045 | 4933 | 7176 | 5454 | 2946 | 295 | 5181 | 5456 | 785.7932 | 892.4514 | 983.6735 | 449.1074
| 2680 | 709.023 | 620.4162 | 880.439 | 620.4162 | 620.4162 | 880.439 | 620.4162 | 620.4162 | 880.439 | 620.4162 | 983.6735 | 457.5634 | 620.4162 | 880.439 | 620.4162 | 2680 | 620.4162 | 880.439 | 983.6735 | 457.5634 | 8404 | 3577 | 2872 | 2530 | 2458 | 1082 | 5180 | 7008 | 785.7932 | 892.4397 | 983.6735 | 448.7942
| 2681 | 793.691 | 803.5757 | 828.6715 | 803.5757 | 803.5757 | 828.6715 | 803.5757 | 803.5757 | 828.6715 | 803.5757 | 989.1156 | 379.2671 | 803.5757 | 828.6715 | 803.5757 | 2681 | 803.5757 | 828.6715 | 989.1156 | 379.2671 | 2108 | 6659 | 1276 | 3869 | 7176 | 7989 | 5126 | 6666 | 785.7452 | 892.4309 | 983.6735 | 448.7942
| 2682 | 769.8335 | 734.3202 | 849.2873 | 734.3202 | 734.3202 | 849.2873 | 734.3202 | 734.3202 | 849.2873 | 734.3202 | 982.3129 | 523.6455 | 734.3202 | 849.2873 | 734.3202 | 2682 | 734.3202 | 849.2873 | 982.3129 | 523.6455 | 4631 | 5697 | 3440 | 1601 | 3697 | 2740 | 5105 | 6610 | 785.7452 | 892.4277 | 983.6735 | 448.7942
| 2683 | 844.7839 | 888.5471 | 858.1237 | 888.5471 | 888.5471 | 858.1237 | 888.5471 | 888.5471 | 858.1237 | 888.5471 | 982.3129 | 303.7895 | 888.5471 | 858.1237 | 888.5471 | 2683 | 888.5471 | 858.1237 | 982.3129 | 303.7895 | 588 | 5116 | 3439 | 5514 | 2460 | 7238 | 5094 | 3953 | 785.601 | 892.3962 | 983.6735 | 448.7942
| 2684 | 839.1714 | 887.3456 | 854.2006 | 887.3456 | 887.3456 | 854.2006 | 887.3456 | 887.3456 | 854.2006 | 887.3456 | 991.8367 | 240.9959 | 887.3456 | 854.2006 | 887.3456 | 2684 | 887.3456 | 854.2006 | 991.8367 | 240.9959 | 607 | 5366 | 910 | 7767 | 7120 | 6883 | 5087 | 2529 | 785.5529 | 892.372 | 983.6735 | 448.7942
| 2685 | 844.7371 | 906.9063 | 825.2791 | 906.9063 | 906.9063 | 825.2791 | 906.9063 | 906.9063 | 825.2791 | 906.9063 | 974.1497 | 295.8033 | 906.9063 | 825.2791 | 906.9063 | 2685 | 906.9063 | 825.2791 | 974.1497 | 295.8033 | 417 | 6743 | 5976 | 5768 | 7546 | 5080 | 5086 | 970 | 785.5049 | 892.3638 | 983.6735 | 448.7942
| 2686 | 842.4783 | 886.1441 | 867.9947 | 886.1441 | 886.1441 | 867.9947 | 886.1441 | 886.1441 | 867.9947 | 886.1441 | 971.4286 | 262.1359 | 886.1441 | 867.9947 | 886.1441 | 2686 | 886.1441 | 867.9947 | 971.4286 | 262.1359 | 621 | 4409 | 6776 | 7017 | 7202 | 6887 | 5058 | 4847 | 785.5049 | 892.356 | 983.6735 | 448.4811
| 2687 | 818.6838 | 845.0041 | 858.2146 | 845.0041 | 845.0041 | 858.2146 | 845.0041 | 845.0041 | 858.2146 | 845.0041 | 987.7551 | 280.927 | 845.0041 | 858.2146 | 845.0041 | 2687 | 845.0041 | 858.2147 | 987.7551 | 280.927 | 1140 | 5110 | 1609 | 6341 | 7209 | 6903 | 5054 | 4225 | 785.4568 | 892.3174 | 983.6735 | 448.4811
| 2688 | 814.0258 | 843.0336 | 861.0546 | 843.0336 | 843.0336 | 861.0546 | 843.0336 | 843.0336 | 861.0546 | 843.0336 | 978.2313 | 229.643 | 843.0336 | 861.0546 | 843.0336 | 2688 | 843.0336 | 861.0546 | 978.2313 | 229.643 | 1174 | 4913 | 4657 | 8071 | 8019 | 1809 | 5053 | 4026 | 785.4088 | 892.3159 | 983.6735 | 448.4811
| 2689 | 802.464 | 811.6499 | 861.7456 | 811.6499 | 811.6499 | 861.7456 | 811.6499 | 811.6499 | 861.7456 | 811.6499 | 989.1156 | 305.1989 | 811.6499 | 861.7456 | 811.6499 | 2689 | 811.6499 | 861.7456 | 989.1156 | 305.1989 | 1862 | 4873 | 1275 | 5466 | 483 | 2843 | 5048 | 3172 | 785.4088 | 892.3121 | 983.6735 | 448.4811
| 2690 | 773.953 | 772.961 | 857.0792 | 772.961 | 772.961 | 857.0792 | 772.961 | 772.961 | 857.0792 | 772.961 | 972.7891 | 250.5481 | 772.961 | 857.0792 | 772.961 | 2690 | 772.961 | 857.0792 | 972.7891 | 250.5481 | 3140 | 5185 | 6394 | 7445 | 2042 | 2004 | 5032 | 3421 | 785.3607 | 892.3076 | 983.6735 | 448.3245
| 2691 | 772.842 | 771.327 | 853.7742 | 771.327 | 771.327 | 853.7742 | 771.327 | 771.327 | 853.7742 | 771.327 | 987.7551 | 246.3201 | 771.327 | 853.7742 | 771.327 | 2691 | 771.327 | 853.7742 | 987.7551 | 246.3201 | 3215 | 5391 | 1608 | 7585 | 1113 | 6784 | 5028 | 6675 | 785.3607 | 892.2934 | 983.6735 | 448.1679
| 2692 | 774.6169 | 767.1937 | 872.0086 | 767.1937 | 767.1937 | 872.0086 | 767.1937 | 767.1937 | 872.0086 | 767.1937 | 991.8367 | 227.2158 | 767.1937 | 872.0086 | 767.1937 | 2692 | 767.1937 | 872.0086 | 991.8367 | 227.2158 | 3388 | 4147 | 909 | 8129 | 2140 | 1684 | 5013 | 6209 | 785.3126 | 892.2896 | 983.6735 | 448.1679
| 2693 | 777.566 | 773.9703 | 874.7526 | 773.9703 | 773.9703 | 874.7526 | 773.9703 | 773.9703 | 874.7526 | 773.9703 | 972.7891 | 222.3614 | 773.9703 | 874.7526 | 773.9703 | 2693 | 773.9703 | 874.7526 | 972.7891 | 222.3614 | 3098 | 3984 | 6393 | 8233 | 7685 | 1440 | 5012 | 5038 | 785.2646 | 892.2896 | 983.6735 | 448.1679
| 2694 | 748.1098 | 722.2569 | 869.6728 | 722.2569 | 722.2569 | 869.6728 | 722.2569 | 722.2569 | 869.6728 | 722.2569 | 985.034 | 231.757 | 722.2569 | 869.6728 | 722.2569 | 2694 | 722.2569 | 869.6728 | 985.034 | 231.757 | 5133 | 4285 | 2301 | 8022 | 3262 | 4950 | 4958 | 3991 | 785.2646 | 892.2847 | 983.6735 | 448.1679
| 2695 | 728.4084 | 700.918 | 852.236 | 700.918 | 700.918 | 852.236 | 700.918 | 700.918 | 852.236 | 700.918 | 975.5102 | 205.9192 | 700.918 | 852.236 | 700.918 | 2695 | 700.918 | 852.236 | 975.5102 | 205.9192 | 6053 | 5476 | 5556 | 8485 | 7493 | 3696 | 4937 | 2365 | 785.2165 | 892.2742 | 983.6735 | 448.1679
| 2696 | 726.6812 | 698.9955 | 844.863 | 698.9955 | 698.9955 | 844.863 | 698.9955 | 698.9955 | 844.863 | 698.9955 | 983.6735 | 218.4466 | 698.9955 | 844.863 | 698.9955 | 2696 | 698.9955 | 844.863 | 983.6735 | 218.4466 | 6131 | 5962 | 2871 | 8310 | 437 | 6943 | 4926 | 5369 | 785.2165 | 892.2677 | 983.6735 | 447.8547
| 2697 | 742.394 | 725.0445 | 843.0136 | 725.0445 | 725.0445 | 843.0136 | 725.0445 | 725.0445 | 843.0136 | 725.0445 | 978.2313 | 242.875 | 725.0445 | 843.0136 | 725.0445 | 2697 | 725.0445 | 843.0136 | 978.2313 | 242.875 | 5011 | 6059 | 4656 | 7713 | 8728 | 465 | 4919 | 5023 | 785.1685 | 892.2261 | 983.6735 | 447.8547
| 2698 | 739.315 | 713.2696 | 854.1427 | 713.2696 | 713.2696 | 854.1427 | 713.2696 | 713.2696 | 854.1427 | 713.2696 | 978.2313 | 249.4519 | 713.2696 | 854.1427 | 713.2696 | 2698 | 713.2696 | 854.1427 | 978.2313 | 249.4519 | 5495 | 5373 | 4655 | 7485 | 2545 | 3295 | 4918 | 1286 | 785.1685 | 892.2169 | 983.6735 | 447.8547
| 2699 | 632.1879 | 742.4424 | 421.2068 | 742.4424 | 742.4424 | 421.2068 | 742.4424 | 742.4424 | 421.2068 | 742.4424 | 974.1497 | 252.114 | 742.4424 | 421.2068 | 742.4424 | 2699 | 742.4424 | 421.2068 | 974.1497 | 252.114 | 4302 | 8702 | 5975 | 7385 | 1419 | 7747 | 4890 | 8684 | 785.1204 | 892.2039 | 983.6735 | 447.5415
| 2700 | 633.178 | 741.1448 | 426.1175 | 741.1448 | 741.1448 | 426.1175 | 741.1448 | 741.1448 | 426.1175 | 741.1448 | 976.8707 | 253.9931 | 741.1448 | 426.1175 | 741.1448 | 2700 | 741.1448 | 426.1175 | 976.8708 | 253.9931 | 4347 | 8695 | 5138 | 7314 | 7659 | 3075 | 4886 | 3850 | 784.9282 | 892.1361 | 983.6735 | 447.5415
| 2701 | 739.5165 | 707.31 | 862.3137 | 707.31 | 707.31 | 862.3137 | 707.31 | 707.31 | 862.3137 | 707.31 | 983.6735 | 261.8227 | 707.31 | 862.3137 | 707.31 | 2701 | 707.31 | 862.3137 | 983.6735 | 261.8227 | 5760 | 4826 | 2870 | 7027 | 6335 | 2958 | 4885 | 2769 | 784.832 | 892.1352 | 983.6735 | 447.5415
| 2702 | 748.3514 | 718.316 | 866.2913 | 718.316 | 718.316 | 866.2913 | 718.316 | 718.316 | 866.2913 | 718.316 | 983.6735 | 281.5534 | 718.316 | 866.2913 | 718.316 | 2702 | 718.316 | 866.2913 | 983.6735 | 281.5534 | 5305 | 4527 | 2869 | 6308 | 1262 | 1325 | 4880 | 2129 | 784.832 | 892.123 | 983.6735 | 447.5415
| 2703 | 635.4516 | 746.5276 | 425.6365 | 746.5276 | 746.5276 | 425.6365 | 746.5276 | 746.5276 | 425.6365 | 746.5276 | 970.068 | 251.4876 | 746.5276 | 425.6365 | 746.5276 | 2703 | 746.5276 | 425.6365 | 970.068 | 251.4876 | 4127 | 8696 | 7175 | 7412 | 8181 | 3534 | 4864 | 1788 | 784.6879 | 892.1016 | 983.6735 | 447.5415
| 2704 | 609.9948 | 690.2485 | 428.2519 | 690.2485 | 690.2485 | 428.2519 | 690.2485 | 690.2485 | 428.2519 | 690.2485 | 976.8707 | 328.0614 | 690.2485 | 428.2519 | 690.2485 | 2704 | 690.2485 | 428.2519 | 976.8708 | 328.0614 | 6488 | 8694 | 5137 | 4880 | 8041 | 7956 | 4860 | 6702 | 784.6879 | 892.0844 | 983.6735 | 447.3849
| 2705 | 772.621 | 741.0487 | 905.6816 | 741.0487 | 741.0487 | 905.6816 | 741.0487 | 741.0487 | 905.6816 | 741.0487 | 978.2313 | 287.3473 | 741.0487 | 905.6816 | 741.0487 | 2705 | 741.0487 | 905.6816 | 978.2313 | 287.3473 | 4349 | 1759 | 4654 | 6068 | 7961 | 2087 | 4845 | 3532 | 784.6879 | 892.0713 | 983.6735 | 447.3588
| 2706 | 771.6708 | 749.8919 | 865.0657 | 749.8919 | 749.8919 | 865.0657 | 749.8919 | 749.8919 | 865.0657 | 749.8919 | 983.6735 | 360.3194 | 749.8919 | 865.0657 | 749.8919 | 2706 | 749.8919 | 865.0657 | 983.6735 | 360.3195 | 4014 | 4628 | 2868 | 4260 | 7717 | 4834 | 4844 | 8516 | 784.6879 | 892.0657 | 983.6735 | 447.2283
| 2707 | 811.9788 | 841.3995 | 866.2786 | 841.3995 | 841.3995 | 866.2786 | 841.3995 | 841.3995 | 866.2786 | 841.3995 | 927.8912 | 243.5014 | 841.3995 | 866.2786 | 841.3995 | 2707 | 841.3995 | 866.2786 | 927.8912 | 243.5014 | 1202 | 4529 | 8744 | 7686 | 645 | 4388 | 4790 | 7221 | 784.6878 | 892.0657 | 983.6735 | 447.2283
| 2708 | 818.7806 | 843.2258 | 882.5115 | 843.2258 | 843.2258 | 882.5115 | 843.2258 | 843.2258 | 882.5115 | 843.2258 | 968.7075 | 218.3683 | 843.2258 | 882.5115 | 843.2258 | 2708 | 843.2258 | 882.5115 | 968.7075 | 218.3683 | 1166 | 3431 | 7412 | 8311 | 505 | 1164 | 4769 | 5905 | 784.6878 | 892.0607 | 983.6735 | 447.2283
| 2709 | 793.5513 | 806.6516 | 861.8427 | 806.6516 | 806.6516 | 861.8427 | 806.6516 | 806.6516 | 861.8427 | 806.6516 | 960.5442 | 248.5907 | 806.6516 | 861.8427 | 806.6516 | 2709 | 806.6516 | 861.8427 | 960.5442 | 248.5907 | 2012 | 4870 | 8260 | 7519 | 8737 | 4848 | 4758 | 4989 | 784.6398 | 892.0478 | 983.6735 | 447.2283
| 2710 | 780.9227 | 827.9906 | 777.9247 | 827.9906 | 827.9906 | 777.9247 | 827.9906 | 827.9906 | 777.9247 | 827.9906 | 974.1497 | 223.1444 | 827.9906 | 777.9247 | 827.9906 | 2710 | 827.9906 | 777.9247 | 974.1497 | 223.1444 | 1451 | 7185 | 5974 | 8221 | 7103 | 76 | 4751 | 4184 | 784.6398 | 892.0304 | 983.6735 | 447.2283
| 2711 | 801.8698 | 818.5226 | 866.0476 | 818.5226 | 818.5226 | 866.0476 | 818.5226 | 818.5226 | 866.0476 | 818.5226 | 980.9524 | 232.8531 | 818.5226 | 866.0476 | 818.5226 | 2711 | 818.5226 | 866.0476 | 980.9524 | 232.8531 | 1682 | 4549 | 3886 | 7992 | 2245 | 1218 | 4750 | 3912 | 784.6398 | 892.0034 | 983.6735 | 447.2283
| 2712 | 801.5428 | 819.0993 | 865.6903 | 819.0993 | 819.0993 | 865.6903 | 819.0993 | 819.0993 | 865.6903 | 819.0993 | 971.4286 | 234.6148 | 819.0993 | 865.6903 | 819.0993 | 2712 | 819.0993 | 865.6903 | 971.4286 | 234.6148 | 1654 | 4577 | 6775 | 7942 | 8202 | 69 | 4722 | 8710 | 784.4956 | 891.956 | 983.6735 | 446.9151
| 2713 | 794.4799 | 811.5057 | 859.5876 | 811.5057 | 811.5057 | 859.5876 | 811.5057 | 811.5057 | 859.5876 | 811.5057 | 968.7075 | 223.6142 | 811.5057 | 859.5876 | 811.5057 | 2713 | 811.5057 | 859.5876 | 968.7075 | 223.6142 | 1863 | 5018 | 7411 | 8216 | 6330 | 4820 | 4718 | 8520 | 784.4956 | 891.9544 | 983.6735 | 446.9151
| 2714 | 793.335 | 798.7696 | 877.1649 | 798.7696 | 798.7696 | 877.1649 | 798.7696 | 798.7696 | 877.1649 | 798.7696 | 967.3469 | 240.5262 | 798.7696 | 877.1649 | 798.7696 | 2714 | 798.7696 | 877.1649 | 967.3469 | 240.5262 | 2249 | 3823 | 7675 | 7780 | 2041 | 8097 | 4717 | 7641 | 784.4956 | 891.9184 | 983.6735 | 446.9151
| 2715 | 777.2987 | 775.2199 | 873.097 | 775.2199 | 775.2199 | 873.097 | 775.2199 | 775.2199 | 873.097 | 775.2199 | 965.9864 | 222.0482 | 775.2199 | 873.097 | 775.2199 | 2715 | 775.2199 | 873.097 | 965.9864 | 222.0482 | 3060 | 4076 | 7915 | 8240 | 666 | 561 | 4712 | 7431 | 784.4956 | 891.9184 | 983.6735 | 446.9151
| 2716 | 767.9374 | 760.7536 | 872.4509 | 760.7536 | 760.7536 | 872.4509 | 760.7536 | 760.7536 | 872.4509 | 760.7536 | 963.2653 | 212.0263 | 760.7536 | 872.4509 | 760.7536 | 2716 | 760.7536 | 872.4509 | 963.2653 | 212.0263 | 3604 | 4112 | 8139 | 8395 | 3350 | 7365 | 4696 | 7212 | 784.4475 | 891.9131 | 983.6735 | 446.9151
| 2717 | 765.0966 | 753.0158 | 876.261 | 753.0158 | 753.0158 | 876.261 | 753.0158 | 753.0158 | 876.261 | 753.0158 | 963.2653 | 218.9164 | 753.0158 | 876.261 | 753.0158 | 2717 | 753.0158 | 876.261 | 963.2653 | 218.9164 | 3902 | 3867 | 8138 | 8300 | 2097 | 309 | 4692 | 5702 | 784.4475 | 891.9131 | 983.6735 | 446.9151
| 2718 | 749.814 | 732.2536 | 863.9294 | 732.2536 | 732.2536 | 863.9294 | 732.2536 | 732.2536 | 863.9294 | 732.2536 | 965.9864 | 217.6636 | 732.2536 | 863.9294 | 732.2536 | 2718 | 732.2536 | 863.9294 | 965.9864 | 217.6636 | 4730 | 4709 | 7914 | 8323 | 7047 | 204 | 4677 | 4629 | 784.3995 | 891.9107 | 983.6735 | 446.9151
| 2719 | 754.2589 | 734.2241 | 885.3378 | 734.2241 | 734.2241 | 885.3378 | 734.2241 | 734.2241 | 885.3378 | 734.2241 | 957.8231 | 186.6583 | 734.2241 | 885.3378 | 734.2241 | 2719 | 734.2241 | 885.3378 | 957.8231 | 186.6583 | 4637 | 3229 | 8380 | 8647 | 4198 | 7267 | 4676 | 4217 | 784.3995 | 891.9043 | 983.6735 | 446.9151
| 2720 | 737.947 | 712.4525 | 874.8502 | 712.4525 | 712.4525 | 874.8502 | 712.4525 | 712.4525 | 874.8502 | 712.4525 | 945.5782 | 186.6583 | 712.4525 | 874.8502 | 712.4525 | 2720 | 712.4525 | 874.8502 | 945.5782 | 186.6583 | 5529 | 3978 | 8639 | 8646 | 2064 | 1024 | 4622 | 3980 | 784.3995 | 891.8393 | 983.6735 | 446.9151
| 2721 | 728.0704 | 695.0065 | 869.184 | 695.0065 | 695.0065 | 869.184 | 695.0065 | 695.0065 | 869.184 | 695.0065 | 967.3469 | 188.8506 | 695.0065 | 869.184 | 695.0065 | 2721 | 695.0065 | 869.184 | 967.3469 | 188.8506 | 6289 | 4318 | 7674 | 8633 | 2242 | 7801 | 4601 | 375 | 784.3514 | 891.7793 | 983.6735 | 446.9151
| 2722 | 741.2425 | 716.5377 | 871.6514 | 716.5377 | 716.5377 | 871.6514 | 716.5377 | 716.5377 | 871.6514 | 716.5377 | 964.6259 | 193.8616 | 716.5377 | 871.6514 | 716.5377 | 2722 | 716.5377 | 871.6514 | 964.6259 | 193.8616 | 5369 | 4169 | 8015 | 8600 | 1813 | 7341 | 4590 | 3738 | 784.3514 | 891.7793 | 983.6735 | 446.8956
| 2723 | 707.4975 | 655.4044 | 877.3226 | 655.4044 | 655.4044 | 877.3226 | 655.4044 | 655.4044 | 877.3226 | 655.4044 | 967.3469 | 185.0924 | 655.4044 | 877.3226 | 655.4044 | 2723 | 655.4044 | 877.3226 | 967.3469 | 185.0924 | 7711 | 3804 | 7673 | 8659 | 7286 | 285 | 4583 | 6873 | 784.3034 | 891.7793 | 983.6735 | 446.7585
| 2724 | 714.7463 | 659.2012 | 891.5958 | 659.2012 | 659.2012 | 891.5958 | 659.2012 | 659.2012 | 891.5958 | 659.2012 | 978.2313 | 188.2242 | 659.2012 | 891.5958 | 659.2012 | 2724 | 659.2012 | 891.5958 | 978.2313 | 188.2242 | 7606 | 2734 | 4653 | 8635 | 4535 | 3919 | 4582 | 6289 | 784.3034 | 891.7733 | 983.6735 | 446.6541
| 2725 | 712.0439 | 662.4213 | 872.8054 | 662.4213 | 662.4213 | 872.8054 | 662.4213 | 662.4213 | 872.8054 | 662.4213 | 970.068 | 207.9549 | 662.4213 | 872.8054 | 662.4213 | 2725 | 662.4213 | 872.8054 | 970.068 | 207.9549 | 7516 | 4093 | 7174 | 8459 | 3769 | 6905 | 4554 | 8562 | 784.2553 | 891.7545 | 983.6735 | 446.602
| 2726 | 712.1948 | 664.0554 | 871.7069 | 664.0554 | 664.0554 | 871.7069 | 664.0554 | 664.0554 | 871.7069 | 664.0554 | 974.1497 | 197.3066 | 664.0554 | 871.7069 | 664.0554 | 2726 | 664.0554 | 871.7069 | 974.1497 | 197.3066 | 7471 | 4164 | 5973 | 8571 | 3611 | 2424 | 4550 | 7170 | 784.2553 | 891.7535 | 983.6735 | 446.6019
| 2727 | 732.0957 | 688.3741 | 897.0419 | 688.3741 | 688.3741 | 881.1261 | 688.3741 | 688.3741 | 897.0419 | 688.3741 | 972.7891 | 197.3066 | 688.3741 | 897.0419 | 688.3741 | 2727 | 688.3741 | 897.0419 | 972.7891 | 197.3066 | 6585 | 2316 | 6392 | 8570 | 952 | 3770 | 4549 | 4116 | 784.2553 | 891.7447 | 983.6735 | 446.6019
| 2728 | 757.1145 | 733.5993 | 890.5454 | 733.5993 | 733.5993 | 890.5454 | 733.5993 | 733.5993 | 890.5454 | 733.5993 | 970.068 | 198.5593 | 733.5993 | 890.5454 | 733.5993 | 2728 | 733.5993 | 890.5454 | 970.068 | 198.5594 | 4662 | 2809 | 7173 | 8559 | 5639 | 6792 | 4544 | 3498 | 784.2072 | 891.7409 | 983.6735 | 446.4454
| 2729 | 767.7594 | 741.9138 | 910.2558 | 741.9138 | 741.9138 | 910.2558 | 741.9138 | 741.9138 | 910.2558 | 741.9138 | 976.8707 | 195.4275 | 741.9138 | 910.2558 | 741.9138 | 2729 | 741.9138 | 910.2558 | 976.8708 | 195.4275 | 4322 | 1472 | 5136 | 8591 | 3082 | 7580 | 4528 | 6690 | 784.0631 | 891.7316 | 983.6735 | 446.2888
| 2730 | 761.7843 | 744.3168 | 884.1452 | 744.3168 | 744.3168 | 884.1452 | 744.3168 | 744.3168 | 884.1452 | 744.3168 | 976.8707 | 196.9934 | 744.3168 | 884.1452 | 744.3168 | 2730 | 744.3168 | 884.1452 | 976.8708 | 196.9934 | 4217 | 3312 | 5135 | 8576 | 2905 | 7603 | 4524 | 3945 | 784.0631 | 891.7156 | 983.6735 | 446.2888
| 2731 | 805.5518 | 813.8127 | 906.8869 | 813.8127 | 813.8127 | 906.8869 | 813.8127 | 813.8127 | 906.8869 | 813.8127 | 956.4626 | 183.2133 | 813.8127 | 906.8869 | 813.8127 | 2731 | 813.8127 | 906.8869 | 956.4626 | 183.2133 | 1801 | 1685 | 8468 | 8670 | 3153 | 2005 | 4509 | 3943 | 784.015 | 891.6906 | 983.6735 | 446.2888
| 2732 | 799.9923 | 805.2578 | 897.6651 | 805.2578 | 805.2578 | 897.6651 | 805.2578 | 805.2578 | 897.6651 | 805.2578 | 971.4286 | 195.7407 | 805.2578 | 897.6651 | 805.2578 | 2732 | 805.2578 | 897.6651 | 971.4286 | 195.7407 | 2058 | 2277 | 6774 | 8587 | 1917 | 3961 | 4508 | 2658 | 784.015 | 891.6556 | 983.6735 | 446.2888
| 2733 | 806.9559 | 816.6963 | 896.7311 | 816.6963 | 816.6963 | 896.7311 | 816.6963 | 816.6963 | 896.7311 | 816.6963 | 975.5102 | 201.378 | 816.6963 | 896.7311 | 816.6963 | 2733 | 816.6963 | 896.7311 | 975.5102 | 201.378 | 1733 | 2341 | 5555 | 8534 | 4026 | 1017 | 4454 | 7357 | 783.9669 | 891.636 | 983.6735 | 445.9756
| 2734 | 797.5874 | 805.1617 | 889.2758 | 805.1617 | 805.1617 | 889.2758 | 805.1617 | 805.1617 | 889.2758 | 805.1617 | 983.6735 | 184.1528 | 805.1617 | 889.2758 | 805.1617 | 2734 | 805.1617 | 889.2758 | 983.6735 | 184.1528 | 2061 | 2898 | 2867 | 8664 | 2463 | 2724 | 4433 | 5865 | 783.9189 | 891.5958 | 983.6735 | 445.9756
| 2735 | 785.6384 | 778.1516 | 901.318 | 778.1516 | 778.1516 | 901.318 | 778.1516 | 778.1516 | 901.318 | 778.1516 | 983.6735 | 184.7792 | 778.1516 | 901.318 | 778.1516 | 2735 | 778.1516 | 901.318 | 983.6735 | 184.7792 | 2940 | 2019 | 2866 | 8660 | 6094 | 6852 | 4422 | 472 | 783.8708 | 891.5877 | 983.6735 | 445.9756
| 2736 | 791.9901 | 787.5234 | 893.7658 | 787.5234 | 787.5234 | 893.7658 | 787.5234 | 787.5234 | 893.7658 | 787.5234 | 975.5102 | 237.1007 | 787.5234 | 893.7658 | 787.5234 | 2736 | 787.5234 | 893.7658 | 975.5102 | 237.1007 | 2631 | 2558 | 5554 | 7871 | 8362 | 1049 | 4415 | 301 | 783.7266 | 891.5819 | 983.6735 | 445.9756
| 2737 | 781.8308 | 768.7797 | 895.3777 | 768.7797 | 768.7797 | 895.3777 | 768.7797 | 768.7797 | 895.3777 | 768.7797 | 970.068 | 243.8146 | 768.7797 | 895.3777 | 768.7797 | 2737 | 768.7797 | 895.3777 | 970.068 | 243.8146 | 3322 | 2438 | 7172 | 7670 | 8243 | 3385 | 4414 | 7356 | 783.6786 | 891.5698 | 983.6735 | 445.819
| 2738 | 763.5203 | 740.3758 | 899.6203 | 740.3758 | 740.3758 | 899.6203 | 740.3758 | 740.3758 | 899.6203 | 740.3758 | 971.4286 | 196.3671 | 740.3758 | 899.6203 | 740.3758 | 2738 | 740.3758 | 899.6203 | 971.4286 | 196.3671 | 4377 | 2139 | 6773 | 8582 | 1909 | 2925 | 4386 | 300 | 783.6786 | 891.5698 | 983.6735 | 445.819
| 2739 | 765.7759 | 745.4703 | 897.172 | 745.4703 | 745.4703 | 897.172 | 745.4703 | 745.4703 | 897.172 | 745.4703 | 967.3469 | 201.0648 | 745.4703 | 897.172 | 745.4703 | 2739 | 745.4703 | 897.172 | 967.3469 | 201.0648 | 4165 | 2307 | 7672 | 8539 | 7527 | 3081 | 4382 | 6041 | 783.6305 | 891.5467 | 983.6735 | 445.6624
| 2740 | 765.5472 | 747.2966 | 892.4277 | 747.2966 | 747.2966 | 892.4277 | 747.2966 | 747.2966 | 892.4277 | 747.2966 | 974.1497 | 195.4275 | 747.2966 | 892.4277 | 747.2966 | 2740 | 747.2966 | 892.4277 | 974.1497 | 195.4275 | 4108 | 2682 | 5972 | 8590 | 1667 | 1184 | 4381 | 5589 | 783.6305 | 891.5073 | 983.6735 | 445.6624
| 2741 | 765.3266 | 761.7629 | 862.2264 | 761.7629 | 761.7629 | 862.2264 | 761.7629 | 761.7629 | 862.2264 | 761.7629 | 975.5102 | 196.0539 | 761.7629 | 862.2264 | 761.7629 | 2741 | 761.7629 | 862.2264 | 975.5102 | 196.0539 | 3569 | 4835 | 5553 | 8584 | 8131 | 7386 | 4376 | 2117 | 783.5825 | 891.4864 | 983.6735 | 445.6624
| 2742 | 780.4053 | 731.004 | 976.984 | 731.004 | 731.004 | 976.984 | 731.004 | 731.004 | 976.984 | 731.004 | 983.6735 | 186.0319 | 731.004 | 976.984 | 731.004 | 2742 | 731.004 | 976.9841 | 983.6735 | 186.0319 | 4783 | 6 | 2865 | 8653 | 6091 | 330 | 4360 | 7409 | 783.5825 | 891.4864 | 983.6735 | 445.3492
| 2743 | 745.9516 | 725.9576 | 862.3663 | 725.9576 | 725.9576 | 862.3663 | 725.9576 | 725.9576 | 862.3663 | 725.9576 | 982.3129 | 203.8835 | 725.9576 | 862.3663 | 725.9576 | 2743 | 725.9576 | 862.3663 | 982.3129 | 203.8835 | 4974 | 4823 | 3438 | 8512 | 1082 | 4710 | 4356 | 4902 | 783.5824 | 891.4826 | 983.6735 | 445.3492
| 2744 | 774.6104 | 772.7207 | 868.757 | 772.7207 | 772.7207 | 868.757 | 772.7207 | 772.7207 | 868.757 | 772.7207 | 978.2313 | 209.5208 | 772.7207 | 868.757 | 772.7207 | 2744 | 772.7207 | 868.757 | 978.2313 | 209.5208 | 3155 | 4347 | 4652 | 8432 | 595 | 7909 | 4341 | 4630 | 783.5824 | 891.4768 | 983.6735 | 445.3492
| 2745 | 798.8759 | 812.1305 | 855.2898 | 812.1305 | 812.1305 | 855.2898 | 812.1305 | 812.1305 | 855.2898 | 812.1305 | 982.3129 | 283.7457 | 812.1305 | 855.2898 | 812.1305 | 2745 | 812.1305 | 855.2898 | 982.3129 | 283.7457 | 1849 | 5296 | 3437 | 6222 | 8705 | 2092 | 4340 | 3292 | 783.5344 | 891.4509 | 983.6735 | 445.3492
| 2746 | 821.455 | 810.5445 | 866.0016 | 810.5445 | 810.5445 | 866.0016 | 810.5445 | 810.5445 | 866.0016 | 810.5445 | 986.3946 | 565.6123 | 810.5445 | 866.0016 | 810.5445 | 2746 | 810.5445 | 866.0016 | 986.3946 | 565.6123 | 1886 | 4550 | 1971 | 1139 | 4267 | 1094 | 4286 | 2838 | 783.5344 | 891.4441 | 983.6735 | 445.3492
| 2747 | 816.098 | 768.203 | 885.9781 | 768.203 | 768.203 | 885.9781 | 768.203 | 768.203 | 885.9781 | 768.203 | 982.3129 | 753.5233 | 768.203 | 885.9781 | 768.203 | 2747 | 768.203 | 885.9781 | 982.3129 | 753.5233 | 3342 | 3158 | 3436 | 139 | 2845 | 6835 | 4265 | 353 | 783.5344 | 891.439 | 983.6735 | 445.3492
| 2748 | 821.3873 | 788.7249 | 885.4504 | 788.7249 | 788.7249 | 885.4504 | 788.7249 | 788.7249 | 885.4504 | 788.7249 | 978.2313 | 669.5897 | 788.7249 | 885.4504 | 788.7249 | 2748 | 788.725 | 885.4504 | 978.2313 | 669.5897 | 2588 | 3213 | 4651 | 406 | 4098 | 5220 | 4254 | 4849 | 783.2941 | 891.428 | 983.6735 | 445.1143
| 2749 | 834.1784 | 818.7629 | 878.1538 | 818.7629 | 818.7629 | 878.1538 | 818.7629 | 818.7629 | 878.1538 | 818.7629 | 980.9524 | 634.8262 | 818.7629 | 878.1538 | 818.7629 | 2749 | 818.7629 | 878.1538 | 980.9524 | 634.8262 | 1673 | 3741 | 3885 | 593 | 8415 | 1323 | 4247 | 7045 | 783.246 | 891.4183 | 983.6735 | 445.036
| 2750 | 810.7708 | 792.0411 | 889.5237 | 792.0411 | 792.0411 | 889.5237 | 792.0411 | 792.0411 | 889.5237 | 792.0411 | 980.9524 | 475.415 | 792.0411 | 889.5237 | 792.0411 | 2750 | 792.0411 | 889.5237 | 980.9524 | 475.415 | 2474 | 2877 | 3884 | 2222 | 7977 | 1342 | 4246 | 7017 | 783.246 | 891.3924 | 983.6735 | 445.036
| 2751 | 820.6893 | 813.4282 | 887.185 | 813.4282 | 813.4282 | 887.185 | 813.4282 | 813.4282 | 887.185 | 813.4282 | 972.7891 | 460.6953 | 813.4282 | 887.185 | 813.4282 | 2751 | 813.4282 | 887.185 | 972.7891 | 460.6953 | 1811 | 3051 | 6391 | 2474 | 7287 | 84 | 4218 | 6842 | 783.246 | 891.3866 | 983.6735 | 445.036
| 2752 | 850.0504 | 823.9054 | 893.6194 | 823.9054 | 823.9054 | 893.6194 | 823.9054 | 823.9054 | 893.6194 | 823.9054 | 975.5102 | 759.4738 | 823.9054 | 893.6194 | 823.9054 | 2752 | 823.9054 | 893.6194 | 975.5102 | 759.4739 | 1531 | 2580 | 5552 | 124 | 3587 | 4901 | 4214 | 5327 | 783.246 | 891.3805 | 983.6735 | 445.036
| 2753 | 870.0085 | 844.1871 | 933.2397 | 844.1871 | 844.1871 | 933.2397 | 844.1871 | 844.1871 | 933.2397 | 844.1871 | 983.6735 | 709.9906 | 844.1871 | 933.2397 | 844.1871 | 2753 | 844.1871 | 933.2397 | 983.6735 | 709.9906 | 1150 | 421 | 2864 | 246 | 3590 | 7071 | 4213 | 5351 | 783.198 | 891.3627 | 983.6735 | 444.8794
| 2754 | 854.7772 | 831.5471 | 901.8535 | 831.5471 | 831.5471 | 901.8535 | 831.5471 | 831.5471 | 901.8535 | 831.5471 | 967.3469 | 739.7432 | 831.5471 | 901.8535 | 831.5471 | 2754 | 831.5471 | 901.8535 | 967.3469 | 739.7432 | 1379 | 1970 | 7671 | 169 | 7217 | 8024 | 4208 | 8733 | 783.1018 | 891.3374 | 983.6735 | 444.7228
| 2755 | 900.8543 | 943.4806 | 885.9648 | 943.4806 | 943.4806 | 885.9648 | 943.4806 | 943.4806 | 885.9648 | 943.4806 | 980.9524 | 539.3047 | 943.4806 | 885.9648 | 943.4806 | 2755 | 943.4806 | 885.9648 | 980.9524 | 539.3047 | 122 | 3159 | 3883 | 1420 | 2847 | 488 | 4192 | 7066 | 783.1018 | 891.3374 | 983.6735 | 444.7228
| 2756 | 900.8736 | 969.6833 | 910.4058 | 969.6833 | 969.6833 | 910.4058 | 969.6833 | 969.6833 | 910.4058 | 969.6833 | 986.3946 | 226.746 | 969.6833 | 910.4058 | 969.6833 | 2756 | 969.6833 | 910.4058 | 986.3946 | 226.746 | 33 | 1466 | 1970 | 8140 | 2428 | 42 | 4188 | 5375 | 783.1018 | 891.3374 | 983.6735 | 444.7228
| 2757 | 901.0798 | 961.6956 | 903.3817 | 961.6956 | 961.6956 | 903.3817 | 961.6956 | 961.6956 | 903.3817 | 961.6956 | 982.3129 | 325.7125 | 961.6956 | 903.3817 | 961.6956 | 2757 | 961.6956 | 903.3817 | 982.3129 | 325.7125 | 53 | 1884 | 3435 | 4936 | 7681 | 2812 | 4173 | 4946 | 783.0538 | 891.3042 | 983.6735 | 444.7228
| 2758 | 895.0081 | 941.0295 | 883.1996 | 941.0295 | 941.0295 | 883.1996 | 941.0295 | 941.0295 | 883.1996 | 941.0295 | 971.4286 | 497.6511 | 941.0295 | 883.1996 | 941.0295 | 2758 | 941.0295 | 883.1996 | 971.4286 | 497.6511 | 136 | 3382 | 6772 | 1927 | 7665 | 1213 | 4172 | 4680 | 783.0538 | 891.2983 | 983.6735 | 444.7228
| 2759 | 869.3996 | 892.0075 | 896.1201 | 892.0075 | 892.0075 | 896.1201 | 892.0075 | 892.0075 | 896.1201 | 892.0075 | 985.034 | 466.0194 | 892.0075 | 896.1201 | 892.0075 | 2759 | 892.0075 | 896.1201 | 985.034 | 466.0194 | 554 | 2387 | 2300 | 2369 | 7513 | 7108 | 4118 | 4128 | 783.0538 | 891.2731 | 983.6735 | 444.7228
| 2760 | 829.0612 | 846.3498 | 902.1794 | 846.3498 | 846.3498 | 902.1794 | 846.3498 | 846.3498 | 902.1794 | 846.3498 | 987.7551 | 239.5866 | 846.3498 | 902.1794 | 846.3498 | 2760 | 846.3498 | 902.1794 | 987.7551 | 239.5866 | 1115 | 1948 | 1607 | 7802 | 2265 | 7052 | 4097 | 8713 | 783.0538 | 891.2721 | 983.6735 | 444.4097
| 2761 | 838.0956 | 857.9324 | 904.5273 | 857.9324 | 857.9324 | 904.5273 | 857.9324 | 857.9324 | 904.5273 | 857.9324 | 987.7551 | 264.015 | 857.9324 | 904.5273 | 857.9324 | 2761 | 857.9324 | 904.5273 | 987.7551 | 264.015 | 947 | 1831 | 1606 | 6970 | 6978 | 4210 | 4086 | 7354 | 783.0057 | 891.2709 | 983.6735 | 444.4097
| 2762 | 842.7409 | 846.7823 | 898.3738 | 846.7823 | 846.7823 | 898.3738 | 846.7823 | 846.7823 | 898.3738 | 846.7823 | 995.9184 | 434.7009 | 846.7823 | 898.3738 | 846.7823 | 2762 | 846.7823 | 898.3738 | 995.9184 | 434.7009 | 1108 | 2226 | 352 | 2916 | 1950 | 2019 | 4079 | 4891 | 782.9096 | 891.2675 | 983.6735 | 444.4097
| 2763 | 832.3244 | 838.1795 | 895.0427 | 838.1795 | 838.1795 | 895.0427 | 838.1795 | 838.1795 | 895.0427 | 838.1795 | 994.5578 | 372.3771 | 838.1795 | 895.0427 | 838.1795 | 2763 | 838.1795 | 895.0427 | 994.5578 | 372.3771 | 1254 | 2461 | 524 | 4015 | 8335 | 7549 | 4078 | 4186 | 782.8615 | 891.2667 | 983.6735 | 444.4097
| 2764 | 818.5806 | 822.5597 | 890.0556 | 822.5597 | 822.5597 | 890.0556 | 822.5597 | 822.5597 | 890.0556 | 822.5597 | 991.8367 | 327.5916 | 822.5597 | 890.0556 | 822.5597 | 2764 | 822.5597 | 890.0556 | 991.8367 | 327.5916 | 1567 | 2836 | 908 | 4892 | 3885 | 183 | 4050 | 298 | 782.8615 | 891.2533 | 983.6735 | 444.4096
| 2765 | 827.06 | 831.6432 | 902.1144 | 831.6432 | 831.6432 | 902.1144 | 831.6432 | 831.6432 | 902.1144 | 831.6432 | 991.8367 | 325.3993 | 831.6432 | 902.1144 | 831.6432 | 2765 | 831.6432 | 902.1144 | 991.8367 | 325.3993 | 1374 | 1955 | 907 | 4942 | 2955 | 7678 | 4046 | 3722 | 782.8615 | 891.2517 | 983.6735 | 444.3314
| 2766 | 809.2896 | 790.2148 | 905.2687 | 790.2148 | 790.2148 | 905.2687 | 790.2148 | 790.2148 | 905.2687 | 790.2148 | 982.3129 | 404.9483 | 790.2148 | 905.2687 | 790.2148 | 2766 | 790.2148 | 905.2687 | 982.3129 | 404.9483 | 2534 | 1780 | 3434 | 3394 | 1230 | 7070 | 4045 | 5843 | 782.8615 | 891.251 | 983.6735 | 444.0965
| 2767 | 778.8766 | 739.7991 | 919.9652 | 739.7991 | 739.7991 | 919.9652 | 739.7991 | 739.7991 | 919.9652 | 739.7991 | 972.7891 | 333.2289 | 739.7991 | 919.9652 | 739.7991 | 2767 | 739.7991 | 919.9652 | 972.7891 | 333.2289 | 4400 | 980 | 6390 | 4774 | 8726 | 1274 | 4040 | 5433 | 782.7654 | 891.2475 | 983.6735 | 444.0965
| 2768 | 787.1095 | 811.698 | 819.9026 | 811.698 | 811.698 | 819.9026 | 811.698 | 811.698 | 819.9026 | 811.698 | 986.3946 | 259.9436 | 811.698 | 819.9026 | 811.698 | 2768 | 811.698 | 819.9026 | 986.3946 | 259.9436 | 1860 | 6851 | 1969 | 7104 | 7980 | 115 | 4024 | 1910 | 782.7654 | 891.2444 | 983.6735 | 444.0965
| 2769 | 781.6293 | 827.8464 | 728.3284 | 827.8464 | 827.8464 | 728.3284 | 827.8464 | 827.8464 | 728.3284 | 827.8464 | 959.1837 | 447.5415 | 827.8464 | 728.3284 | 827.8464 | 2769 | 827.8464 | 728.3284 | 959.1837 | 447.5415 | 1454 | 7702 | 8328 | 2701 | 6522 | 7236 | 4020 | 6862 | 782.7654 | 891.243 | 983.6735 | 443.7833
| 2770 | 810.9928 | 831.3068 | 733.4756 | 831.3068 | 831.3068 | 733.4756 | 831.3068 | 831.3068 | 733.4756 | 831.3068 | 976.8707 | 792.6715 | 831.3068 | 733.4756 | 831.3068 | 2770 | 831.3068 | 733.4756 | 976.8708 | 792.6715 | 1386 | 7654 | 5134 | 65 | 5327 | 7539 | 4005 | 5899 | 782.7654 | 891.2307 | 983.6735 | 443.7833
| 2771 | 803.4466 | 830.1533 | 737.2391 | 830.1533 | 830.1533 | 737.2391 | 830.1533 | 830.1533 | 737.2391 | 830.1533 | 985.034 | 673.0348 | 830.1533 | 737.2391 | 830.1533 | 2771 | 830.1533 | 737.2391 | 985.034 | 673.0348 | 1409 | 7617 | 2299 | 386 | 1189 | 7309 | 4004 | 3997 | 782.7654 | 891.2307 | 983.6735 | 443.7833
| 2772 | 726.9681 | 727.063 | 729.8454 | 727.063 | 727.063 | 729.8454 | 727.063 | 727.063 | 729.8454 | 727.063 | 989.1156 | 452.5525 | 727.063 | 729.8454 | 727.063 | 2772 | 727.063 | 729.8454 | 989.1156 | 452.5525 | 4924 | 7691 | 1274 | 2617 | 1092 | 253 | 3950 | 6265 | 782.7654 | 891.2307 | 983.6735 | 443.5745
| 2773 | 762.7481 | 782.6212 | 751.8425 | 782.6212 | 782.6212 | 751.8425 | 782.6212 | 782.6212 | 751.8425 | 782.6212 | 986.3946 | 423.7394 | 782.6212 | 751.8425 | 782.6212 | 2773 | 782.6212 | 751.8425 | 986.3946 | 423.7394 | 2773 | 7452 | 1968 | 3101 | 2773 | 3289 | 3929 | 5113 | 782.6212 | 891.21 | 983.6735 | 443.4701
| 2774 | 775.4698 | 768.5394 | 749.2649 | 768.5394 | 768.5394 | 749.2649 | 768.5394 | 768.5394 | 749.2649 | 768.5394 | 983.6735 | 727.529 | 768.5394 | 749.2649 | 768.5394 | 2774 | 768.5394 | 749.2649 | 983.6735 | 727.529 | 3328 | 7487 | 2863 | 193 | 1120 | 7619 | 3918 | 4820 | 782.6212 | 891.2058 | 983.6735 | 443.4701
| 2775 | 767.2406 | 758.1103 | 749.9311 | 758.1103 | 758.1103 | 749.9311 | 758.1103 | 758.1103 | 749.9311 | 758.1103 | 987.7551 | 689.0072 | 758.1103 | 749.9311 | 758.1103 | 2775 | 758.1103 | 749.9311 | 987.7551 | 689.0072 | 3690 | 7473 | 1605 | 324 | 985 | 5077 | 3911 | 3459 | 782.6212 | 891.1722 | 983.6735 | 443.4701
| 2776 | 764.5233 | 749.8438 | 747.7144 | 749.8438 | 749.8438 | 747.7144 | 749.8438 | 749.8438 | 747.7144 | 749.8438 | 987.7551 | 725.963 | 749.8438 | 747.7144 | 749.8438 | 2776 | 749.8438 | 747.7144 | 987.7551 | 725.963 | 4017 | 7506 | 1604 | 198 | 3593 | 7127 | 3910 | 2613 | 782.5732 | 891.1703 | 983.6735 | 443.4701
| 2777 | 763.5384 | 740.6161 | 761.1881 | 740.6161 | 740.6161 | 761.1881 | 740.6161 | 740.6161 | 761.1881 | 740.6161 | 1000 | 719.8559 | 740.6161 | 761.1881 | 740.6161 | 2777 | 740.6161 | 761.1881 | 1000 | 719.8559 | 4364 | 7331 | 36 | 215 | 1947 | 4772 | 3882 | 6264 | 782.5732 | 891.1396 | 983.6735 | 443.2874
| 2778 | 809.756 | 824.0015 | 746.4952 | 824.0015 | 824.0015 | 746.4952 | 824.0015 | 824.0015 | 746.4952 | 824.0015 | 980.9524 | 777.6386 | 824.0015 | 746.4952 | 824.0015 | 2778 | 824.0015 | 746.4952 | 980.9524 | 777.6386 | 1528 | 7524 | 3882 | 79 | 7828 | 2879 | 3878 | 8414 | 782.5251 | 891.1287 | 983.6735 | 443.1569
| 2779 | 829.8207 | 909.4535 | 741.5907 | 909.4535 | 909.4535 | 741.5907 | 909.4535 | 909.4535 | 741.5907 | 909.4535 | 995.9184 | 379.5803 | 909.4535 | 741.5907 | 909.4535 | 2779 | 909.4536 | 741.5907 | 995.9184 | 379.5803 | 392 | 7572 | 351 | 3854 | 6360 | 5262 | 3877 | 7129 | 782.5251 | 891.1236 | 983.6735 | 443.1569
| 2780 | 820.236 | 916.3262 | 734.7368 | 916.3262 | 916.3262 | 734.7368 | 916.3262 | 916.3262 | 734.7368 | 916.3262 | 978.2313 | 235.5152 | 916.3262 | 734.7368 | 916.3262 | 2780 | 916.3262 | 734.7368 | 978.2313 | 235.5152 | 334 | 7639 | 4650 | 7919 | 2844 | 7810 | 3872 | 6022 | 782.5251 | 891.1207 | 983.6735 | 443.1569
| 2781 | 824.6302 | 924.2563 | 735.4477 | 924.2563 | 924.2563 | 735.4477 | 924.2563 | 924.2563 | 735.4477 | 924.2563 | 993.1973 | 215.7845 | 924.2563 | 735.4477 | 924.2563 | 2781 | 924.2563 | 735.4477 | 993.1973 | 215.7845 | 282 | 7630 | 679 | 8339 | 2269 | 1200 | 3856 | 5780 | 782.4771 | 891.0938 | 983.6735 | 443.1569
| 2782 | 818.2977 | 919.2579 | 726.6203 | 919.2579 | 919.2579 | 726.6203 | 919.2579 | 919.2579 | 726.6203 | 919.2579 | 994.5578 | 201.0648 | 919.2579 | 726.6203 | 919.2579 | 2782 | 919.2579 | 726.6203 | 994.5578 | 201.0648 | 317 | 7722 | 523 | 8538 | 8572 | 3734 | 3852 | 4803 | 782.429 | 891.0926 | 983.6735 | 443.1569
| 2783 | 814.7677 | 902.2444 | 750.5245 | 902.2444 | 902.2444 | 750.5245 | 902.2444 | 902.2444 | 750.5245 | 902.2444 | 972.7891 | 213.9054 | 902.2444 | 750.5245 | 902.2444 | 2783 | 902.2444 | 750.5245 | 972.7891 | 213.9054 | 460 | 7463 | 6389 | 8372 | 7623 | 2012 | 3837 | 4455 | 782.429 | 891.084 | 983.6735 | 443.1569
| 2784 | 803.3115 | 883.5007 | 741.8735 | 883.5007 | 883.5007 | 741.8735 | 883.5007 | 883.5007 | 741.8735 | 883.5007 | 993.1973 | 217.6636 | 883.5007 | 741.8735 | 883.5007 | 2784 | 883.5007 | 741.8735 | 993.1973 | 217.6636 | 654 | 7565 | 678 | 8322 | 7288 | 77 | 3836 | 3213 | 782.429 | 891.0751 | 983.6735 | 443.1569
| 2785 | 815.8701 | 866.9198 | 820.2187 | 866.9198 | 866.9198 | 820.2187 | 866.9198 | 866.9198 | 820.2187 | 866.9198 | 990.4762 | 215.4713 | 866.9198 | 820.2187 | 866.9198 | 2785 | 866.9198 | 820.2187 | 990.4762 | 215.4713 | 847 | 6843 | 1061 | 8345 | 3516 | 1870 | 3782 | 1315 | 782.429 | 891.0574 | 983.6735 | 443.1569
| 2786 | 799.9614 | 840.2941 | 815.0441 | 840.2941 | 840.2941 | 815.0441 | 840.2941 | 840.2941 | 815.0441 | 840.2941 | 998.6395 | 218.29 | 840.2941 | 815.0441 | 840.2941 | 2786 | 840.2941 | 815.0441 | 998.6395 | 218.29 | 1216 | 6933 | 124 | 8316 | 1229 | 1865 | 3761 | 1144 | 782.429 | 891.0524 | 983.6735 | 443.1569
| 2787 | 794.2883 | 829.7688 | 816.3713 | 829.7688 | 829.7688 | 816.3713 | 829.7688 | 829.7688 | 816.3713 | 829.7688 | 995.9184 | 220.4823 | 829.7688 | 816.3713 | 829.7688 | 2787 | 829.7688 | 816.3713 | 995.9184 | 220.4823 | 1412 | 6908 | 350 | 8271 | 3723 | 7080 | 3750 | 6960 | 782.3809 | 891.0382 | 983.6735 | 443.0786
| 2788 | 794.4016 | 833.7098 | 811.032 | 833.7098 | 833.7098 | 811.032 | 833.7098 | 833.7098 | 811.032 | 833.7098 | 986.3946 | 221.4219 | 833.7098 | 811.032 | 833.7098 | 2788 | 833.7098 | 811.032 | 986.3946 | 221.4219 | 1327 | 6987 | 1967 | 8254 | 1212 | 8256 | 3743 | 5532 | 782.3809 | 891.0016 | 983.6735 | 442.8437
| 2789 | 797.776 | 843.2739 | 803.034 | 843.2739 | 843.2739 | 803.034 | 843.2739 | 843.2739 | 803.034 | 843.2739 | 989.1156 | 221.4219 | 843.2739 | 803.034 | 843.2739 | 2789 | 843.2739 | 803.034 | 989.1156 | 221.4219 | 1163 | 7076 | 1273 | 8253 | 8314 | 1909 | 3742 | 903 | 782.3329 | 890.9923 | 983.6735 | 442.8437
| 2790 | 756.28 | 769.2603 | 804.7506 | 769.2603 | 769.2603 | 804.7506 | 769.2603 | 769.2603 | 804.7506 | 769.2603 | 995.9184 | 218.9164 | 769.2603 | 804.7506 | 769.2603 | 2790 | 769.2603 | 804.7506 | 995.9184 | 218.9164 | 3306 | 7062 | 349 | 8299 | 1258 | 2842 | 3714 | 7562 | 782.3329 | 890.9069 | 983.6735 | 442.5305
| 2791 | 740.2937 | 742.7308 | 804.7161 | 742.7308 | 742.7308 | 804.7161 | 742.7308 | 742.7308 | 804.7161 | 742.7308 | 974.1497 | 229.2515 | 742.7308 | 804.7161 | 742.7308 | 2791 | 742.7308 | 804.7161 | 974.1497 | 229.2515 | 4283 | 7063 | 5971 | 8080 | 8598 | 2054 | 3710 | 5444 | 782.2848 | 890.898 | 983.6735 | 442.5305
| 2792 | 776.0755 | 779.7376 | 807.544 | 779.7376 | 779.7376 | 807.544 | 779.7376 | 779.7376 | 807.544 | 779.7376 | 986.3946 | 410.5857 | 779.7376 | 807.544 | 779.7376 | 2792 | 779.7376 | 807.544 | 986.3946 | 410.5857 | 2883 | 7032 | 1966 | 3312 | 3652 | 7202 | 3709 | 4883 | 782.1887 | 890.8923 | 983.6735 | 442.5305
| 2793 | 803.4514 | 820.5412 | 812.4379 | 820.5412 | 820.5412 | 812.4379 | 820.5412 | 820.5412 | 812.4379 | 820.5412 | 982.3129 | 451.9261 | 820.5412 | 812.4379 | 820.5412 | 2793 | 820.5412 | 812.4379 | 982.3129 | 451.9261 | 1619 | 6970 | 3433 | 2628 | 1751 | 8016 | 3704 | 3608 | 782.1887 | 890.8781 | 983.6735 | 442.5305
| 2794 | 785.8503 | 809.2949 | 811.0111 | 809.2949 | 809.2949 | 811.0111 | 809.2949 | 809.2949 | 811.0111 | 809.2949 | 985.034 | 298.4654 | 809.2949 | 811.0111 | 809.2949 | 2794 | 809.295 | 811.0111 | 985.034 | 298.4654 | 1929 | 6988 | 2298 | 5686 | 4078 | 4156 | 3688 | 2278 | 782.1406 | 890.8775 | 983.6735 | 442.5305
| 2795 | 817.8461 | 823.3767 | 808.8201 | 823.3767 | 823.3767 | 808.8201 | 823.3767 | 823.3767 | 808.8201 | 823.3767 | 971.4286 | 656.1228 | 823.3767 | 808.8201 | 823.3767 | 2795 | 823.3768 | 808.8201 | 971.4286 | 656.1228 | 1545 | 7019 | 6771 | 466 | 1035 | 2020 | 3684 | 4804 | 782.1406 | 890.8183 | 983.6735 | 442.2174
| 2796 | 812.1882 | 818.7629 | 804.805 | 818.7629 | 818.7629 | 804.805 | 818.7629 | 818.7629 | 804.805 | 818.7629 | 956.4626 | 644.8481 | 818.7629 | 804.805 | 818.7629 | 2796 | 818.7629 | 804.805 | 956.4626 | 644.8481 | 1672 | 7061 | 8467 | 521 | 8020 | 8212 | 3669 | 2861 | 782.0926 | 890.8079 | 983.6735 | 442.2174
| 2797 | 842.0278 | 829.2402 | 882.0476 | 829.2402 | 829.2402 | 882.0476 | 829.2402 | 829.2402 | 882.0476 | 829.2402 | 963.2653 | 663.0128 | 829.2402 | 882.0476 | 829.2402 | 2797 | 829.2402 | 882.0476 | 963.2653 | 663.0128 | 1424 | 3454 | 8137 | 434 | 484 | 676 | 3668 | 1994 | 782.0926 | 890.8079 | 983.6735 | 442.2174
| 2798 | 811.7981 | 770.0293 | 889.9591 | 770.0293 | 770.0293 | 890.5879 | 770.0293 | 770.0293 | 889.9591 | 770.0293 | 975.5102 | 668.9634 | 770.0293 | 889.9591 | 770.0293 | 2798 | 770.0293 | 889.9591 | 975.5102 | 668.9634 | 3269 | 2850 | 5551 | 410 | 7833 | 7676 | 3614 | 8050 | 782.0445 | 890.7689 | 983.6735 | 441.9042
| 2799 | 823.657 | 776.4695 | 899.1283 | 776.4695 | 776.4695 | 899.1283 | 776.4695 | 776.4695 | 899.1283 | 776.4695 | 997.2789 | 725.6499 | 776.4695 | 899.1283 | 776.4695 | 2799 | 776.4695 | 899.1283 | 997.2789 | 725.6499 | 3004 | 2177 | 192 | 199 | 6930 | 1083 | 3593 | 6785 | 782.0445 | 890.6963 | 983.6735 | 441.9042
| 2800 | 821.7644 | 779.7376 | 910.7173 | 779.7376 | 779.7376 | 910.7173 | 779.7376 | 779.7376 | 910.7173 | 779.7376 | 985.034 | 638.8976 | 779.7376 | 910.7173 | 779.7376 | 2800 | 779.7376 | 910.7173 | 985.034 | 638.8976 | 2882 | 1440 | 2297 | 567 | 5254 | 8211 | 3582 | 4776 | 782.0445 | 890.6516 | 983.6735 | 441.9042
| 2801 | 820.2669 | 778.1516 | 882.5407 | 778.1516 | 778.1516 | 882.5407 | 778.1516 | 778.1516 | 882.5407 | 778.1516 | 998.6395 | 729.7213 | 778.1516 | 882.5407 | 778.1516 | 2801 | 778.1516 | 882.5407 | 998.6395 | 729.7213 | 2939 | 3429 | 123 | 189 | 2956 | 675 | 3575 | 4726 | 782.0445 | 890.6516 | 983.6735 | 441.9042
| 2802 | 846.0802 | 847.2149 | 881.8449 | 847.2149 | 847.2149 | 881.8449 | 847.2149 | 847.2149 | 881.8449 | 847.2149 | 953.7415 | 586.2825 | 847.2149 | 881.8449 | 847.2149 | 2802 | 847.2149 | 881.8449 | 953.7415 | 586.2825 | 1098 | 3469 | 8536 | 960 | 7885 | 4803 | 3574 | 514 | 781.9965 | 890.6508 | 983.6735 | 441.9042
| 2803 | 866.2974 | 887.8262 | 904.3837 | 887.8262 | 887.8262 | 904.3837 | 887.8262 | 887.8262 | 904.3837 | 887.8262 | 975.5102 | 432.5086 | 887.8262 | 904.3837 | 887.8262 | 2803 | 887.8262 | 904.3837 | 975.5102 | 432.5086 | 600 | 1838 | 5550 | 2960 | 2322 | 7105 | 3546 | 904 | 781.9964 | 890.6407 | 983.6735 | 441.7476
| 2804 | 851.3818 | 883.5969 | 905.3206 | 883.5969 | 883.5969 | 905.3206 | 883.5969 | 883.5969 | 905.3206 | 883.5969 | 972.7891 | 256.4986 | 883.5969 | 905.3206 | 883.5969 | 2804 | 883.5969 | 905.3206 | 972.7891 | 256.4986 | 652 | 1778 | 6388 | 7225 | 1259 | 2332 | 3542 | 3545 | 781.9964 | 890.6364 | 983.6735 | 441.6758
| 2805 | 853.8851 | 881.9628 | 894.5636 | 881.9628 | 881.9628 | 894.5636 | 881.9628 | 881.9628 | 894.5636 | 881.9628 | 976.8707 | 343.564 | 881.9628 | 894.5636 | 881.9628 | 2805 | 881.9628 | 894.5636 | 976.8708 | 343.564 | 666 | 2488 | 5133 | 4582 | 2507 | 7327 | 3541 | 8712 | 781.9003 | 890.6069 | 983.6735 | 441.591
| 2806 | 838.0446 | 866.0066 | 901.8752 | 866.0066 | 866.0066 | 901.8752 | 866.0066 | 866.0066 | 901.8752 | 866.0066 | 989.1156 | 207.9549 | 866.0066 | 901.8752 | 866.0066 | 2806 | 866.0066 | 901.8752 | 989.1156 | 207.9549 | 855 | 1967 | 1272 | 8458 | 1108 | 271 | 3536 | 5483 | 781.9003 | 890.6069 | 983.6735 | 441.591
| 2807 | 814.8222 | 821.983 | 902.2045 | 821.983 | 821.983 | 902.2045 | 821.983 | 821.983 | 902.2045 | 821.983 | 978.2313 | 244.5976 | 821.983 | 902.2045 | 821.983 | 2807 | 821.983 | 902.2045 | 978.2313 | 244.5976 | 1585 | 1947 | 4649 | 7647 | 7579 | 5233 | 3520 | 4312 | 781.8523 | 890.6052 | 983.6735 | 441.591
| 2808 | 795.4527 | 791.8008 | 906.0554 | 791.8008 | 791.8008 | 906.0554 | 791.8008 | 791.8008 | 906.0554 | 791.8008 | 970.068 | 207.6417 | 791.8008 | 906.0554 | 791.8008 | 2808 | 791.8008 | 906.0554 | 970.068 | 207.6417 | 2486 | 1730 | 7171 | 8463 | 3813 | 8234 | 3516 | 6967 | 781.8523 | 890.5648 | 983.6735 | 441.2778
| 2809 | 779.8621 | 769.5006 | 895.352 | 769.5006 | 769.5006 | 895.352 | 769.5006 | 769.5006 | 895.352 | 769.5006 | 979.5918 | 201.0648 | 769.5006 | 895.352 | 769.5006 | 2809 | 769.5007 | 895.352 | 979.5918 | 201.0648 | 3295 | 2443 | 4155 | 8537 | 3182 | 2728 | 3501 | 6527 | 781.8523 | 890.5454 | 983.6735 | 441.2778
| 2810 | 777.6849 | 767.8666 | 893.5642 | 767.8666 | 767.8666 | 893.5642 | 767.8666 | 767.8666 | 893.5642 | 767.8666 | 968.7075 | 201.6912 | 767.8666 | 893.5642 | 767.8666 | 2810 | 767.8666 | 893.5642 | 968.7075 | 201.6912 | 3361 | 2587 | 7410 | 8531 | 1227 | 8154 | 3500 | 5704 | 781.8523 | 890.5435 | 983.6735 | 441.2778
| 2811 | 770.1952 | 755.0344 | 893.7682 | 755.0344 | 755.0344 | 893.7682 | 755.0344 | 755.0344 | 893.7682 | 755.0344 | 974.1497 | 193.2352 | 755.0344 | 893.7682 | 755.0344 | 2811 | 755.0344 | 893.7682 | 974.1497 | 193.2352 | 3820 | 2557 | 5970 | 8606 | 8388 | 618 | 3446 | 4639 | 781.7561 | 890.5435 | 983.6735 | 441.2778
| 2812 | 762.7133 | 740.9526 | 891.3042 | 740.9526 | 740.9526 | 891.3042 | 740.9526 | 740.9526 | 891.3042 | 740.9526 | 980.9524 | 204.1967 | 740.9526 | 891.3042 | 740.9526 | 2812 | 740.9526 | 891.3042 | 980.9524 | 204.1967 | 4353 | 2757 | 3881 | 8507 | 1142 | 3748 | 3425 | 3570 | 781.7561 | 890.4512 | 983.6735 | 441.2778
| 2813 | 763.3648 | 736.531 | 903.9152 | 736.531 | 736.531 | 903.9152 | 736.531 | 736.531 | 903.9152 | 736.531 | 980.9524 | 198.2462 | 736.531 | 903.9152 | 736.531 | 2813 | 736.531 | 903.9152 | 980.9524 | 198.2462 | 4524 | 1864 | 3880 | 8563 | 4221 | 7625 | 3414 | 3337 | 781.66 | 890.4494 | 983.6735 | 441.2778
| 2814 | 767.0876 | 744.8455 | 897.1278 | 744.8455 | 744.8455 | 897.1278 | 744.8455 | 744.8455 | 897.1278 | 744.8455 | 987.7551 | 204.1967 | 744.8455 | 897.1278 | 744.8455 | 2814 | 744.8455 | 897.1278 | 987.7551 | 204.1967 | 4186 | 2310 | 1603 | 8506 | 3600 | 6907 | 3407 | 3705 | 781.66 | 890.3973 | 983.6735 | 441.0967
| 2815 | 758.5584 | 726.3421 | 903.4799 | 726.3421 | 726.3421 | 903.4799 | 726.3421 | 726.3421 | 903.4799 | 726.3421 | 976.8707 | 218.29 | 726.3421 | 903.4799 | 726.3421 | 2815 | 726.3421 | 903.4799 | 976.8708 | 218.29 | 4954 | 1881 | 5132 | 8315 | 7803 | 6949 | 3406 | 8711 | 781.612 | 890.3856 | 983.6735 | 440.9646
| 2816 | 773.2465 | 752.2949 | 899.1193 | 752.2949 | 752.2949 | 899.1193 | 752.2949 | 752.2949 | 899.1193 | 752.2949 | 978.2313 | 232.3833 | 752.2949 | 899.1193 | 752.2949 | 2816 | 752.2949 | 899.1193 | 978.2313 | 232.3833 | 3933 | 2181 | 4648 | 8004 | 1789 | 3945 | 3378 | 5378 | 781.612 | 890.364 | 983.6735 | 440.9646
| 2817 | 756.2857 | 722.9778 | 896.0982 | 722.9778 | 722.9778 | 896.0982 | 722.9778 | 722.9778 | 896.0982 | 722.9778 | 971.4286 | 248.3558 | 722.9778 | 896.0982 | 722.9778 | 2817 | 722.9778 | 896.0982 | 971.4286 | 248.3558 | 5106 | 2388 | 6770 | 7527 | 8312 | 4586 | 3374 | 3795 | 781.5639 | 890.3589 | 983.6735 | 440.9646
| 2818 | 747.9891 | 700.0529 | 900.285 | 700.0529 | 700.0529 | 900.285 | 700.0529 | 700.0529 | 900.285 | 700.0529 | 960.5442 | 309.7401 | 700.0529 | 900.285 | 700.0529 | 2818 | 700.0529 | 900.285 | 960.5442 | 309.7401 | 6083 | 2093 | 8259 | 5309 | 7522 | 4356 | 3373 | 3858 | 781.5639 | 890.3589 | 983.6735 | 440.6514
| 2819 | 739.6821 | 684.0967 | 896.6142 | 684.0967 | 684.0967 | 896.6142 | 684.0967 | 684.0967 | 896.6142 | 684.0967 | 976.8707 | 319.4488 | 684.0967 | 896.6142 | 684.0967 | 2819 | 684.0967 | 896.6142 | 976.8708 | 319.4488 | 6774 | 2352 | 5131 | 5079 | 7621 | 4916 | 3368 | 3694 | 781.5158 | 890.3516 | 983.6735 | 440.534
| 2820 | 736.7541 | 715.8649 | 772.7522 | 715.8649 | 715.8649 | 772.7522 | 715.8649 | 715.8649 | 772.7522 | 715.8649 | 967.3469 | 529.2828 | 715.8649 | 772.7522 | 715.8649 | 2820 | 715.8649 | 772.7522 | 967.3469 | 529.2828 | 5400 | 7233 | 7670 | 1532 | 3610 | 4896 | 3352 | 5487 | 781.5158 | 890.3433 | 983.6735 | 440.3382
| 2821 | 704.9035 | 674.7729 | 750.8881 | 674.7729 | 674.7729 | 750.8881 | 674.7729 | 674.7729 | 750.8881 | 674.7729 | 940.1361 | 526.7773 | 674.7729 | 750.8881 | 674.7729 | 2821 | 674.7729 | 750.8881 | 940.1361 | 526.7773 | 7150 | 7456 | 8690 | 1567 | 3184 | 5185 | 3348 | 3921 | 781.4678 | 890.3426 | 983.6735 | 440.3382
| 2822 | 696.9429 | 696.1599 | 753.8721 | 696.1599 | 696.1599 | 753.8721 | 696.1599 | 696.1599 | 753.8721 | 696.1599 | 946.9388 | 225.4933 | 696.1599 | 753.8721 | 696.1599 | 2822 | 696.1599 | 753.8721 | 946.9388 | 225.4933 | 6230 | 7423 | 8587 | 8175 | 2633 | 1048 | 3333 | 3817 | 781.4197 | 890.3419 | 983.6735 | 440.3382
| 2823 | 709.2921 | 649.9736 | 755.5991 | 649.9736 | 649.9736 | 755.5991 | 649.9736 | 649.9736 | 755.5991 | 649.9736 | 979.5918 | 728.3119 | 649.9736 | 755.5991 | 649.9736 | 2823 | 649.9736 | 755.5992 | 979.5918 | 728.3119 | 7841 | 7407 | 4154 | 190 | 2290 | 6916 | 3332 | 3012 | 781.4197 | 890.3178 | 983.6735 | 440.3382
| 2824 | 706.4607 | 646.9938 | 776.3834 | 646.9938 | 646.9938 | 776.3834 | 646.9938 | 646.9938 | 776.3834 | 646.9938 | 970.068 | 638.8976 | 646.9938 | 776.3834 | 646.9938 | 2824 | 646.9938 | 776.3834 | 970.068 | 638.8976 | 7912 | 7203 | 7170 | 566 | 8332 | 4895 | 3278 | 2363 | 781.3717 | 890.2887 | 983.6735 | 440.3382
| 2825 | 747.6677 | 670.9281 | 875.9347 | 670.9281 | 670.9281 | 875.9347 | 670.9281 | 670.9281 | 875.9347 | 670.9281 | 972.7891 | 623.3949 | 670.9281 | 875.9347 | 670.9281 | 2825 | 670.9281 | 875.9347 | 972.7891 | 623.3949 | 7273 | 3888 | 6387 | 668 | 6047 | 1129 | 3257 | 1287 | 781.3717 | 890.2686 | 983.6735 | 440.3382
| 2826 | 739.5737 | 718.316 | 754.0482 | 718.316 | 718.316 | 754.0482 | 718.316 | 718.316 | 754.0482 | 718.316 | 986.3946 | 604.917 | 718.316 | 754.0482 | 718.316 | 2826 | 718.316 | 754.0482 | 986.3946 | 604.917 | 5304 | 7422 | 1965 | 798 | 1087 | 8641 | 3246 | 1186 | 781.3717 | 890.2236 | 983.6735 | 440.3382
| 2827 | 813.1216 | 877.8296 | 701.9617 | 877.8296 | 877.8296 | 701.9617 | 877.8296 | 877.8296 | 701.9617 | 877.8296 | 970.068 | 583.1506 | 877.8296 | 701.9617 | 877.8296 | 2827 | 877.8296 | 701.9617 | 970.068 | 583.1506 | 714 | 8008 | 7169 | 983 | 7210 | 2018 | 3239 | 8487 | 781.2755 | 890.2192 | 983.6735 | 440.1034
| 2828 | 782.0161 | 862.2098 | 695.3121 | 862.2098 | 862.2098 | 695.3121 | 862.2098 | 862.2098 | 695.3121 | 862.2098 | 983.6735 | 285.6248 | 862.2098 | 695.3121 | 862.2098 | 2828 | 862.2098 | 695.3121 | 983.6735 | 285.6248 | 897 | 8070 | 2862 | 6146 | 1226 | 8242 | 3238 | 6011 | 781.2755 | 890.2174 | 983.6735 | 440.0251
| 2829 | 780.7897 | 861.1525 | 697.6757 | 861.1525 | 861.1525 | 697.6757 | 861.1525 | 861.1525 | 697.6757 | 861.1525 | 983.6735 | 267.4601 | 861.1525 | 697.6757 | 861.1525 | 2829 | 861.1525 | 697.6757 | 983.6735 | 267.4601 | 911 | 8049 | 2861 | 6852 | 7225 | 6840 | 3210 | 4634 | 781.2275 | 890.2048 | 983.6735 | 440.0251
| 2830 | 764.2216 | 769.4045 | 858.0275 | 769.4045 | 769.4045 | 858.0275 | 769.4045 | 769.4045 | 858.0275 | 769.4045 | 979.5918 | 132.1641 | 769.4045 | 858.0275 | 769.4045 | 2830 | 769.4045 | 858.0275 | 979.5918 | 132.1641 | 3301 | 5126 | 4153 | 8751 | 1052 | 1279 | 3206 | 4492 | 781.2275 | 890.1968 | 983.6735 | 440.0251
| 2831 | 776.5271 | 772.5765 | 855.5699 | 772.5765 | 772.5765 | 855.5699 | 772.5765 | 772.5765 | 855.5699 | 772.5765 | 993.1973 | 275.2897 | 772.5765 | 855.5699 | 772.5765 | 2831 | 772.5765 | 855.5699 | 993.1973 | 275.2897 | 3160 | 5274 | 677 | 6569 | 804 | 7409 | 3205 | 1624 | 781.2275 | 890.1727 | 983.6735 | 440.0251
| 2832 | 778.3404 | 757.9661 | 862.3052 | 757.9661 | 757.9661 | 862.3052 | 757.9661 | 757.9661 | 862.3052 | 757.9661 | 982.3129 | 401.5033 | 757.9661 | 862.3052 | 757.9661 | 2832 | 757.9661 | 862.3052 | 982.3129 | 401.5033 | 3697 | 4828 | 3432 | 3467 | 473 | 353 | 3200 | 467 | 781.1794 | 890.1727 | 983.6735 | 440.0251
| 2833 | 740.6449 | 723.6026 | 858.5954 | 723.6026 | 723.6026 | 858.5954 | 723.6026 | 723.6026 | 858.5954 | 723.6026 | 994.5578 | 151.2684 | 723.6026 | 858.5954 | 723.6026 | 2833 | 723.6026 | 858.5954 | 994.5578 | 151.2684 | 5073 | 5089 | 522 | 8748 | 7996 | 3925 | 3184 | 6759 | 781.1314 | 890.0922 | 983.6735 | 439.8685
| 2834 | 743.078 | 711.5874 | 885.037 | 711.5874 | 711.5874 | 885.037 | 711.5874 | 711.5874 | 885.037 | 711.5874 | 990.4762 | 179.7682 | 711.5874 | 885.037 | 711.5874 | 2834 | 711.5874 | 885.037 | 990.4762 | 179.7682 | 5571 | 3251 | 1060 | 8694 | 2372 | 6881 | 3180 | 6185 | 781.0833 | 890.0781 | 983.6735 | 439.7119
| 2835 | 744.0875 | 689.7198 | 893.2191 | 689.7198 | 689.7198 | 893.2191 | 689.7198 | 689.7198 | 893.2191 | 689.7198 | 975.5102 | 351.0805 | 689.7198 | 893.2191 | 689.7198 | 2835 | 689.7198 | 893.2191 | 975.5102 | 351.0805 | 6514 | 2613 | 5549 | 4438 | 1410 | 8015 | 3165 | 5676 | 781.0352 | 890.0564 | 983.6735 | 439.7119
| 2836 | 741.7377 | 683.4238 | 881.6117 | 683.4238 | 683.4238 | 881.6117 | 683.4238 | 683.4238 | 881.6117 | 683.4238 | 979.5918 | 410.8988 | 683.4238 | 881.6117 | 683.4238 | 2836 | 683.4239 | 881.6117 | 979.5918 | 410.8988 | 6807 | 3494 | 4152 | 3305 | 743 | 2764 | 3164 | 5123 | 781.0352 | 890.0556 | 983.6735 | 439.7119
| 2837 | 741.7117 | 695.7274 | 866.6709 | 695.7274 | 695.7274 | 866.6709 | 695.7274 | 695.7274 | 866.6709 | 695.7274 | 985.034 | 366.4266 | 695.7274 | 866.6709 | 695.7274 | 2837 | 695.7274 | 866.6709 | 985.034 | 366.4266 | 6252 | 4490 | 2296 | 4147 | 2957 | 8442 | 3110 | 3779 | 780.9872 | 890.0442 | 983.6735 | 439.7119
| 2838 | 724.119 | 659.8741 | 861.8343 | 659.8741 | 659.8741 | 861.8343 | 659.8741 | 659.8741 | 861.8343 | 659.8741 | 965.9864 | 445.3492 | 659.8741 | 861.8343 | 659.8741 | 2838 | 659.8741 | 861.8343 | 965.9864 | 445.3492 | 7589 | 4871 | 7913 | 2746 | 1026 | 4686 | 3089 | 6883 | 780.9872 | 890.0364 | 983.6735 | 439.3987
| 2839 | 715.3171 | 663.767 | 868.9592 | 663.767 | 663.767 | 868.9592 | 663.767 | 663.767 | 868.9592 | 663.767 | 978.2313 | 250.2349 | 663.767 | 868.9592 | 663.767 | 2839 | 663.767 | 868.9592 | 978.2313 | 250.2349 | 7478 | 4336 | 4647 | 7459 | 830 | 7088 | 3078 | 3816 | 780.9872 | 890.0278 | 983.6735 | 439.3987
| 2840 | 719.1227 | 684.7215 | 864.7443 | 684.7215 | 684.7215 | 864.7443 | 684.7215 | 684.7215 | 864.7443 | 684.7215 | 980.9524 | 150.0157 | 684.7215 | 864.7443 | 684.7215 | 2840 | 684.7215 | 864.7443 | 980.9524 | 150.0157 | 6751 | 4656 | 3879 | 8749 | 2164 | 714 | 3071 | 2299 | 780.9391 | 890.0114 | 983.6735 | 439.3987
| 2841 | 759.6715 | 750.9492 | 861.1858 | 750.9492 | 750.9492 | 861.1858 | 750.9492 | 750.9492 | 861.1858 | 750.9492 | 982.3129 | 200.7516 | 750.9492 | 861.1858 | 750.9492 | 2841 | 750.9492 | 861.1858 | 982.3129 | 200.7516 | 3976 | 4909 | 3431 | 8544 | 7500 | 5197 | 3070 | 6220 | 780.8911 | 889.9998 | 983.6735 | 439.0855
| 2842 | 787.2615 | 777.2865 | 890.9069 | 777.2865 | 777.2865 | 890.9069 | 777.2865 | 777.2865 | 890.9069 | 777.2865 | 978.2313 | 261.5096 | 777.2865 | 890.9069 | 777.2865 | 2842 | 777.2865 | 890.9069 | 978.2313 | 261.5096 | 2975 | 2790 | 4646 | 7039 | 444 | 5242 | 3042 | 3729 | 780.891 | 889.9965 | 983.6735 | 438.9289
| 2843 | 795.0703 | 762.9644 | 892.3121 | 762.9644 | 762.9644 | 892.3121 | 762.9644 | 762.9644 | 892.3121 | 762.9644 | 974.1497 | 483.871 | 762.9644 | 892.3121 | 762.9644 | 2843 | 762.9644 | 892.3121 | 974.1497 | 483.871 | 3522 | 2689 | 5969 | 2104 | 2632 | 8239 | 3038 | 8729 | 780.7949 | 889.9881 | 983.6735 | 438.7723
| 2844 | 799.153 | 782.5251 | 871.9892 | 782.5251 | 782.5251 | 871.9892 | 782.5251 | 782.5251 | 871.9892 | 782.5251 | 983.6735 | 456.3107 | 782.5251 | 871.9892 | 782.5251 | 2844 | 782.5251 | 871.9892 | 983.6735 | 456.3107 | 2780 | 4149 | 2860 | 2550 | 8179 | 8521 | 3037 | 8370 | 780.7469 | 889.9873 | 983.6735 | 438.7723
| 2845 | 812.5671 | 783.5344 | 858.8613 | 783.5344 | 783.5344 | 858.8613 | 783.5344 | 783.5344 | 858.8613 | 783.5344 | 965.9864 | 706.2324 | 783.5344 | 858.8613 | 783.5344 | 2845 | 783.5344 | 858.8613 | 965.9864 | 706.2324 | 2747 | 5068 | 7912 | 259 | 7788 | 8061 | 3032 | 4457 | 780.7469 | 889.9873 | 983.6735 | 438.7723
| 2846 | 821.1852 | 792.6179 | 881.6203 | 792.6179 | 792.6179 | 881.6203 | 792.6179 | 792.6179 | 881.6203 | 792.6179 | 991.8367 | 637.3317 | 792.6179 | 881.6203 | 792.6179 | 2846 | 792.6179 | 881.6203 | 991.8367 | 637.3317 | 2458 | 3492 | 906 | 577 | 7585 | 525 | 3016 | 3849 | 780.7469 | 889.9873 | 983.6735 | 438.7723
| 2847 | 822.2845 | 783.1018 | 886.5315 | 783.1018 | 783.1018 | 886.5315 | 783.1018 | 783.1018 | 886.5315 | 783.1018 | 970.068 | 730.974 | 783.1018 | 886.5315 | 783.1018 | 2847 | 783.1018 | 886.5315 | 970.068 | 730.974 | 2755 | 3116 | 7168 | 184 | 3251 | 1277 | 3012 | 2512 | 780.7469 | 889.9853 | 983.6735 | 438.7723
| 2848 | 803.8059 | 779.1609 | 849.356 | 779.1609 | 779.1609 | 849.356 | 779.1609 | 779.1609 | 849.356 | 779.1609 | 983.6735 | 638.8976 | 779.1609 | 849.356 | 779.1609 | 2848 | 779.1609 | 849.356 | 983.6735 | 638.8976 | 2909 | 5691 | 2859 | 565 | 1095 | 7667 | 2997 | 1263 | 780.7469 | 889.9775 | 983.6735 | 438.7723
| 2849 | 816.5868 | 801.8455 | 877.8168 | 801.8455 | 801.8455 | 877.8168 | 801.8455 | 801.8455 | 877.8168 | 801.8455 | 989.1156 | 517.0686 | 801.8455 | 877.8168 | 801.8455 | 2849 | 801.8455 | 877.8168 | 989.1156 | 517.0686 | 2156 | 3766 | 1271 | 1688 | 643 | 6839 | 2996 | 6561 | 780.7469 | 889.9604 | 983.6735 | 438.4591
| 2850 | 840.534 | 820.1567 | 900.0896 | 820.1567 | 820.1567 | 900.0896 | 820.1567 | 820.1567 | 900.0896 | 820.1567 | 982.3129 | 623.5515 | 820.1567 | 900.0896 | 820.1567 | 2850 | 820.1567 | 900.0896 | 982.3129 | 623.5515 | 1626 | 2114 | 3430 | 666 | 3673 | 2798 | 2942 | 5457 | 780.6988 | 889.9591 | 983.6735 | 438.4591
| 2851 | 890.9727 | 895.6121 | 926.4973 | 895.6121 | 895.6121 | 926.4973 | 895.6121 | 895.6121 | 926.4973 | 895.6121 | 982.3129 | 620.4197 | 895.6121 | 926.4973 | 895.6121 | 2851 | 895.6121 | 926.4973 | 982.3129 | 620.4197 | 525 | 666 | 3429 | 685 | 2294 | 3162 | 2921 | 4633 | 780.6027 | 889.9384 | 983.6735 | 438.4591
| 2852 | 858.9996 | 882.9721 | 912.2631 | 882.9721 | 882.9721 | 912.2631 | 882.9721 | 882.9721 | 912.2631 | 882.9721 | 991.8367 | 321.3279 | 882.9721 | 912.2631 | 882.9721 | 2852 | 882.9721 | 912.2631 | 991.8367 | 321.3279 | 659 | 1361 | 905 | 5028 | 3570 | 2056 | 2910 | 4383 | 780.5066 | 889.9263 | 983.6735 | 438.4591
| 2853 | 845.5229 | 880.569 | 906.8155 | 880.569 | 880.569 | 906.8155 | 880.569 | 880.569 | 906.8155 | 880.569 | 974.1497 | 191.3561 | 880.569 | 906.8155 | 880.569 | 2853 | 880.569 | 906.8155 | 974.1497 | 191.3561 | 682 | 1690 | 5968 | 8619 | 1353 | 1034 | 2903 | 2978 | 780.5066 | 889.9186 | 983.6735 | 438.4591
| 2854 | 847.7624 | 880.7613 | 907.9031 | 880.7613 | 880.7613 | 907.9031 | 880.7613 | 880.7613 | 907.9031 | 880.7613 | 971.4286 | 219.5427 | 880.7613 | 907.9031 | 880.7613 | 2854 | 880.7613 | 907.9031 | 971.4286 | 219.5428 | 678 | 1615 | 6769 | 8289 | 7046 | 8209 | 2902 | 5826 | 780.4585 | 889.8894 | 983.6735 | 438.146
| 2855 | 846.5504 | 864.9974 | 921.1635 | 864.9974 | 864.9974 | 921.1635 | 864.9974 | 864.9974 | 921.1635 | 864.9974 | 987.7551 | 259.3173 | 864.9974 | 921.1635 | 864.9974 | 2855 | 864.9974 | 921.1635 | 987.7551 | 259.3173 | 865 | 920 | 1602 | 7132 | 3346 | 673 | 2874 | 5036 | 780.4585 | 889.8894 | 983.6735 | 438.1459
| 2856 | 841.118 | 844.1871 | 920.3138 | 844.1871 | 844.1871 | 920.3138 | 844.1871 | 844.1871 | 920.3138 | 844.1871 | 978.2313 | 362.6683 | 844.1871 | 920.3138 | 844.1871 | 2856 | 844.1871 | 920.3138 | 978.2313 | 362.6683 | 1149 | 962 | 4645 | 4222 | 3241 | 7074 | 2870 | 3042 | 780.4585 | 889.889 | 983.6735 | 438.1459
| 2857 | 847.6306 | 850.0024 | 924.3716 | 850.0024 | 850.0024 | 924.3716 | 850.0024 | 850.0024 | 924.3716 | 850.0024 | 989.1156 | 380.2067 | 850.0024 | 924.3716 | 850.0024 | 2857 | 850.0024 | 924.3716 | 989.1156 | 380.2067 | 1049 | 757 | 1270 | 3841 | 189 | 7086 | 2869 | 1455 | 780.4585 | 889.8471 | 983.6735 | 438.1459
| 2858 | 818.4219 | 809.5353 | 927.0444 | 809.5353 | 809.5353 | 927.0444 | 809.5353 | 809.5353 | 927.0444 | 809.5353 | 972.7891 | 300.6577 | 809.5353 | 927.0444 | 809.5353 | 2858 | 809.5353 | 927.0444 | 972.7891 | 300.6577 | 1920 | 636 | 6386 | 5620 | 7804 | 7106 | 2864 | 6945 | 780.4104 | 889.8251 | 983.6735 | 437.8328
| 2859 | 817.8707 | 812.3228 | 919.5569 | 812.3228 | 812.3228 | 919.5569 | 812.3228 | 812.3228 | 919.5569 | 812.3228 | 987.7551 | 285.6248 | 812.3228 | 919.5569 | 812.3228 | 2859 | 812.3228 | 919.5569 | 987.7551 | 285.6248 | 1840 | 1001 | 1601 | 6145 | 2968 | 81 | 2848 | 6847 | 780.4104 | 889.8201 | 983.6735 | 437.8328
| 2860 | 797.1851 | 775.0757 | 908.5735 | 775.0757 | 775.0757 | 908.5735 | 775.0757 | 775.0757 | 908.5735 | 775.0757 | 991.8367 | 333.8553 | 775.0757 | 908.5735 | 775.0757 | 2860 | 775.0757 | 908.5735 | 991.8367 | 333.8553 | 3062 | 1566 | 904 | 4764 | 7458 | 8206 | 2844 | 4784 | 780.3624 | 889.8068 | 983.6735 | 437.8328
| 2861 | 804.7049 | 769.5006 | 923.7144 | 769.5006 | 769.5006 | 923.7144 | 769.5006 | 769.5006 | 923.7144 | 769.5006 | 972.7891 | 442.2174 | 769.5006 | 923.7144 | 769.5006 | 2861 | 769.5007 | 923.7144 | 972.7891 | 442.2174 | 3294 | 784 | 6385 | 2796 | 402 | 670 | 2829 | 3878 | 780.3624 | 889.8068 | 983.6735 | 437.8328
| 2862 | 748.1451 | 698.2266 | 912.6893 | 698.2266 | 698.2266 | 912.6893 | 698.2266 | 698.2266 | 912.6893 | 698.2266 | 985.034 | 252.4272 | 698.2266 | 912.6893 | 698.2266 | 2862 | 698.2266 | 912.6893 | 985.034 | 252.4272 | 6155 | 1339 | 2295 | 7375 | 2418 | 7622 | 2828 | 3876 | 780.3143 | 889.8011 | 983.6735 | 437.8328
| 2863 | 727.1779 | 669.9668 | 909.4008 | 669.9668 | 669.9668 | 909.4008 | 669.9668 | 669.9668 | 909.4008 | 669.9668 | 975.5102 | 207.6417 | 669.9668 | 909.4008 | 669.9668 | 2863 | 669.9668 | 909.4008 | 975.5102 | 207.6417 | 7306 | 1523 | 5548 | 8462 | 8703 | 7743 | 2774 | 3433 | 780.2663 | 889.7998 | 983.6735 | 437.8328
| 2864 | 733.0499 | 689.912 | 872.7539 | 689.912 | 689.912 | 872.7539 | 689.912 | 689.912 | 872.7539 | 689.912 | 983.6735 | 268.7128 | 689.912 | 872.7539 | 689.912 | 2864 | 689.9121 | 872.7539 | 983.6735 | 268.7128 | 6504 | 4096 | 2858 | 6808 | 7787 | 1057 | 2753 | 1915 | 780.2182 | 889.7727 | 983.6735 | 437.8328
| 2865 | 764.3665 | 715.4323 | 885.9393 | 715.4323 | 715.4323 | 885.9393 | 715.4323 | 715.4323 | 885.9393 | 715.4323 | 978.2313 | 455.6843 | 715.4323 | 885.9393 | 715.4323 | 2865 | 715.4323 | 885.9393 | 978.2313 | 455.6843 | 5413 | 3167 | 4644 | 2561 | 3612 | 8249 | 2742 | 3547 | 780.2182 | 889.7612 | 983.6735 | 437.8262
| 2866 | 803.717 | 728.5529 | 913.4129 | 728.5529 | 728.5529 | 913.4129 | 728.5529 | 728.5529 | 913.4129 | 728.5529 | 978.2313 | 791.7319 | 728.5529 | 913.4129 | 728.5529 | 2866 | 728.5529 | 913.4129 | 978.2313 | 791.7319 | 4869 | 1292 | 4643 | 67 | 1729 | 7703 | 2735 | 3560 | 780.2182 | 889.7458 | 983.6735 | 437.4021
| 2867 | 798.7112 | 747.4888 | 904.8444 | 747.4888 | 747.4888 | 904.8444 | 747.4888 | 747.4888 | 904.8444 | 747.4888 | 974.1497 | 608.5186 | 747.4888 | 904.8444 | 747.4888 | 2867 | 747.4888 | 904.8444 | 974.1497 | 608.5186 | 4101 | 1812 | 5967 | 765 | 8384 | 5062 | 2734 | 7377 | 780.1221 | 889.7179 | 983.6735 | 437.2064
| 2868 | 772.6516 | 734.3682 | 902.3818 | 734.3682 | 734.3682 | 902.3818 | 734.3682 | 734.3682 | 902.3818 | 734.3682 | 976.8707 | 355.7783 | 734.3682 | 902.3818 | 734.3682 | 2868 | 734.3682 | 902.3818 | 976.8708 | 355.7783 | 4626 | 1940 | 5130 | 4338 | 1112 | 8203 | 2706 | 6727 | 780.1221 | 889.68 | 983.6735 | 437.2064
| 2869 | 814.5897 | 766.6651 | 920.5472 | 766.6651 | 766.6651 | 920.5472 | 766.6651 | 766.6651 | 920.5472 | 766.6651 | 983.6735 | 605.0736 | 766.6651 | 920.5472 | 766.6651 | 2869 | 766.6651 | 920.5472 | 983.6735 | 605.0736 | 3408 | 949 | 2857 | 797 | 5590 | 667 | 2702 | 4506 | 780.074 | 889.68 | 983.6735 | 437.2064
| 2870 | 813.1424 | 770.3177 | 918.668 | 770.3177 | 770.3177 | 918.668 | 770.3177 | 770.3177 | 918.668 | 770.3177 | 983.6735 | 563.1068 | 770.3177 | 918.668 | 770.3177 | 2870 | 770.3177 | 918.668 | 983.6735 | 563.1068 | 3256 | 1042 | 2856 | 1168 | 3814 | 8246 | 2701 | 3363 | 780.074 | 889.6687 | 983.6735 | 437.2064
| 2871 | 812.2789 | 743.3556 | 909.4728 | 743.3556 | 743.3556 | 909.4728 | 743.3556 | 743.3556 | 909.4728 | 743.3556 | 970.068 | 817.0999 | 743.3556 | 909.4728 | 743.3556 | 2871 | 743.3556 | 909.4728 | 970.068 | 817.0999 | 4256 | 1519 | 7167 | 38 | 2961 | 3658 | 2696 | 321 | 780.074 | 889.6286 | 983.6735 | 437.2064
| 2872 | 789.6829 | 739.751 | 899.6285 | 739.751 | 739.751 | 899.6285 | 739.751 | 739.751 | 899.6285 | 739.751 | 976.8707 | 562.1672 | 739.751 | 899.6285 | 739.751 | 2872 | 739.751 | 899.6285 | 976.8708 | 562.1672 | 4405 | 2138 | 5129 | 1177 | 8555 | 2093 | 2680 | 7247 | 780.026 | 889.5883 | 983.6735 | 436.8932
| 2873 | 766.0685 | 730.0908 | 901.8057 | 730.0908 | 730.0908 | 901.8057 | 730.0908 | 730.0908 | 901.8057 | 730.0908 | 978.2313 | 298.7786 | 730.0908 | 901.8057 | 730.0908 | 2873 | 730.0908 | 901.8057 | 978.2313 | 298.7786 | 4815 | 1976 | 4642 | 5674 | 2634 | 6912 | 2676 | 6779 | 780.0067 | 889.5875 | 983.6735 | 436.8932
| 2874 | 763.2208 | 747.6811 | 869.078 | 747.6811 | 747.6811 | 869.078 | 747.6811 | 747.6811 | 869.078 | 747.6811 | 983.6735 | 243.658 | 747.6811 | 869.078 | 747.6811 | 2874 | 747.6811 | 869.078 | 983.6735 | 243.658 | 4096 | 4324 | 2855 | 7680 | 7205 | 1038 | 2661 | 4041 | 779.9779 | 889.5595 | 983.6735 | 436.8932
| 2875 | 852.9265 | 892.8726 | 907.0017 | 892.8726 | 892.8726 | 907.0017 | 892.8726 | 892.8726 | 907.0017 | 892.8726 | 927.8912 | 242.0921 | 892.8726 | 907.0017 | 892.8726 | 2875 | 892.8726 | 907.0017 | 927.8912 | 242.0921 | 548 | 1675 | 8743 | 7732 | 3786 | 2073 | 2660 | 3550 | 779.9779 | 889.5574 | 983.6735 | 436.8255
| 2876 | 869.7408 | 920.7478 | 888.779 | 920.7478 | 920.7478 | 888.779 | 920.7478 | 920.7478 | 888.779 | 920.7478 | 968.7075 | 286.5644 | 920.7478 | 888.779 | 920.7478 | 2876 | 920.7478 | 888.779 | 968.7075 | 286.5644 | 307 | 2941 | 7409 | 6105 | 8018 | 3176 | 2606 | 6483 | 779.9298 | 889.552 | 983.6735 | 436.58
| 2877 | 867.4786 | 925.5539 | 874.5427 | 925.5539 | 925.5539 | 874.5427 | 925.5539 | 925.5539 | 874.5427 | 925.5539 | 960.5442 | 281.5534 | 925.5539 | 874.5427 | 925.5539 | 2877 | 925.5539 | 874.5427 | 960.5442 | 281.5534 | 267 | 4000 | 8258 | 6307 | 482 | 2750 | 2585 | 6040 | 779.9298 | 889.5237 | 983.6735 | 436.58
| 2878 | 876.0745 | 927.3802 | 905.0126 | 927.3802 | 927.3802 | 905.0126 | 927.3802 | 927.3802 | 905.0126 | 927.3802 | 974.1497 | 251.8008 | 927.3802 | 905.0126 | 927.3802 | 2878 | 927.3802 | 905.0126 | 974.1497 | 251.8008 | 243 | 1799 | 5966 | 7399 | 8618 | 8004 | 2574 | 5015 | 779.8818 | 889.5137 | 983.6735 | 436.58
| 2879 | 821.9845 | 837.1702 | 891.1287 | 837.1702 | 837.1702 | 891.1287 | 837.1702 | 837.1702 | 891.1287 | 837.1702 | 980.9524 | 264.9546 | 837.1702 | 891.1287 | 837.1702 | 2879 | 837.1702 | 891.1287 | 980.9524 | 264.9546 | 1264 | 2778 | 3878 | 6936 | 2043 | 7742 | 2567 | 8737 | 779.8818 | 889.4743 | 983.6735 | 436.2668
| 2880 | 832.5364 | 853.8473 | 899.0445 | 853.8473 | 853.8473 | 899.0445 | 853.8473 | 853.8473 | 899.0445 | 853.8473 | 971.4286 | 257.125 | 853.8473 | 899.0445 | 853.8473 | 2880 | 853.8473 | 899.0445 | 971.4286 | 257.125 | 993 | 2189 | 6768 | 7205 | 1307 | 6889 | 2566 | 5481 | 779.8337 | 889.4648 | 983.6735 | 436.2668
| 2881 | 816.531 | 819.2435 | 912.0522 | 819.2435 | 819.2435 | 912.0522 | 819.2435 | 819.2435 | 912.0522 | 819.2435 | 968.7075 | 260.57 | 819.2435 | 912.0522 | 819.2435 | 2881 | 819.2435 | 912.0522 | 968.7075 | 260.57 | 1649 | 1372 | 7408 | 7076 | 906 | 4948 | 2538 | 2302 | 779.8337 | 889.4586 | 983.6735 | 436.2668
| 2882 | 813.3115 | 810.3523 | 913.1907 | 810.3523 | 810.3523 | 913.1907 | 810.3523 | 810.3523 | 913.1907 | 810.3523 | 967.3469 | 283.4325 | 810.3523 | 913.1907 | 810.3523 | 2882 | 810.3523 | 913.1907 | 967.3469 | 283.4325 | 1896 | 1308 | 7669 | 6241 | 2800 | 7026 | 2534 | 2298 | 779.7376 | 889.4386 | 983.6735 | 436.2668
| 2883 | 798.0985 | 796.6069 | 901.4782 | 796.6069 | 796.6069 | 901.4782 | 796.6069 | 796.6069 | 901.4782 | 796.6069 | 965.9864 | 228.6251 | 796.6069 | 901.4782 | 796.6069 | 2883 | 796.6069 | 901.4782 | 965.9864 | 228.6251 | 2324 | 2006 | 7911 | 8095 | 2792 | 8014 | 2533 | 8717 | 779.7376 | 889.4362 | 983.6735 | 435.9537
| 2884 | 785.2449 | 774.4509 | 902.7356 | 774.4509 | 774.4509 | 902.7356 | 774.4509 | 774.4509 | 902.7356 | 774.4509 | 963.2653 | 223.6142 | 774.4509 | 902.7356 | 774.4509 | 2884 | 774.4509 | 902.7356 | 963.2653 | 223.6142 | 3082 | 1917 | 8136 | 8215 | 7525 | 1928 | 2528 | 7022 | 779.6895 | 889.4201 | 983.6735 | 435.9537
| 2885 | 785.9589 | 770.5099 | 904.8952 | 770.5099 | 770.5099 | 904.8952 | 770.5099 | 770.5099 | 904.8952 | 770.5099 | 963.2653 | 256.4986 | 770.5099 | 904.8952 | 770.5099 | 2885 | 770.5099 | 904.8952 | 963.2653 | 256.4986 | 3246 | 1804 | 8135 | 7224 | 7526 | 3896 | 2512 | 6964 | 779.6415 | 889.406 | 983.6735 | 435.9537
| 2886 | 785.5881 | 775.7485 | 911.0745 | 775.7485 | 775.7485 | 911.0745 | 775.7485 | 775.7485 | 911.0745 | 775.7485 | 965.9864 | 181.9605 | 775.7485 | 911.0745 | 775.7485 | 2886 | 775.7485 | 911.0745 | 965.9864 | 181.9605 | 3047 | 1425 | 7910 | 8679 | 2600 | 4865 | 2508 | 6501 | 779.6415 | 889.3962 | 983.6735 | 435.9537
| 2887 | 707.7141 | 653.0975 | 887.111 | 653.0975 | 653.0975 | 887.111 | 653.0975 | 653.0975 | 887.111 | 653.0975 | 957.8231 | 176.9496 | 653.0975 | 887.111 | 653.0975 | 2887 | 653.0975 | 887.111 | 957.8231 | 176.9496 | 7770 | 3054 | 8379 | 8709 | 7944 | 8068 | 2493 | 6293 | 779.5934 | 889.3715 | 983.6735 | 435.9537
| 2888 | 723.7261 | 677.0798 | 896.1356 | 677.0798 | 677.0798 | 896.1356 | 677.0798 | 677.0798 | 896.1356 | 677.0798 | 945.5782 | 185.4056 | 677.0798 | 896.1356 | 677.0798 | 2888 | 677.0798 | 896.1356 | 945.5782 | 185.4056 | 7051 | 2386 | 8638 | 8658 | 6166 | 532 | 2492 | 6009 | 779.5934 | 889.3715 | 983.6735 | 435.9537
| 2889 | 735.711 | 687.9416 | 906.2976 | 687.9416 | 687.9416 | 906.2976 | 687.9416 | 687.9416 | 906.2976 | 687.9416 | 967.3469 | 203.8835 | 687.9416 | 906.2976 | 687.9416 | 2889 | 687.9416 | 906.2976 | 967.3469 | 203.8835 | 6607 | 1717 | 7668 | 8511 | 3151 | 4970 | 2438 | 4840 | 779.5453 | 889.3697 | 983.6735 | 435.9537
| 2890 | 741.931 | 689.6237 | 920.7642 | 689.6237 | 689.6237 | 920.7642 | 689.6237 | 689.6237 | 920.7642 | 689.6237 | 964.6259 | 222.3614 | 689.6237 | 920.7642 | 689.6237 | 2890 | 689.6237 | 920.7642 | 964.6259 | 222.3614 | 6518 | 943 | 8014 | 8232 | 831 | 184 | 2417 | 4599 | 779.5453 | 889.3636 | 983.6735 | 435.9537
| 2891 | 741.4746 | 697.4095 | 907.5344 | 697.4095 | 697.4095 | 907.5344 | 697.4095 | 697.4095 | 907.5344 | 697.4095 | 967.3469 | 203.8835 | 697.4095 | 907.5344 | 697.4095 | 2891 | 697.4095 | 907.5344 | 967.3469 | 203.8835 | 6173 | 1645 | 7667 | 8510 | 7982 | 7776 | 2406 | 1993 | 779.4973 | 889.3612 | 983.6735 | 435.9537
| 2892 | 754.8959 | 721.0554 | 901.6773 | 721.0554 | 721.0554 | 901.6773 | 721.0554 | 721.0554 | 901.6773 | 721.0554 | 978.2313 | 215.1582 | 721.0554 | 901.6773 | 721.0554 | 2892 | 721.0554 | 901.6773 | 978.2313 | 215.1582 | 5193 | 1985 | 4641 | 8348 | 1185 | 5237 | 2399 | 4918 | 779.4973 | 889.3571 | 983.6735 | 435.7971
| 2893 | 747.0941 | 715.1439 | 888.0782 | 715.1439 | 715.1439 | 888.0782 | 715.1439 | 715.1439 | 888.0782 | 715.1439 | 970.068 | 215.7845 | 715.1439 | 888.0782 | 715.1439 | 2893 | 715.1439 | 888.0782 | 970.068 | 215.7845 | 5419 | 2988 | 7166 | 8338 | 7877 | 3782 | 2398 | 7245 | 779.4492 | 889.3418 | 983.6735 | 435.6405
| 2894 | 755.9663 | 733.2628 | 889.076 | 733.2628 | 733.2628 | 889.076 | 733.2628 | 733.2628 | 889.076 | 733.2628 | 974.1497 | 186.9715 | 733.2628 | 889.076 | 733.2628 | 2894 | 733.2628 | 889.076 | 974.1497 | 186.9715 | 4685 | 2917 | 5965 | 8643 | 2368 | 2907 | 2370 | 6436 | 779.4492 | 889.328 | 983.6735 | 435.6405
| 2895 | 765.1827 | 734.0318 | 912.3061 | 734.0318 | 734.0318 | 912.3061 | 734.0318 | 734.0318 | 912.3061 | 734.0318 | 972.7891 | 218.29 | 734.0318 | 912.3061 | 734.0318 | 2895 | 734.0318 | 912.3061 | 972.7891 | 218.29 | 4643 | 1358 | 6384 | 8314 | 6720 | 2075 | 2366 | 6304 | 779.4012 | 889.3017 | 983.6735 | 435.6405
| 2896 | 770.0702 | 744.3649 | 909.27 | 744.3649 | 744.3649 | 909.27 | 744.3649 | 744.3649 | 909.27 | 744.3649 | 970.068 | 218.9164 | 744.3649 | 909.27 | 744.3649 | 2896 | 744.3649 | 909.27 | 970.068 | 218.9164 | 4213 | 1533 | 7165 | 8298 | 3520 | 1823 | 2365 | 5298 | 779.4012 | 889.2893 | 983.6735 | 435.6405
| 2897 | 767.5186 | 740.8564 | 910.0402 | 740.8564 | 740.8564 | 910.0402 | 740.8564 | 740.8564 | 910.0402 | 740.8564 | 976.8707 | 201.378 | 740.8564 | 910.0402 | 740.8564 | 2897 | 740.8564 | 910.0402 | 976.8708 | 201.378 | 4356 | 1484 | 5128 | 8533 | 237 | 7556 | 2360 | 2491 | 779.4012 | 889.2883 | 983.6735 | 435.6405
| 2898 | 772.9771 | 751.0934 | 906.5568 | 751.0934 | 751.0934 | 906.5568 | 751.0934 | 751.0934 | 906.5568 | 751.0934 | 976.8707 | 209.834 | 751.0934 | 906.5568 | 751.0934 | 2898 | 751.0934 | 906.5568 | 976.8708 | 209.834 | 3970 | 1708 | 5127 | 8429 | 6672 | 2734 | 2344 | 2442 | 779.3531 | 889.2758 | 983.6735 | 435.6405
| 2899 | 831.7591 | 853.9434 | 911.2261 | 853.9434 | 853.9434 | 911.2261 | 853.9434 | 853.9434 | 911.2261 | 853.9434 | 956.4626 | 211.7131 | 853.9434 | 911.2261 | 853.9434 | 2899 | 853.9434 | 911.2261 | 956.4626 | 211.7131 | 991 | 1420 | 8466 | 8400 | 460 | 7103 | 2340 | 1304 | 779.3531 | 889.2514 | 983.6735 | 435.6405
| 2900 | 854.1522 | 901.0429 | 894.0885 | 901.0429 | 901.0429 | 894.0885 | 901.0429 | 901.0429 | 894.0885 | 901.0429 | 971.4286 | 202.0044 | 901.0429 | 894.0885 | 901.0429 | 2900 | 901.0429 | 894.0885 | 971.4286 | 202.0044 | 470 | 2529 | 6767 | 8528 | 2506 | 6927 | 2325 | 8738 | 779.257 | 889.242 | 983.6735 | 435.3273
| 2901 | 867.9101 | 917.9603 | 905.4288 | 917.9603 | 917.9603 | 905.4288 | 917.9603 | 917.9603 | 905.4288 | 917.9603 | 975.5102 | 209.834 | 917.9603 | 905.4288 | 917.9603 | 2901 | 917.9603 | 905.4288 | 975.5102 | 209.834 | 324 | 1771 | 5547 | 8428 | 1945 | 3038 | 2324 | 8006 | 779.257 | 889.2227 | 983.6735 | 435.3273
| 2902 | 848.8809 | 887.9704 | 897.1179 | 887.9704 | 887.9704 | 897.1179 | 887.9704 | 887.9704 | 897.1179 | 887.9704 | 983.6735 | 208.4247 | 887.9704 | 897.1179 | 887.9704 | 2902 | 887.9704 | 897.1179 | 983.6735 | 208.4247 | 599 | 2312 | 2854 | 8451 | 7421 | 2421 | 2270 | 7164 | 779.2089 | 889.2093 | 983.6735 | 435.3273
| 2903 | 828.1491 | 845.1483 | 910.5531 | 845.1483 | 845.1483 | 910.5531 | 845.1483 | 845.1483 | 910.5531 | 845.1483 | 983.6735 | 207.0153 | 845.1483 | 910.5531 | 845.1483 | 2903 | 845.1483 | 910.5531 | 983.6735 | 207.0153 | 1135 | 1458 | 2853 | 8476 | 4001 | 1080 | 2249 | 7105 | 779.2089 | 889.1881 | 983.6735 | 435.3273
| 2904 | 805.8883 | 805.4501 | 915.2519 | 805.4501 | 805.4501 | 915.2519 | 805.4501 | 805.4501 | 915.2519 | 805.4501 | 975.5102 | 202.3176 | 805.4501 | 915.2519 | 805.4501 | 2904 | 805.4501 | 915.2519 | 975.5102 | 202.3176 | 2048 | 1212 | 5546 | 8524 | 2209 | 6939 | 2238 | 5654 | 779.2089 | 889.1862 | 983.6735 | 435.3273
| 2905 | 794.8408 | 784.0631 | 914.3784 | 784.0631 | 784.0631 | 914.3784 | 784.0631 | 784.0631 | 914.3784 | 784.0631 | 970.068 | 227.6856 | 784.0631 | 914.3784 | 784.0631 | 2905 | 784.0631 | 914.3784 | 970.068 | 227.6856 | 2730 | 1251 | 7164 | 8119 | 459 | 6886 | 2231 | 3883 | 779.2089 | 889.1747 | 983.6735 | 435.3273
| 2906 | 777.478 | 770.4138 | 882.6026 | 770.4138 | 770.4138 | 882.6026 | 770.4138 | 770.4138 | 882.6026 | 770.4138 | 971.4286 | 219.5427 | 770.4138 | 882.6026 | 770.4138 | 2906 | 770.4138 | 882.6026 | 971.4286 | 219.5428 | 3252 | 3423 | 6766 | 8288 | 365 | 4940 | 2230 | 3087 | 779.2089 | 889.1744 | 983.6735 | 435.3273
| 2907 | 778.4533 | 770.9905 | 889.328 | 770.9905 | 770.9905 | 889.328 | 770.9905 | 770.9905 | 889.328 | 770.9905 | 967.3469 | 205.7626 | 770.9905 | 889.328 | 770.9905 | 2907 | 770.9905 | 889.328 | 967.3469 | 205.7626 | 3228 | 2894 | 7666 | 8488 | 7732 | 7045 | 2202 | 3834 | 779.1609 | 889.1733 | 983.6735 | 435.2098
| 2908 | 765.0016 | 749.8438 | 881.6656 | 749.8438 | 749.8438 | 881.6656 | 749.8438 | 749.8438 | 881.6656 | 749.8438 | 974.1497 | 210.4604 | 749.8438 | 881.6656 | 749.8438 | 2908 | 749.8438 | 881.6656 | 974.1497 | 210.4604 | 4016 | 3488 | 5964 | 8420 | 7189 | 8095 | 2198 | 3533 | 779.1609 | 889.1608 | 983.6735 | 435.1185
| 2909 | 782.1155 | 755.6111 | 932.4298 | 755.6111 | 755.6111 | 932.4298 | 755.6111 | 755.6111 | 932.4298 | 755.6111 | 975.5102 | 199.4989 | 755.6111 | 932.4298 | 755.6111 | 2909 | 755.6111 | 932.4298 | 975.5102 | 199.4989 | 3804 | 451 | 5545 | 8550 | 2848 | 559 | 2197 | 5338 | 779.1609 | 889.1608 | 983.6735 | 435.0141
| 2910 | 748.3397 | 703.321 | 907.9062 | 703.321 | 703.321 | 907.9062 | 703.321 | 703.321 | 907.9062 | 703.321 | 983.6735 | 234.8888 | 703.321 | 907.9062 | 703.321 | 2910 | 703.321 | 907.9062 | 983.6735 | 234.8888 | 5943 | 1613 | 2852 | 7936 | 8281 | 3726 | 2192 | 4003 | 779.1128 | 889.1458 | 983.6735 | 435.0141
| 2911 | 715.1168 | 655.837 | 900.4795 | 655.837 | 655.837 | 900.4795 | 655.837 | 655.837 | 900.4795 | 655.837 | 982.3129 | 180.7078 | 655.837 | 900.4795 | 655.837 | 2911 | 655.837 | 900.4795 | 982.3129 | 180.7078 | 7699 | 2082 | 3428 | 8688 | 7875 | 7125 | 2176 | 3274 | 779.1128 | 889.1272 | 983.6735 | 435.0141
| 2912 | 725.0031 | 681.5495 | 884.5987 | 681.5495 | 681.5495 | 884.5987 | 681.5495 | 681.5495 | 884.5987 | 681.5495 | 978.2313 | 181.021 | 681.5495 | 884.5987 | 681.5495 | 2912 | 681.5495 | 884.5987 | 978.2313 | 181.021 | 6887 | 3288 | 4640 | 8686 | 7922 | 3615 | 2172 | 3176 | 779.0647 | 889.1255 | 983.6735 | 435.0141
| 2913 | 733.5054 | 689.7198 | 894.4903 | 689.7198 | 689.7198 | 894.4903 | 689.7198 | 689.7198 | 894.4903 | 689.7198 | 982.3129 | 191.0429 | 689.7198 | 894.4903 | 689.7198 | 2913 | 689.7198 | 894.4903 | 982.3129 | 191.0429 | 6513 | 2496 | 3427 | 8620 | 7498 | 7406 | 2157 | 2439 | 779.0647 | 889.1062 | 983.6735 | 435.0141
| 2914 | 758.0197 | 723.122 | 910.0382 | 723.122 | 723.122 | 910.0382 | 723.122 | 723.122 | 910.0382 | 723.122 | 986.3946 | 200.7516 | 723.122 | 910.0382 | 723.122 | 2914 | 723.122 | 910.0382 | 986.3946 | 200.7516 | 5094 | 1485 | 1964 | 8543 | 4170 | 350 | 2156 | 3512 | 779.0647 | 889.1062 | 983.6735 | 434.9358
| 2915 | 773.4467 | 723.1701 | 897.1527 | 723.1701 | 723.1701 | 897.1527 | 723.1701 | 723.1701 | 897.1527 | 723.1701 | 982.3129 | 471.9699 | 723.1701 | 897.1527 | 723.1701 | 2915 | 723.1701 | 897.1527 | 982.3129 | 471.9699 | 5087 | 2309 | 3426 | 2273 | 1596 | 7966 | 2102 | 4293 | 779.0647 | 889.1055 | 983.6735 | 434.7009
| 2916 | 783.3671 | 733.6954 | 908.3206 | 733.6954 | 733.6954 | 908.3206 | 733.6954 | 733.6954 | 908.3206 | 733.6954 | 978.2313 | 486.0633 | 733.6954 | 908.3206 | 733.6954 | 2916 | 733.6954 | 908.3206 | 978.2313 | 486.0633 | 4658 | 1584 | 4639 | 2070 | 442 | 3124 | 2081 | 2762 | 779.0647 | 889.076 | 983.6735 | 434.7009
| 2917 | 781.9883 | 742.6828 | 906.5277 | 742.6828 | 742.6828 | 906.5277 | 742.6828 | 742.6828 | 906.5277 | 742.6828 | 980.9524 | 399.311 | 742.6828 | 906.5277 | 742.6828 | 2917 | 742.6828 | 906.5277 | 980.9524 | 399.311 | 4287 | 1710 | 3877 | 3506 | 8342 | 2894 | 2070 | 6772 | 779.0167 | 889.076 | 983.6735 | 434.5443
| 2918 | 779.9897 | 750.757 | 934.8249 | 750.757 | 750.757 | 934.8249 | 750.757 | 750.757 | 934.8249 | 750.757 | 980.9524 | 193.5484 | 750.757 | 934.8249 | 750.757 | 2918 | 750.757 | 934.8249 | 980.9524 | 193.5484 | 3984 | 374 | 3876 | 8604 | 803 | 3372 | 2063 | 8715 | 779.0167 | 889.0737 | 983.6735 | 434.3877
| 2919 | 792.6311 | 753.1119 | 930.2057 | 753.1119 | 753.1119 | 930.2057 | 753.1119 | 753.1119 | 930.2057 | 753.1119 | 972.7891 | 378.3276 | 753.1119 | 930.2057 | 753.1119 | 2919 | 753.1119 | 930.2057 | 972.7891 | 378.3276 | 3898 | 512 | 6383 | 3895 | 857 | 7893 | 2062 | 2652 | 778.9686 | 889.055 | 983.6735 | 434.3877
| 2920 | 739.7732 | 777.719 | 737.197 | 777.719 | 777.719 | 737.197 | 777.719 | 777.719 | 737.197 | 777.719 | 975.5102 | 210.7736 | 777.719 | 737.197 | 777.719 | 2920 | 777.719 | 737.197 | 975.5102 | 210.7736 | 2960 | 7619 | 5544 | 8416 | 3772 | 7018 | 2034 | 2189 | 778.9206 | 889.0516 | 983.6735 | 434.3877
| 2921 | 740.4086 | 774.7393 | 753.44 | 774.7393 | 774.7393 | 753.44 | 774.7393 | 774.7393 | 753.44 | 774.7393 | 983.6735 | 170.3727 | 774.7393 | 753.44 | 774.7393 | 2921 | 774.7393 | 753.44 | 983.6735 | 170.3727 | 3070 | 7431 | 2851 | 8735 | 3657 | 7402 | 2030 | 8563 | 778.8725 | 889.0221 | 983.6735 | 434.0745
| 2922 | 796.5614 | 786.8506 | 926.8587 | 786.8506 | 786.8506 | 926.8587 | 786.8506 | 786.8506 | 926.8587 | 786.8506 | 967.3469 | 182.2737 | 786.8506 | 926.8587 | 786.8506 | 2922 | 786.8506 | 926.8587 | 967.3469 | 182.2737 | 2651 | 650 | 7665 | 8676 | 1707 | 346 | 2029 | 6819 | 778.8725 | 889.0221 | 983.6735 | 434.0745
| 2923 | 866.2326 | 913.9713 | 911.2643 | 913.9713 | 913.9713 | 911.2643 | 913.9713 | 913.9713 | 911.2643 | 913.9713 | 980.9524 | 189.477 | 913.9713 | 911.2643 | 913.9713 | 2923 | 913.9713 | 911.2643 | 980.9524 | 189.477 | 347 | 1415 | 3875 | 8630 | 5086 | 4949 | 2024 | 4972 | 778.8244 | 889.0066 | 983.6735 | 434.0745
| 2924 | 880.3698 | 944.8263 | 900.884 | 944.8263 | 944.8263 | 900.884 | 944.8263 | 944.8263 | 900.884 | 944.8263 | 986.3946 | 176.6364 | 944.8263 | 900.884 | 944.8263 | 2924 | 944.8263 | 900.884 | 986.3946 | 176.6364 | 115 | 2049 | 1963 | 8712 | 1473 | 7698 | 2008 | 4441 | 778.8244 | 888.9993 | 983.6735 | 434.0745
| 2925 | 866.5059 | 925.4578 | 891.5698 | 925.4578 | 925.4578 | 891.5698 | 925.4578 | 925.4578 | 891.5698 | 925.4578 | 982.3129 | 178.8287 | 925.4578 | 891.5698 | 925.4578 | 2925 | 925.4578 | 891.5698 | 982.3129 | 178.8287 | 269 | 2738 | 3425 | 8699 | 1684 | 4702 | 2004 | 2256 | 778.7764 | 888.9652 | 983.6735 | 434.0745
| 2926 | 847.6621 | 887.0092 | 906.0567 | 887.0092 | 887.0092 | 906.0567 | 887.0092 | 887.0092 | 906.0567 | 887.0092 | 971.4286 | 175.5402 | 887.0092 | 906.0567 | 887.0092 | 2926 | 887.0092 | 906.0568 | 971.4286 | 175.5402 | 610 | 1729 | 6765 | 8714 | 7754 | 1176 | 1989 | 1933 | 778.7283 | 888.9543 | 983.6735 | 434.0745
| 2927 | 808.9195 | 808.1415 | 925.6139 | 808.1415 | 808.1415 | 925.6139 | 808.1415 | 808.1415 | 925.6139 | 808.1415 | 985.034 | 172.2518 | 808.1415 | 925.6139 | 808.1415 | 2927 | 808.1415 | 925.6139 | 985.034 | 172.2518 | 1955 | 699 | 2294 | 8729 | 2434 | 8240 | 1988 | 3575 | 778.7283 | 888.9428 | 983.6735 | 433.7875
| 2928 | 812.3728 | 814.0049 | 923.0228 | 814.0049 | 814.0049 | 923.0228 | 814.0049 | 814.0049 | 923.0228 | 814.0049 | 987.7551 | 181.3342 | 814.0049 | 923.0228 | 814.0049 | 2928 | 814.0049 | 923.0228 | 987.7551 | 181.3342 | 1798 | 825 | 1600 | 8681 | 6839 | 7670 | 1934 | 7250 | 778.6803 | 888.9157 | 983.6735 | 433.7614
| 2929 | 774.3602 | 748.9787 | 919.8742 | 748.9787 | 748.9787 | 919.8742 | 748.9787 | 748.9787 | 919.8742 | 748.9787 | 987.7551 | 181.9605 | 748.9787 | 919.8742 | 748.9787 | 2929 | 748.9787 | 919.8742 | 987.7551 | 181.9605 | 4042 | 983 | 1599 | 8678 | 6407 | 7263 | 1913 | 6857 | 778.6803 | 888.9097 | 983.6735 | 433.7614
| 2930 | 790.4475 | 773.3455 | 925.4056 | 773.3455 | 773.3455 | 925.4056 | 773.3455 | 773.3455 | 925.4056 | 773.3455 | 995.9184 | 181.9605 | 773.3455 | 925.4056 | 773.3455 | 2930 | 773.3455 | 925.4056 | 995.9184 | 181.9605 | 3120 | 712 | 348 | 8677 | 3586 | 3304 | 1902 | 3361 | 778.6803 | 888.8944 | 983.6735 | 433.7614
| 2931 | 786.7483 | 773.6819 | 912.7519 | 773.6819 | 773.6819 | 912.7519 | 773.6819 | 773.6819 | 912.7519 | 773.6819 | 994.5578 | 179.4551 | 773.6819 | 912.7519 | 773.6819 | 2931 | 773.6819 | 912.7519 | 994.5578 | 179.4551 | 3108 | 1337 | 521 | 8696 | 1985 | 5230 | 1895 | 7049 | 778.5841 | 888.8877 | 983.6735 | 433.4482
| 2932 | 772.8961 | 752.7755 | 904.6484 | 752.7755 | 752.7755 | 904.6484 | 752.7755 | 752.7755 | 904.6484 | 752.7755 | 991.8367 | 187.9111 | 752.7755 | 904.6484 | 752.7755 | 2932 | 752.7755 | 904.6484 | 991.8367 | 187.9111 | 3913 | 1821 | 903 | 8637 | 1601 | 7976 | 1894 | 6597 | 778.5841 | 888.8765 | 983.6735 | 433.4482
| 2933 | 781.9491 | 764.9829 | 915.7555 | 764.9829 | 764.9829 | 915.7555 | 764.9829 | 764.9829 | 915.7555 | 764.9829 | 991.8367 | 172.565 | 764.9829 | 915.7555 | 764.9829 | 2933 | 764.9829 | 915.7555 | 991.8367 | 172.565 | 3469 | 1196 | 902 | 8727 | 5687 | 3694 | 1866 | 6484 | 778.5361 | 888.8506 | 983.6735 | 433.4482
| 2934 | 770.4667 | 753.5445 | 900.9033 | 753.5445 | 753.5445 | 900.9033 | 753.5445 | 753.5445 | 900.9033 | 753.5445 | 982.3129 | 172.2518 | 753.5445 | 900.9033 | 753.5445 | 2934 | 753.5445 | 900.9033 | 982.3129 | 172.2518 | 3878 | 2047 | 3424 | 8728 | 7860 | 3306 | 1862 | 6027 | 778.488 | 888.8333 | 983.6735 | 433.4482
| 2935 | 748.2319 | 716.2013 | 894.1201 | 716.2013 | 716.2013 | 894.1201 | 716.2013 | 716.2013 | 894.1201 | 716.2013 | 972.7891 | 196.3671 | 716.2013 | 894.1201 | 716.2013 | 2935 | 716.2013 | 894.1201 | 972.7891 | 196.3671 | 5386 | 2525 | 6382 | 8581 | 7714 | 3847 | 1861 | 3308 | 778.3438 | 888.8232 | 983.6735 | 433.4482
| 2936 | 760.7368 | 733.3109 | 894.3162 | 733.3109 | 733.3109 | 894.3162 | 733.3109 | 733.3109 | 894.3162 | 733.3109 | 986.3946 | 220.1691 | 733.3109 | 894.3162 | 733.3109 | 2936 | 733.3109 | 894.3162 | 986.3946 | 220.1691 | 4682 | 2511 | 1962 | 8278 | 1640 | 6914 | 1856 | 1948 | 778.3438 | 888.8191 | 983.6735 | 433.4482
| 2937 | 779.7996 | 768.6836 | 874.2308 | 768.6836 | 768.6836 | 874.2308 | 768.6836 | 768.6836 | 874.2308 | 768.6836 | 959.1837 | 311.6192 | 768.6836 | 874.2308 | 768.6836 | 2937 | 768.6836 | 874.2308 | 959.1837 | 311.6192 | 3327 | 4016 | 8327 | 5263 | 6406 | 8096 | 1840 | 6715 | 778.2958 | 888.798 | 983.6735 | 433.135
| 2938 | 785.4372 | 771.8556 | 837.08 | 771.8556 | 771.8556 | 837.08 | 771.8556 | 771.8556 | 837.08 | 771.8556 | 976.8707 | 496.0852 | 771.8556 | 837.08 | 771.8556 | 2938 | 771.8556 | 837.0801 | 976.8708 | 496.0852 | 3190 | 6356 | 5126 | 1943 | 2176 | 560 | 1836 | 5288 | 778.1996 | 888.798 | 983.6735 | 433.135
| 2939 | 800.237 | 774.4509 | 851.504 | 774.4509 | 774.4509 | 851.504 | 774.4509 | 774.4509 | 851.504 | 774.4509 | 985.034 | 616.6614 | 774.4509 | 851.504 | 774.4509 | 2939 | 774.4509 | 851.504 | 985.034 | 616.6614 | 3081 | 5527 | 2293 | 706 | 2801 | 7326 | 1821 | 4561 | 778.1516 | 888.7853 | 983.6735 | 433.135
| 2940 | 773.4175 | 748.6903 | 862.004 | 748.6903 | 748.6903 | 862.004 | 748.6903 | 748.6903 | 862.004 | 748.6903 | 989.1156 | 401.1901 | 748.6903 | 862.004 | 748.6903 | 2940 | 748.6903 | 862.004 | 989.1156 | 401.1901 | 4051 | 4851 | 1269 | 3469 | 2735 | 270 | 1820 | 3824 | 778.1516 | 888.7853 | 983.6735 | 433.135
| 2941 | 779.9386 | 750.9492 | 850.1419 | 750.9492 | 750.9492 | 850.1419 | 750.9492 | 750.9492 | 850.1419 | 750.9492 | 986.3946 | 524.585 | 750.9492 | 850.1419 | 750.9492 | 2941 | 750.9492 | 850.1419 | 986.3946 | 524.585 | 3975 | 5616 | 1961 | 1591 | 8583 | 2876 | 1766 | 3318 | 778.1035 | 888.779 | 983.6735 | 433.135
| 2942 | 801.0224 | 764.6465 | 870.8349 | 764.6465 | 764.6465 | 870.8349 | 764.6465 | 764.6465 | 870.8349 | 764.6465 | 983.6735 | 630.1284 | 764.6465 | 870.8349 | 764.6465 | 2942 | 764.6465 | 870.8349 | 983.6735 | 630.1284 | 3475 | 4223 | 2850 | 629 | 7541 | 2419 | 1745 | 2482 | 778.0555 | 888.7228 | 983.6735 | 433.135
| 2943 | 787.1192 | 764.5504 | 877.3275 | 764.5504 | 764.5504 | 877.3275 | 764.5504 | 764.5504 | 877.3275 | 764.5504 | 987.7551 | 406.2011 | 764.5504 | 877.3275 | 764.5504 | 2943 | 764.5504 | 877.3275 | 987.7551 | 406.2011 | 3477 | 3803 | 1598 | 3370 | 3624 | 4773 | 1734 | 1502 | 778.0074 | 888.7065 | 983.6735 | 433.135
| 2944 | 797.8538 | 756.1878 | 875.4068 | 756.1878 | 756.1878 | 875.4068 | 756.1878 | 756.1878 | 875.4068 | 756.1878 | 987.7551 | 631.068 | 756.1878 | 875.4068 | 756.1878 | 2944 | 756.1878 | 875.4068 | 987.7551 | 631.068 | 3776 | 3939 | 1597 | 622 | 3533 | 2013 | 1727 | 3552 | 778.0074 | 888.7058 | 983.6735 | 433.0831
| 2945 | 832.9085 | 791.9931 | 918.259 | 791.9931 | 791.9931 | 918.259 | 791.9931 | 791.9931 | 918.259 | 791.9931 | 1000 | 651.7382 | 791.9931 | 918.259 | 791.9931 | 2945 | 791.9931 | 918.259 | 1000 | 651.7382 | 2477 | 1063 | 35 | 482 | 8641 | 4937 | 1726 | 6288 | 777.9593 | 888.6971 | 983.6735 | 432.8871
| 2946 | 818.872 | 785.7932 | 881.4384 | 785.7932 | 785.7932 | 881.4384 | 785.7932 | 785.7932 | 881.4384 | 785.7932 | 980.9524 | 671.1557 | 785.7932 | 881.4384 | 785.7932 | 2946 | 785.7932 | 881.4384 | 980.9524 | 671.1557 | 2679 | 3507 | 3874 | 401 | 3957 | 1829 | 1698 | 8662 | 777.9593 | 888.6933 | 983.6735 | 432.8218
| 2947 | 815.5912 | 860.0952 | 768.2681 | 860.0952 | 860.0952 | 768.2681 | 860.0952 | 860.0952 | 768.2681 | 860.0952 | 995.9184 | 468.5249 | 860.0952 | 768.2681 | 860.0952 | 2947 | 860.0952 | 768.2681 | 995.9184 | 468.5249 | 926 | 7266 | 347 | 2331 | 3773 | 7779 | 1694 | 8517 | 777.9593 | 888.6908 | 983.6735 | 432.8218
| 2948 | 861.715 | 931.0809 | 827.3068 | 931.0809 | 931.0809 | 827.3068 | 931.0809 | 931.0809 | 827.3068 | 931.0809 | 978.2313 | 327.9048 | 931.0809 | 827.3068 | 931.0809 | 2948 | 931.0809 | 827.3068 | 978.2313 | 327.9048 | 207 | 6695 | 4638 | 4883 | 1117 | 7333 | 1693 | 7379 | 777.9593 | 888.6908 | 983.6735 | 432.8218
| 2949 | 884.6896 | 921.1804 | 899.3488 | 921.1804 | 921.1804 | 899.3488 | 921.1804 | 921.1804 | 899.3488 | 921.1804 | 993.1973 | 425.6185 | 921.1804 | 899.3488 | 921.1804 | 2949 | 921.1804 | 899.3488 | 993.1973 | 425.6185 | 303 | 2157 | 676 | 3071 | 8291 | 277 | 1688 | 6021 | 777.9113 | 888.6907 | 983.6735 | 432.8218
| 2950 | 887.5283 | 919.0657 | 905.0307 | 919.0657 | 919.0657 | 905.0307 | 919.0657 | 919.0657 | 905.0307 | 919.0657 | 994.5578 | 458.1898 | 919.0657 | 905.0307 | 919.0657 | 2950 | 919.0657 | 905.0307 | 994.5578 | 458.1898 | 319 | 1797 | 520 | 2518 | 1685 | 2023 | 1672 | 5751 | 777.8632 | 888.6666 | 983.6735 | 432.8218
| 2951 | 862.1301 | 873.3599 | 904.8481 | 873.3599 | 873.3599 | 904.8481 | 873.3599 | 873.3599 | 904.8481 | 873.3599 | 972.7891 | 490.761 | 873.3599 | 904.8481 | 873.3599 | 2951 | 873.3599 | 904.8481 | 972.7891 | 490.761 | 777 | 1811 | 6381 | 2009 | 1588 | 5056 | 1668 | 5469 | 777.8632 | 888.6506 | 983.6735 | 432.8218
| 2952 | 838.6871 | 841.3515 | 897.3715 | 841.3515 | 841.3515 | 897.3715 | 841.3515 | 841.3515 | 897.3715 | 841.3515 | 993.1973 | 428.124 | 841.3515 | 897.3715 | 841.3515 | 2952 | 841.3515 | 897.3715 | 993.1973 | 428.124 | 1203 | 2295 | 675 | 3029 | 8704 | 1887 | 1653 | 4519 | 777.8152 | 888.6439 | 983.6735 | 432.8218
| 2953 | 806.9667 | 811.9383 | 896.8277 | 811.9383 | 811.9383 | 896.8277 | 811.9383 | 811.9383 | 896.8277 | 811.9383 | 990.4762 | 224.2405 | 811.9383 | 896.8277 | 811.9383 | 2953 | 811.9383 | 896.8277 | 990.4762 | 224.2405 | 1855 | 2337 | 1059 | 8201 | 2282 | 7544 | 1652 | 323 | 777.8152 | 888.6411 | 983.6735 | 432.8218
| 2954 | 808.4491 | 799.9712 | 899.7161 | 799.9712 | 799.9712 | 899.7161 | 799.9712 | 799.9712 | 899.7161 | 799.9712 | 998.6395 | 321.0147 | 799.9712 | 899.7161 | 799.9712 | 2954 | 799.9712 | 899.7161 | 998.6395 | 321.0147 | 2210 | 2133 | 122 | 5036 | 1468 | 7314 | 1598 | 8707 | 777.8152 | 888.6411 | 983.6735 | 432.5086
| 2955 | 800.8811 | 782.8615 | 898.7321 | 782.8615 | 782.8615 | 898.7321 | 782.8615 | 782.8615 | 898.7321 | 782.8615 | 995.9184 | 358.5969 | 782.8615 | 898.7321 | 782.8615 | 2955 | 782.8615 | 898.7321 | 995.9184 | 358.5969 | 2765 | 2207 | 346 | 4291 | 1398 | 258 | 1577 | 8704 | 777.8152 | 888.6411 | 983.6735 | 432.5086
| 2956 | 802.1925 | 782.0445 | 914.6969 | 782.0445 | 782.0445 | 914.6969 | 782.0445 | 782.0445 | 914.6969 | 782.0445 | 986.3946 | 329.1575 | 782.0445 | 914.6969 | 782.0445 | 2956 | 782.0445 | 914.6969 | 986.3946 | 329.1575 | 2801 | 1235 | 1960 | 4848 | 8454 | 8069 | 1566 | 8399 | 777.7671 | 888.6154 | 983.6735 | 432.5086
| 2957 | 804.4232 | 780.9872 | 919.8671 | 780.9872 | 780.9872 | 919.8671 | 780.9872 | 780.9872 | 919.8671 | 780.9872 | 989.1156 | 345.4432 | 780.9872 | 919.8671 | 780.9872 | 2957 | 780.9872 | 919.8671 | 989.1156 | 345.4432 | 2837 | 984 | 1268 | 4547 | 6191 | 533 | 1559 | 7359 | 777.7671 | 888.6154 | 983.6735 | 432.5086
| 2958 | 765.6213 | 724.6119 | 892.1352 | 724.6119 | 724.6119 | 892.1352 | 724.6119 | 724.6119 | 892.1352 | 724.6119 | 995.9184 | 357.3442 | 724.6119 | 892.1352 | 724.6119 | 2958 | 724.6119 | 892.1352 | 995.9184 | 357.3442 | 5026 | 2701 | 345 | 4310 | 7516 | 7569 | 1558 | 6580 | 777.719 | 888.6102 | 983.6735 | 432.5086
| 2959 | 759.8046 | 721.1515 | 878.2672 | 721.1515 | 721.1515 | 878.2672 | 721.1515 | 721.1515 | 878.2672 | 721.1515 | 974.1497 | 380.8331 | 721.1515 | 878.2672 | 721.1515 | 2959 | 721.1515 | 878.2672 | 974.1497 | 380.8331 | 5190 | 3727 | 5963 | 3828 | 7420 | 8637 | 1530 | 4350 | 777.719 | 888.5931 | 983.6735 | 432.5086
| 2960 | 773.8629 | 764.1659 | 869.1519 | 764.1659 | 764.1659 | 869.1519 | 764.1659 | 764.1659 | 869.1519 | 764.1659 | 986.3946 | 257.7513 | 764.1659 | 869.1519 | 764.1659 | 2960 | 764.1659 | 869.1519 | 986.3946 | 257.7513 | 3486 | 4319 | 1959 | 7187 | 2920 | 2041 | 1526 | 2803 | 777.719 | 888.5909 | 983.6735 | 432.5086
| 2961 | 807.9414 | 780.074 | 892.4882 | 780.074 | 780.074 | 892.4882 | 780.074 | 780.074 | 892.4882 | 780.074 | 982.3129 | 518.3213 | 780.074 | 892.4882 | 780.074 | 2961 | 780.074 | 892.4882 | 982.3129 | 518.3213 | 2871 | 2674 | 3423 | 1665 | 364 | 2510 | 1525 | 850 | 777.719 | 888.5756 | 983.6735 | 432.5086
| 2962 | 773.878 | 745.1819 | 895.6116 | 745.1819 | 745.1819 | 895.6116 | 745.1819 | 745.1819 | 895.6116 | 745.1819 | 985.034 | 305.3555 | 745.1819 | 895.6116 | 745.1819 | 2962 | 745.1819 | 895.6116 | 985.034 | 305.3555 | 4175 | 2421 | 2292 | 5464 | 6450 | 1125 | 1520 | 303 | 777.671 | 888.5643 | 983.6735 | 432.5086
| 2963 | 799.0005 | 776.3253 | 886.9946 | 776.3253 | 776.3253 | 886.9946 | 776.3253 | 776.3253 | 886.9946 | 776.3253 | 971.4286 | 455.9975 | 776.3253 | 886.9946 | 776.3253 | 2963 | 776.3253 | 886.9946 | 971.4286 | 455.9975 | 3008 | 3067 | 6764 | 2555 | 2266 | 3000 | 1504 | 7069 | 777.6229 | 888.493 | 983.6735 | 431.8822
| 2964 | 794.1681 | 746.3354 | 917.8301 | 746.3354 | 746.3354 | 917.8301 | 746.3354 | 746.3354 | 917.8301 | 746.3354 | 956.4626 | 519.8873 | 746.3354 | 917.8301 | 746.3354 | 2964 | 746.3354 | 917.8301 | 956.4626 | 519.8873 | 4135 | 1096 | 8465 | 1644 | 7466 | 7465 | 1500 | 4865 | 777.5268 | 888.484 | 983.6735 | 431.8822
| 2965 | 794.6014 | 758.687 | 928.4109 | 758.687 | 758.687 | 928.4109 | 758.687 | 758.687 | 928.4109 | 758.687 | 963.2653 | 378.0144 | 758.687 | 928.4109 | 758.687 | 2965 | 758.687 | 928.4109 | 963.2653 | 378.0144 | 3667 | 577 | 8134 | 3899 | 2369 | 409 | 1485 | 4604 | 777.5268 | 888.484 | 983.6735 | 431.8822
| 2966 | 803.3212 | 762.1954 | 923.0143 | 762.1954 | 762.1954 | 923.0143 | 762.1954 | 762.1954 | 923.0143 | 762.1954 | 975.5102 | 481.3655 | 762.1954 | 923.0143 | 762.1954 | 2966 | 762.1954 | 923.0143 | 975.5102 | 481.3655 | 3549 | 826 | 5543 | 2135 | 2148 | 1998 | 1484 | 4216 | 777.5268 | 888.4434 | 983.6735 | 431.8822
| 2967 | 804.0533 | 766.1845 | 939.7168 | 766.1845 | 766.1845 | 939.7168 | 766.1845 | 766.1845 | 939.7168 | 766.1845 | 997.2789 | 371.1243 | 766.1845 | 939.7168 | 766.1845 | 2967 | 766.1845 | 939.7168 | 997.2789 | 371.1243 | 3426 | 243 | 191 | 4038 | 410 | 2031 | 1430 | 7361 | 777.5268 | 888.4431 | 983.6735 | 431.5691
| 2968 | 834.54 | 780.4104 | 951.4242 | 780.4104 | 780.4104 | 951.4242 | 780.4104 | 780.4104 | 951.4242 | 780.4104 | 985.034 | 649.5459 | 780.4104 | 951.4242 | 780.4104 | 2968 | 780.4104 | 951.4242 | 985.034 | 649.5459 | 2859 | 63 | 2291 | 499 | 91 | 7940 | 1409 | 4824 | 777.5268 | 888.4338 | 983.6735 | 431.5691
| 2969 | 839.4033 | 815.4948 | 927.9949 | 815.4948 | 815.4948 | 927.9949 | 815.4948 | 815.4948 | 927.9949 | 815.4948 | 998.6395 | 517.0686 | 815.4948 | 927.9949 | 815.4948 | 2969 | 815.4948 | 927.9949 | 998.6395 | 517.0686 | 1765 | 595 | 121 | 1687 | 5994 | 7731 | 1398 | 3270 | 777.4787 | 888.4159 | 983.6735 | 431.5691
| 2970 | 819.8057 | 815.1584 | 907.8652 | 815.1584 | 815.1584 | 907.8652 | 815.1584 | 815.1584 | 907.8652 | 815.1584 | 953.7415 | 370.8111 | 815.1584 | 907.8652 | 815.1584 | 2970 | 815.1584 | 907.8652 | 953.7415 | 370.8112 | 1771 | 1619 | 8535 | 4050 | 5874 | 7683 | 1391 | 2517 | 777.4787 | 888.3958 | 983.6735 | 431.5691
| 2971 | 879.2338 | 928.774 | 916.1528 | 928.774 | 928.774 | 916.1528 | 928.774 | 928.774 | 916.1528 | 928.774 | 975.5102 | 238.9602 | 928.774 | 916.1528 | 928.774 | 2971 | 928.774 | 916.1528 | 975.5102 | 238.9602 | 232 | 1178 | 5542 | 7821 | 1036 | 6758 | 1390 | 305 | 777.4787 | 888.3634 | 983.6735 | 431.5691
| 2972 | 874.1109 | 944.7782 | 875.3503 | 944.7782 | 944.7782 | 875.3503 | 944.7782 | 944.7782 | 875.3503 | 944.7782 | 972.7891 | 205.1362 | 944.7782 | 875.3503 | 944.7782 | 2972 | 944.7782 | 875.3503 | 972.7891 | 205.1362 | 116 | 3948 | 6380 | 8497 | 7786 | 7029 | 1362 | 8148 | 777.4307 | 888.3444 | 983.6735 | 431.2559
| 2973 | 878.7676 | 951.3625 | 857.0244 | 951.3625 | 951.3625 | 857.0244 | 951.3625 | 951.3625 | 857.0244 | 951.3625 | 976.8707 | 286.8775 | 951.3625 | 857.0244 | 951.3625 | 2973 | 951.3625 | 857.0244 | 976.8708 | 286.8775 | 90 | 5187 | 5125 | 6091 | 7517 | 5186 | 1358 | 6127 | 777.4307 | 888.33 | 983.6735 | 431.2559
| 2974 | 877.1531 | 930.2639 | 885.3422 | 930.2639 | 930.2639 | 885.3422 | 930.2639 | 930.2639 | 885.3422 | 930.2639 | 989.1156 | 307.5478 | 930.2639 | 885.3422 | 930.2639 | 2974 | 930.2639 | 885.3422 | 989.1156 | 307.5478 | 218 | 3228 | 1267 | 5382 | 1014 | 2010 | 1357 | 6023 | 777.3826 | 888.2685 | 983.6735 | 431.2559
| 2975 | 847.2319 | 878.8389 | 881.0218 | 878.8389 | 878.8389 | 881.0218 | 878.8389 | 878.8389 | 881.0218 | 878.8389 | 978.2313 | 328.218 | 878.8389 | 881.0218 | 878.8389 | 2975 | 878.8389 | 881.0218 | 978.2313 | 328.218 | 700 | 3541 | 4637 | 4878 | 2842 | 3702 | 1352 | 2173 | 777.2865 | 888.2541 | 983.6735 | 431.2559
| 2976 | 829.5261 | 856.3945 | 852.9054 | 856.3945 | 856.3945 | 852.9054 | 856.3945 | 856.3945 | 852.9054 | 856.3945 | 970.068 | 380.5199 | 856.3945 | 852.9054 | 856.3945 | 2976 | 856.3945 | 852.9054 | 970.068 | 380.5199 | 969 | 5434 | 7163 | 3836 | 7744 | 73 | 1336 | 612 | 777.2384 | 888.2537 | 983.6735 | 431.2559
| 2977 | 819.9186 | 816.8885 | 869.4461 | 816.8885 | 816.8885 | 869.4461 | 816.8885 | 816.8885 | 869.4461 | 816.8885 | 979.5918 | 486.3764 | 816.8885 | 869.4461 | 816.8885 | 2977 | 816.8886 | 869.4461 | 979.5918 | 486.3765 | 1726 | 4304 | 4151 | 2068 | 1918 | 1056 | 1332 | 3744 | 777.2384 | 888.2481 | 983.6735 | 431.2069
| 2978 | 808.1164 | 805.2098 | 866.1962 | 805.2098 | 805.2098 | 866.1962 | 805.2098 | 805.2098 | 866.1962 | 805.2098 | 968.7075 | 438.4591 | 805.2098 | 866.1962 | 805.2098 | 2978 | 805.2098 | 866.1962 | 968.7075 | 438.4591 | 2060 | 4534 | 7407 | 2853 | 8596 | 7600 | 1317 | 8708 | 777.0943 | 888.2142 | 983.6735 | 430.9427
| 2979 | 804.1265 | 805.6904 | 876.3739 | 805.6904 | 805.6904 | 876.3739 | 805.6904 | 805.6904 | 876.3739 | 805.6904 | 974.1497 | 332.6026 | 805.6904 | 876.3739 | 805.6904 | 2979 | 805.6904 | 876.3739 | 974.1497 | 332.6026 | 2044 | 3860 | 5962 | 4787 | 6980 | 464 | 1316 | 8702 | 777.0943 | 888.2076 | 983.6735 | 430.9427
| 2980 | 816.175 | 788.3405 | 870.4279 | 788.3405 | 788.3405 | 870.4279 | 788.3405 | 788.3405 | 870.4279 | 788.3405 | 980.9524 | 657.0623 | 788.3405 | 870.4279 | 788.3405 | 2980 | 788.3405 | 870.4279 | 980.9524 | 657.0623 | 2599 | 4258 | 3873 | 463 | 2308 | 8091 | 1262 | 8416 | 777.0462 | 888.2012 | 983.6735 | 430.9427
| 2981 | 805.5435 | 790.2629 | 880.1872 | 790.2629 | 790.2629 | 880.1872 | 790.2629 | 790.2629 | 880.1872 | 790.2629 | 980.9524 | 453.8052 | 790.2629 | 880.1872 | 790.2629 | 2981 | 790.2629 | 880.1872 | 980.9524 | 453.8052 | 2530 | 3593 | 3872 | 2600 | 1084 | 555 | 1241 | 6361 | 777.0462 | 888.2012 | 983.6735 | 430.9427
| 2982 | 758.9923 | 726.1979 | 874.8492 | 726.1979 | 726.1979 | 874.8492 | 726.1979 | 726.1979 | 874.8492 | 726.1979 | 987.7551 | 329.1575 | 726.1979 | 874.8492 | 726.1979 | 2982 | 726.1979 | 874.8492 | 987.7551 | 329.1575 | 4965 | 3979 | 1596 | 4847 | 979 | 145 | 1230 | 6207 | 777.0462 | 888.1234 | 983.6735 | 430.9427
| 2983 | 761.0222 | 705.5318 | 854.9922 | 705.5318 | 705.5318 | 854.9922 | 705.5318 | 705.5318 | 854.9922 | 705.5318 | 976.8707 | 613.2164 | 705.5318 | 854.9922 | 705.5318 | 2983 | 705.5318 | 854.9922 | 976.8708 | 613.2164 | 5848 | 5312 | 5124 | 726 | 7637 | 8023 | 1223 | 4867 | 776.9981 | 888.1129 | 983.6735 | 430.9427
| 2984 | 777.7939 | 763.4931 | 851.2203 | 763.4931 | 763.4931 | 851.2203 | 763.4931 | 763.4931 | 851.2203 | 763.4931 | 978.2313 | 398.0583 | 763.4931 | 851.2203 | 763.4931 | 2984 | 763.4931 | 851.2203 | 978.2313 | 398.0583 | 3508 | 5548 | 4636 | 3527 | 8412 | 487 | 1222 | 2179 | 776.9501 | 888.1129 | 983.6735 | 430.9427
| 2985 | 814.4838 | 790.0226 | 854.2082 | 790.0226 | 790.0226 | 854.2082 | 790.0226 | 790.0226 | 854.2082 | 790.0226 | 971.4286 | 694.3313 | 790.0226 | 854.2082 | 790.0226 | 2985 | 790.0226 | 854.2082 | 971.4286 | 694.3314 | 2539 | 5361 | 6763 | 305 | 1309 | 41 | 1194 | 4732 | 776.9501 | 888.1129 | 983.6735 | 430.8644
| 2986 | 824.9929 | 815.7831 | 865.3658 | 815.7831 | 815.7831 | 865.3658 | 815.7831 | 815.7831 | 865.3658 | 815.7831 | 960.5442 | 601.6286 | 815.7831 | 865.3658 | 815.7831 | 2986 | 815.7832 | 865.3658 | 960.5442 | 601.6286 | 1757 | 4608 | 8257 | 826 | 7981 | 6958 | 1190 | 7657 | 776.902 | 888.0841 | 983.6735 | 430.8383
| 2987 | 830.3019 | 832.4122 | 877.8477 | 832.4122 | 832.4122 | 877.8477 | 832.4122 | 832.4122 | 877.8477 | 832.4122 | 976.8707 | 476.6677 | 832.4122 | 877.8477 | 832.4122 | 2987 | 832.4122 | 877.8477 | 976.8708 | 476.6677 | 1349 | 3764 | 5123 | 2199 | 7970 | 3123 | 1189 | 6882 | 776.902 | 888.0782 | 983.6735 | 430.7861
| 2988 | 823.4212 | 805.0175 | 897.8599 | 805.0175 | 805.0175 | 897.8599 | 805.0175 | 805.0175 | 897.8599 | 805.0175 | 967.3469 | 528.9696 | 805.0175 | 897.8599 | 805.0175 | 2988 | 805.0175 | 897.8599 | 967.3469 | 528.9696 | 2069 | 2264 | 7664 | 1537 | 7809 | 2893 | 1184 | 7502 | 776.902 | 888.0782 | 983.6735 | 430.6295
| 2989 | 807.4558 | 800.9324 | 895.8672 | 800.9324 | 800.9324 | 895.8672 | 800.9324 | 800.9324 | 895.8672 | 800.9324 | 940.1361 | 373.3166 | 800.9324 | 895.8672 | 800.9324 | 2989 | 800.9324 | 895.8672 | 940.1361 | 373.3166 | 2181 | 2402 | 8689 | 3999 | 4436 | 751 | 1168 | 5880 | 776.902 | 888.0461 | 983.6735 | 430.6295
| 2990 | 823.1976 | 810.0639 | 896.7843 | 810.0639 | 810.0639 | 896.7843 | 810.0639 | 810.0639 | 896.7843 | 810.0639 | 946.9388 | 510.1785 | 810.0639 | 896.7843 | 810.0639 | 2990 | 810.0639 | 896.7843 | 946.9388 | 510.1785 | 1905 | 2339 | 8586 | 1763 | 7883 | 3320 | 1164 | 5709 | 776.854 | 888.0398 | 983.6735 | 430.6295
| 2991 | 856.5003 | 826.8371 | 907.9793 | 826.8371 | 826.8371 | 907.9793 | 826.8371 | 826.8371 | 907.9793 | 826.8371 | 979.5918 | 764.798 | 826.8371 | 907.9793 | 826.8371 | 2991 | 826.8371 | 907.9793 | 979.5918 | 764.798 | 1471 | 1607 | 4150 | 110 | 7689 | 2358 | 1149 | 5518 | 776.854 | 888.0242 | 983.6735 | 430.6295
| 2992 | 838.963 | 816.7444 | 909.0179 | 816.7444 | 816.7444 | 909.0179 | 816.7444 | 816.7444 | 909.0179 | 816.7444 | 970.068 | 605.3868 | 816.7444 | 909.0179 | 816.7444 | 2992 | 816.7444 | 909.0179 | 970.068 | 605.3868 | 1731 | 1547 | 7162 | 792 | 7284 | 7964 | 1148 | 3366 | 776.854 | 888.0183 | 983.6735 | 430.6295
| 2993 | 831.6845 | 829.144 | 875.1321 | 829.144 | 829.144 | 875.1321 | 829.144 | 829.144 | 875.1321 | 829.144 | 972.7891 | 537.1124 | 829.144 | 875.1321 | 829.144 | 2993 | 829.144 | 875.1321 | 972.7891 | 537.1124 | 1427 | 3964 | 6379 | 1447 | 3651 | 3066 | 1094 | 446 | 776.8059 | 887.986 | 983.6735 | 430.6295
| 2994 | 805.6016 | 815.8312 | 849.4249 | 815.8312 | 815.8312 | 849.4249 | 815.8312 | 815.8312 | 849.4249 | 815.8312 | 986.3946 | 367.6793 | 815.8312 | 849.4249 | 815.8312 | 2994 | 815.8312 | 849.4249 | 986.3946 | 367.6793 | 1755 | 5683 | 1958 | 4125 | 1037 | 4928 | 1073 | 7146 | 776.8059 | 887.9604 | 983.6735 | 430.3424
| 2995 | 877.2019 | 936.8962 | 862.9951 | 936.8962 | 936.8962 | 862.9951 | 936.8962 | 936.8962 | 862.9951 | 936.8962 | 970.068 | 363.6079 | 936.8962 | 862.9951 | 936.8962 | 2995 | 936.8962 | 862.9951 | 970.068 | 363.6079 | 162 | 4774 | 7161 | 4197 | 7882 | 7903 | 1062 | 8714 | 776.7578 | 887.9569 | 983.6735 | 430.3163
| 2996 | 917.9245 | 986.7352 | 861.4176 | 986.7352 | 986.7352 | 861.4176 | 986.7352 | 986.7352 | 861.4176 | 986.7352 | 983.6735 | 527.7169 | 986.7352 | 861.4176 | 986.7352 | 2996 | 986.7352 | 861.4176 | 983.6735 | 527.7169 | 7 | 4895 | 2849 | 1552 | 7479 | 8066 | 1055 | 8398 | 776.7578 | 887.9024 | 983.6735 | 430.3163
| 2997 | 914.3942 | 983.6113 | 870.9689 | 983.6113 | 983.6113 | 870.9689 | 983.6113 | 983.6113 | 870.9689 | 983.6113 | 983.6735 | 465.0799 | 983.6113 | 870.9689 | 983.6113 | 2997 | 983.6113 | 870.9689 | 983.6735 | 465.0799 | 11 | 4211 | 2848 | 2384 | 1312 | 530 | 1054 | 5929 | 776.7578 | 887.9024 | 983.6735 | 430.3163
| 2998 | 895.1394 | 954.6787 | 878.3175 | 954.6787 | 954.6787 | 878.3175 | 954.6787 | 954.6787 | 878.3175 | 954.6787 | 979.5918 | 401.6599 | 954.6787 | 878.3175 | 954.6787 | 2998 | 954.6787 | 878.3175 | 979.5918 | 401.6599 | 79 | 3721 | 4149 | 3461 | 423 | 743 | 1026 | 8700 | 776.7578 | 887.8884 | 983.6735 | 430.0031
| 2999 | 863.2421 | 901.2352 | 886.0179 | 901.2352 | 901.2352 | 886.0179 | 901.2352 | 901.2352 | 886.0179 | 901.2352 | 993.1973 | 338.2399 | 901.2352 | 886.0179 | 901.2352 | 2999 | 901.2352 | 886.0179 | 993.1973 | 338.2399 | 468 | 3157 | 674 | 4680 | 1617 | 7970 | 1022 | 6510 | 776.7098 | 887.8486 | 983.6735 | 430.0031
| 3000 | 858.909 | 871.7739 | 888.493 | 871.7739 | 871.7739 | 888.493 | 871.7739 | 871.7739 | 888.493 | 871.7739 | 982.3129 | 514.2499 | 871.7739 | 888.493 | 871.7739 | 3000 | 871.7739 | 888.493 | 982.3129 | 514.2499 | 796 | 2963 | 3422 | 1722 | 1906 | 7896 | 1021 | 6450 | 776.6617 | 887.8474 | 983.6735 | 430.0031
| 3001 | 841.4667 | 845.4366 | 902.8959 | 845.4366 | 845.4366 | 902.8959 | 845.4366 | 845.4366 | 902.8959 | 845.4366 | 994.5578 | 410.8988 | 845.4366 | 902.8959 | 845.4366 | 3001 | 845.4366 | 902.8959 | 994.5578 | 410.8988 | 1128 | 1910 | 519 | 3304 | 7636 | 2081 | 1016 | 5896 | 776.6136 | 887.8417 | 983.6735 | 430.0031
| 3002 | 842.6835 | 844.8118 | 916.7846 | 844.8118 | 844.8118 | 916.7846 | 844.8118 | 844.8118 | 916.7846 | 844.8118 | 990.4762 | 381.4594 | 844.8118 | 916.7846 | 844.8118 | 3002 | 844.8118 | 916.7846 | 990.4762 | 381.4594 | 1142 | 1144 | 1058 | 3817 | 7979 | 7654 | 1000 | 4347 | 776.5175 | 887.8186 | 983.6735 | 430.0031
| 3003 | 816.2357 | 819.9164 | 912.2785 | 819.9164 | 819.9164 | 912.2785 | 819.9164 | 819.9164 | 912.2785 | 819.9164 | 975.5102 | 243.3448 | 819.9164 | 912.2785 | 819.9164 | 3003 | 819.9164 | 912.2786 | 975.5102 | 243.3448 | 1637 | 1359 | 5541 | 7696 | 6881 | 2086 | 996 | 3338 | 776.5175 | 887.8085 | 983.6735 | 430.0031
| 3004 | 816.147 | 807.4686 | 915.251 | 807.4686 | 807.4686 | 915.251 | 807.4686 | 807.4686 | 915.251 | 807.4686 | 979.5918 | 325.7125 | 807.4686 | 915.251 | 807.4686 | 3004 | 807.4686 | 915.251 | 979.5918 | 325.7125 | 1976 | 1213 | 4148 | 4935 | 2799 | 7219 | 981 | 1188 | 776.4695 | 887.8078 | 983.6735 | 430.0031
| 3005 | 807.2581 | 794.7325 | 906.3725 | 794.7325 | 794.7325 | 906.3725 | 794.7325 | 794.7325 | 906.3725 | 794.7325 | 985.034 | 333.2289 | 794.7325 | 906.3725 | 794.7325 | 3005 | 794.7325 | 906.3725 | 985.034 | 333.2289 | 2378 | 1715 | 2290 | 4773 | 7538 | 2389 | 980 | 3430 | 776.4214 | 887.806 | 983.6735 | 429.8465
| 3006 | 760.9584 | 729.7063 | 902.6268 | 729.7063 | 729.7063 | 902.6268 | 729.7063 | 729.7063 | 902.6268 | 729.7063 | 965.9864 | 239.2734 | 729.7063 | 902.6268 | 729.7063 | 3006 | 729.7064 | 902.6268 | 965.9864 | 239.2734 | 4832 | 1924 | 7909 | 7814 | 2356 | 1966 | 926 | 3810 | 776.3733 | 887.7965 | 983.6735 | 429.7682
| 3007 | 761.4083 | 725.6692 | 904.595 | 725.6692 | 725.6692 | 904.595 | 725.6692 | 725.6692 | 904.595 | 725.6692 | 978.2313 | 257.7513 | 725.6692 | 904.595 | 725.6692 | 3007 | 725.6692 | 904.595 | 978.2313 | 257.7513 | 4986 | 1827 | 4635 | 7186 | 7474 | 7262 | 905 | 8703 | 776.3253 | 887.7617 | 983.6735 | 429.69
| 3008 | 804.8815 | 804.2486 | 864.6184 | 804.2486 | 804.2486 | 864.6184 | 804.2486 | 804.2486 | 864.6184 | 804.2486 | 980.9524 | 394.9264 | 804.2486 | 864.6184 | 804.2486 | 3008 | 804.2486 | 864.6184 | 980.9524 | 394.9264 | 2088 | 4665 | 3871 | 3581 | 2963 | 4900 | 894 | 8345 | 776.3253 | 887.7602 | 983.6735 | 429.69
| 3009 | 835.39 | 816.6002 | 900.6296 | 816.6002 | 816.6002 | 900.6296 | 816.6002 | 816.6002 | 900.6296 | 816.6002 | 982.3129 | 577.8265 | 816.6002 | 900.6296 | 816.6002 | 3009 | 816.6002 | 900.6296 | 982.3129 | 577.8265 | 1738 | 2069 | 3421 | 1023 | 418 | 1133 | 887 | 2294 | 776.3253 | 887.746 | 983.6735 | 429.6899
| 3010 | 857.0676 | 815.5909 | 912.5187 | 815.5909 | 815.5909 | 912.5187 | 815.5909 | 815.5909 | 912.5187 | 815.5909 | 978.2313 | 845.9129 | 815.5909 | 912.5187 | 815.5909 | 3010 | 815.5909 | 912.5187 | 978.2313 | 845.9129 | 1762 | 1345 | 4634 | 18 | 7664 | 1284 | 886 | 8417 | 776.2772 | 887.7436 | 983.6735 | 429.3768
| 3011 | 842.3356 | 826.6449 | 917.6957 | 826.6449 | 826.6449 | 917.6957 | 826.6449 | 826.6449 | 917.6957 | 826.6449 | 974.1497 | 534.607 | 826.6449 | 917.6957 | 826.6449 | 3011 | 826.6449 | 917.6957 | 974.1497 | 534.607 | 1473 | 1099 | 5961 | 1475 | 947 | 3774 | 858 | 8340 | 776.2772 | 887.7327 | 983.6735 | 429.3768
| 3012 | 838.2714 | 845.6769 | 886.5932 | 845.6769 | 845.6769 | 886.5932 | 845.6769 | 845.6769 | 886.5932 | 845.6769 | 983.6735 | 440.3382 | 845.6769 | 886.5932 | 845.6769 | 3012 | 845.6769 | 886.5932 | 983.6735 | 440.3382 | 1124 | 3110 | 2847 | 2823 | 8143 | 701 | 854 | 6195 | 776.2292 | 887.6928 | 983.6735 | 429.3768
| 3013 | 833.9158 | 833.7579 | 921.688 | 833.7579 | 833.7579 | 921.688 | 833.7579 | 833.7579 | 921.688 | 833.7579 | 965.9864 | 352.02 | 833.7579 | 921.688 | 833.7579 | 3013 | 833.7579 | 921.688 | 965.9864 | 352.02 | 1325 | 898 | 7908 | 4415 | 7684 | 8218 | 853 | 5281 | 776.2292 | 887.6744 | 983.6735 | 429.3768
| 3014 | 842.7228 | 843.5623 | 900.9948 | 843.5623 | 843.5623 | 900.9948 | 843.5623 | 843.5623 | 900.9948 | 843.5623 | 991.8367 | 453.8052 | 843.5623 | 900.9948 | 843.5623 | 3014 | 843.5623 | 900.9948 | 991.8367 | 453.8052 | 1157 | 2036 | 901 | 2599 | 5207 | 682 | 848 | 4893 | 776.2292 | 887.6744 | 983.6735 | 429.2724
| 3015 | 843.1486 | 817.8978 | 945.1628 | 817.8978 | 817.8978 | 945.1628 | 817.8978 | 817.8978 | 945.1628 | 817.8978 | 970.068 | 510.1785 | 817.8978 | 945.1628 | 817.8978 | 3015 | 817.8978 | 945.1628 | 970.068 | 510.1785 | 1696 | 138 | 7160 | 1762 | 607 | 7631 | 832 | 8683 | 776.2292 | 887.6602 | 983.6735 | 429.0636
| 3016 | 859.2679 | 837.795 | 933.2517 | 837.795 | 837.795 | 933.2517 | 837.795 | 837.795 | 933.2517 | 837.795 | 983.6735 | 610.7109 | 837.795 | 933.2517 | 837.795 | 3016 | 837.795 | 933.2517 | 983.6735 | 610.7109 | 1257 | 419 | 2846 | 744 | 8064 | 3854 | 828 | 6302 | 776.1811 | 887.6206 | 983.6735 | 429.0636
| 3017 | 870.8068 | 837.7469 | 948.4931 | 837.7469 | 837.7469 | 948.4931 | 837.7469 | 837.7469 | 948.4931 | 837.7469 | 989.1156 | 706.2324 | 837.7469 | 948.4931 | 837.7469 | 3017 | 837.7469 | 948.4931 | 989.1156 | 706.2324 | 1258 | 92 | 1266 | 258 | 3330 | 3712 | 813 | 5869 | 776.1811 | 887.606 | 983.6735 | 429.0636
| 3018 | 827.0649 | 815.7831 | 924.3316 | 815.7831 | 815.7831 | 924.3316 | 815.7831 | 815.7831 | 924.3316 | 815.7831 | 982.3129 | 373.0034 | 815.7831 | 924.3316 | 815.7831 | 3018 | 815.7832 | 924.3316 | 982.3129 | 373.0034 | 1756 | 760 | 3420 | 4006 | 1811 | 5081 | 812 | 3762 | 776.1811 | 887.5977 | 983.6735 | 429.0636
| 3019 | 882.5736 | 924.1121 | 939.5366 | 924.1121 | 924.1121 | 939.5366 | 924.1121 | 924.1121 | 939.5366 | 924.1121 | 982.3129 | 222.6746 | 924.1121 | 939.5366 | 924.1121 | 3019 | 924.1121 | 939.5366 | 982.3129 | 222.6746 | 284 | 250 | 3419 | 8228 | 528 | 3851 | 758 | 3579 | 776.1811 | 887.5964 | 983.6735 | 429.0636
| 3020 | 906.6016 | 952.9966 | 934.0454 | 952.9966 | 952.9966 | 934.0454 | 952.9966 | 952.9966 | 934.0454 | 952.9966 | 991.8367 | 340.4322 | 952.9966 | 934.0454 | 952.9966 | 3020 | 952.9966 | 934.0454 | 991.8367 | 340.4322 | 85 | 399 | 900 | 4646 | 7037 | 3706 | 737 | 3741 | 776.133 | 887.5763 | 983.6735 | 429.0146
| 3021 | 900.9467 | 940.5008 | 929.3383 | 940.5008 | 940.5008 | 929.3383 | 940.5008 | 940.5008 | 929.3383 | 940.5008 | 974.1497 | 397.7451 | 940.5008 | 929.3383 | 940.5008 | 3021 | 940.5008 | 929.3384 | 974.1497 | 397.7451 | 141 | 549 | 5960 | 3532 | 1457 | 7724 | 726 | 4555 | 776.133 | 887.564 | 983.6735 | 428.907
| 3022 | 892.3396 | 924.4485 | 918.5311 | 924.4485 | 924.4485 | 918.5311 | 924.4485 | 924.4485 | 918.5311 | 924.4485 | 971.4286 | 451.6129 | 924.4485 | 918.5311 | 924.4485 | 3022 | 924.4485 | 918.5311 | 971.4286 | 451.6129 | 280 | 1049 | 6762 | 2632 | 5992 | 7561 | 719 | 8718 | 776.085 | 887.5035 | 983.6735 | 428.7504
| 3023 | 862.3298 | 864.0842 | 916.677 | 864.0842 | 864.0842 | 916.677 | 864.0842 | 864.0842 | 916.677 | 864.0842 | 987.7551 | 505.4807 | 864.0842 | 916.677 | 864.0842 | 3023 | 864.0842 | 916.677 | 987.7551 | 505.4807 | 874 | 1150 | 1595 | 1824 | 1218 | 7317 | 718 | 810 | 776.085 | 887.5035 | 983.6735 | 428.7504
| 3024 | 853.4383 | 835.9687 | 908.5439 | 835.9687 | 835.9687 | 908.5439 | 835.9687 | 835.9687 | 908.5439 | 835.9687 | 978.2313 | 647.98 | 835.9687 | 908.5439 | 835.9687 | 3024 | 835.9687 | 908.5439 | 978.2313 | 647.98 | 1291 | 1567 | 4633 | 506 | 8533 | 261 | 690 | 7646 | 776.0369 | 887.5035 | 983.6735 | 428.4372
| 3025 | 789.3493 | 753.3522 | 907.972 | 753.3522 | 753.3522 | 907.972 | 753.3522 | 753.3522 | 907.972 | 753.3522 | 989.1156 | 403.0692 | 753.3522 | 907.972 | 753.3522 | 3025 | 753.3522 | 907.972 | 989.1156 | 403.0692 | 3887 | 1608 | 1265 | 3431 | 8380 | 1817 | 686 | 5366 | 776.0369 | 887.5014 | 983.6735 | 428.4372
| 3026 | 768.3117 | 743.3556 | 907.8201 | 743.3556 | 743.3556 | 907.8201 | 743.3556 | 743.3556 | 907.8201 | 743.3556 | 972.7891 | 205.4494 | 743.3556 | 907.8201 | 743.3556 | 3026 | 743.3556 | 907.8201 | 972.7891 | 205.4494 | 4255 | 1628 | 6378 | 8493 | 5615 | 7598 | 685 | 3621 | 776.0369 | 887.4877 | 983.6735 | 428.4372
| 3027 | 794.9987 | 762.1954 | 919.1677 | 762.1954 | 762.1954 | 919.1677 | 762.1954 | 762.1954 | 919.1677 | 762.1954 | 987.7551 | 367.9925 | 762.1954 | 919.1677 | 762.1954 | 3027 | 762.1954 | 919.1677 | 987.7551 | 367.9925 | 3548 | 1024 | 1594 | 4119 | 3618 | 7589 | 680 | 5260 | 776.0369 | 887.4692 | 983.6735 | 428.124
| 3028 | 772.1517 | 731.5807 | 907.0069 | 731.5807 | 731.5807 | 907.0069 | 731.5807 | 731.5807 | 907.0069 | 731.5807 | 991.8367 | 337.6135 | 731.5807 | 907.0069 | 731.5807 | 3028 | 731.5807 | 907.0069 | 991.8367 | 337.6135 | 4755 | 1674 | 899 | 4692 | 7957 | 6900 | 664 | 4855 | 775.9889 | 887.4638 | 983.6735 | 428.124
| 3029 | 774.7359 | 740.1836 | 908.3839 | 740.1836 | 740.1836 | 908.3839 | 740.1836 | 740.1836 | 908.3839 | 740.1836 | 972.7891 | 318.5092 | 740.1836 | 908.3839 | 740.1836 | 3029 | 740.1836 | 908.3839 | 972.7891 | 318.5092 | 4386 | 1575 | 6377 | 5095 | 7834 | 7630 | 660 | 2952 | 775.9889 | 887.4298 | 983.6735 | 428.124
| 3030 | 718.3028 | 651.896 | 903.2515 | 651.896 | 651.896 | 903.2515 | 651.896 | 651.896 | 903.2515 | 651.896 | 985.034 | 243.0316 | 651.896 | 903.2515 | 651.896 | 3030 | 651.896 | 903.2516 | 985.034 | 243.0316 | 7803 | 1896 | 2289 | 7705 | 1327 | 7673 | 645 | 1979 | 775.9889 | 887.4197 | 983.6735 | 428.124
| 3031 | 726.0753 | 665.4972 | 902.6586 | 665.4972 | 665.4972 | 902.6586 | 665.4972 | 665.4972 | 902.6586 | 665.4972 | 975.5102 | 254.9327 | 665.4972 | 902.6586 | 665.4972 | 3031 | 665.4972 | 902.6586 | 975.5102 | 254.9327 | 7419 | 1921 | 5540 | 7272 | 1228 | 5191 | 644 | 1818 | 775.9889 | 887.3781 | 983.6735 | 428.124
| 3032 | 740.0715 | 694.8623 | 897.8423 | 694.8623 | 694.8623 | 897.8423 | 694.8623 | 694.8623 | 897.8423 | 694.8623 | 983.6735 | 227.0592 | 694.8623 | 897.8423 | 694.8623 | 3032 | 694.8623 | 897.8423 | 983.6735 | 227.0592 | 6294 | 2265 | 2845 | 8131 | 8413 | 7352 | 590 | 1118 | 775.9408 | 887.375 | 983.6735 | 428.124
| 3033 | 744.1502 | 688.4702 | 916.3189 | 688.4702 | 688.4702 | 916.3189 | 688.4702 | 688.4702 | 916.3189 | 688.4702 | 978.2313 | 266.8337 | 688.4702 | 916.3189 | 688.4702 | 3033 | 688.4702 | 916.3189 | 978.2313 | 266.8337 | 6582 | 1170 | 4632 | 6871 | 4506 | 296 | 569 | 3527 | 775.9408 | 887.375 | 983.6735 | 428.0408
| 3034 | 731.238 | 678.0891 | 884.4504 | 678.0891 | 678.0891 | 884.4504 | 678.0891 | 678.0891 | 884.4504 | 678.0891 | 978.2313 | 296.5863 | 678.0891 | 884.4504 | 678.0891 | 3034 | 678.0891 | 884.4504 | 978.2313 | 296.5863 | 7011 | 3290 | 4631 | 5748 | 950 | 7999 | 558 | 6891 | 775.9408 | 887.3691 | 983.6735 | 427.8108
| 3035 | 738.3374 | 708.1751 | 893.6794 | 708.1751 | 708.1751 | 893.6794 | 708.1751 | 708.1751 | 893.6794 | 708.1751 | 974.1497 | 122.4554 | 708.1751 | 893.6794 | 708.1751 | 3035 | 708.1751 | 893.6794 | 974.1497 | 122.4554 | 5722 | 2570 | 5959 | 8752 | 945 | 7682 | 551 | 5672 | 775.9408 | 887.3678 | 983.6735 | 427.8108
| 3036 | 747.5166 | 706.2527 | 886.926 | 706.2527 | 706.2527 | 886.926 | 706.2527 | 706.2527 | 886.926 | 706.2527 | 976.8707 | 290.6358 | 706.2527 | 886.926 | 706.2527 | 3036 | 706.2527 | 886.926 | 976.8708 | 290.6358 | 5813 | 3073 | 5122 | 5938 | 8082 | 3612 | 550 | 1651 | 775.8927 | 887.3618 | 983.6735 | 427.8108
| 3037 | 759.2812 | 713.5579 | 893.7047 | 713.5579 | 713.5579 | 893.7047 | 713.5579 | 713.5579 | 893.7047 | 713.5579 | 983.6735 | 362.9815 | 713.5579 | 893.7047 | 713.5579 | 3037 | 713.5579 | 893.7047 | 983.6735 | 362.9815 | 5483 | 2565 | 2844 | 4212 | 7539 | 5814 | 522 | 1596 | 775.8927 | 887.3611 | 983.6735 | 427.8108
| 3038 | 766.717 | 725.0925 | 889.2227 | 725.0925 | 725.0925 | 889.2227 | 725.0925 | 725.0925 | 889.2227 | 725.0925 | 983.6735 | 392.7341 | 725.0925 | 889.2227 | 725.0925 | 3038 | 725.0925 | 889.2227 | 983.6735 | 392.7341 | 5010 | 2901 | 2843 | 3625 | 7228 | 5152 | 518 | 1022 | 775.8927 | 887.3611 | 983.6735 | 427.8108
| 3039 | 787.4271 | 734.3202 | 919.172 | 734.3202 | 734.3202 | 919.172 | 734.3202 | 734.3202 | 919.172 | 734.3202 | 970.068 | 502.6621 | 734.3202 | 919.172 | 734.3202 | 3039 | 734.3202 | 919.172 | 970.068 | 502.6621 | 4630 | 1023 | 7159 | 1858 | 6504 | 4905 | 517 | 973 | 775.8927 | 887.3473 | 983.6735 | 427.8108
| 3040 | 787.4528 | 746.5276 | 922.1161 | 746.5276 | 746.5276 | 922.1161 | 746.5276 | 746.5276 | 922.1161 | 746.5276 | 976.8707 | 386.7836 | 746.5276 | 922.1161 | 746.5276 | 3040 | 746.5276 | 922.1161 | 976.8708 | 386.7836 | 4126 | 879 | 5121 | 3726 | 3178 | 3378 | 512 | 8545 | 775.8927 | 887.3318 | 983.6735 | 427.6543
| 3041 | 790.3644 | 739.5588 | 936.0387 | 739.5588 | 739.5588 | 936.0387 | 739.5588 | 739.5588 | 936.0387 | 739.5588 | 978.2313 | 426.2449 | 739.5588 | 936.0387 | 739.5588 | 3041 | 739.5588 | 936.0387 | 978.2313 | 426.2449 | 4411 | 336 | 4630 | 3061 | 1445 | 5093 | 496 | 6965 | 775.8927 | 887.3166 | 983.6735 | 427.4977
| 3042 | 791.5646 | 755.1785 | 904.6642 | 755.1785 | 755.1785 | 904.6642 | 755.1785 | 755.1785 | 904.6642 | 755.1785 | 983.6735 | 438.1459 | 755.1785 | 904.6642 | 755.1785 | 3042 | 755.1785 | 904.6642 | 983.6735 | 438.1459 | 3815 | 1820 | 2842 | 2856 | 546 | 5229 | 492 | 5255 | 775.8927 | 887.3067 | 983.6735 | 427.4977
| 3043 | 813.2265 | 799.1541 | 914.8529 | 799.1541 | 799.1541 | 914.8529 | 799.1541 | 799.1541 | 914.8529 | 799.1541 | 927.8912 | 404.6351 | 799.1541 | 914.8529 | 799.1541 | 3043 | 799.1541 | 914.8529 | 927.8912 | 404.6351 | 2235 | 1222 | 8742 | 3399 | 8450 | 2065 | 477 | 4701 | 775.7966 | 887.3023 | 983.6735 | 427.4977
| 3044 | 855.539 | 887.9704 | 920.2871 | 887.9704 | 887.9704 | 920.2871 | 887.9704 | 887.9704 | 920.2871 | 887.9704 | 968.7075 | 223.9273 | 887.9704 | 920.2871 | 887.9704 | 3044 | 887.9704 | 920.2871 | 968.7075 | 223.9273 | 598 | 963 | 7406 | 8210 | 8315 | 6923 | 476 | 8699 | 775.7966 | 887.2967 | 983.6735 | 427.1845
| 3045 | 867.0025 | 900.3701 | 913.3007 | 900.3701 | 900.3701 | 913.3007 | 900.3701 | 900.3701 | 913.3007 | 900.3701 | 960.5442 | 321.3279 | 900.3701 | 913.3007 | 900.3701 | 3045 | 900.3701 | 913.3007 | 960.5442 | 321.3279 | 475 | 1299 | 8256 | 5027 | 2679 | 3708 | 422 | 8663 | 775.7966 | 887.2776 | 983.6735 | 427.1845
| 3046 | 876.7208 | 926.0826 | 908.4215 | 926.0826 | 926.0826 | 908.4215 | 926.0826 | 926.0826 | 908.4215 | 926.0826 | 974.1497 | 257.5947 | 926.0826 | 908.4215 | 926.0826 | 3046 | 926.0826 | 908.4215 | 974.1497 | 257.5947 | 255 | 1571 | 5958 | 7191 | 1115 | 3223 | 401 | 7434 | 775.7966 | 887.2762 | 983.6735 | 427.1845
| 3047 | 820.7883 | 833.5176 | 912.0205 | 833.5176 | 833.5176 | 912.0205 | 833.5176 | 833.5176 | 912.0205 | 833.5176 | 980.9524 | 193.8616 | 833.5176 | 912.0205 | 833.5176 | 3047 | 833.5176 | 912.0205 | 980.9524 | 193.8616 | 1329 | 1373 | 3870 | 8599 | 2886 | 5060 | 390 | 5813 | 775.7485 | 887.2325 | 983.6735 | 427.1845
| 3048 | 825.3813 | 836.3532 | 922.3784 | 836.3532 | 836.3532 | 922.3784 | 836.3532 | 836.3532 | 922.3784 | 836.3532 | 971.4286 | 203.5703 | 836.3532 | 922.3784 | 836.3532 | 3048 | 836.3532 | 922.3784 | 971.4286 | 203.5703 | 1281 | 863 | 6761 | 8514 | 2089 | 8157 | 383 | 2263 | 775.7005 | 887.2285 | 983.6735 | 427.1845
| 3049 | 817.149 | 833.6137 | 905.9885 | 833.6137 | 833.6137 | 905.9885 | 833.6137 | 833.6137 | 905.9885 | 833.6137 | 968.7075 | 178.5155 | 833.6137 | 905.9885 | 833.6137 | 3049 | 833.6137 | 905.9885 | 968.7075 | 178.5155 | 1328 | 1739 | 7405 | 8701 | 7549 | 621 | 382 | 1449 | 775.5083 | 887.2285 | 983.6735 | 427.1845
| 3050 | 799.5382 | 805.7865 | 897.9178 | 805.7865 | 805.7865 | 897.9178 | 805.7865 | 805.7865 | 897.9178 | 805.7865 | 967.3469 | 188.2242 | 805.7865 | 897.9178 | 805.7865 | 3050 | 805.7865 | 897.9178 | 967.3469 | 188.2242 | 2039 | 2261 | 7663 | 8634 | 3345 | 1192 | 354 | 378 | 775.5082 | 887.198 | 983.6735 | 427.1845
| 3051 | 791.3146 | 789.59 | 900.7721 | 789.59 | 789.59 | 900.7721 | 789.59 | 789.59 | 900.7721 | 789.59 | 965.9864 | 192.6088 | 789.59 | 900.7721 | 789.59 | 3051 | 789.59 | 900.7721 | 965.9864 | 192.6088 | 2559 | 2056 | 7907 | 8612 | 6497 | 2751 | 350 | 3535 | 775.4602 | 887.185 | 983.6735 | 427.1323
| 3052 | 803.5799 | 810.4965 | 903.8209 | 810.4965 | 810.4965 | 903.8209 | 810.4965 | 810.4965 | 903.8209 | 810.4965 | 963.2653 | 187.5979 | 810.4965 | 903.8209 | 810.4965 | 3052 | 810.4965 | 903.8209 | 963.2653 | 187.5979 | 1888 | 1866 | 8133 | 8639 | 3613 | 7571 | 349 | 8706 | 775.4602 | 887.1565 | 983.6735 | 426.5581
| 3053 | 776.5894 | 757.918 | 916.7816 | 757.918 | 757.918 | 916.7816 | 757.918 | 757.918 | 916.7816 | 757.918 | 963.2653 | 178.5155 | 757.918 | 916.7816 | 757.918 | 3053 | 757.918 | 916.7816 | 963.2653 | 178.5155 | 3698 | 1145 | 8132 | 8700 | 3134 | 1151 | 344 | 7012 | 775.4602 | 887.1296 | 983.6735 | 426.5581
| 3054 | 749.983 | 719.6617 | 899.257 | 719.6617 | 719.6617 | 899.257 | 719.6617 | 719.6617 | 899.257 | 719.6617 | 965.9864 | 179.4551 | 719.6617 | 899.257 | 719.6617 | 3054 | 719.6617 | 899.257 | 965.9864 | 179.4551 | 5247 | 2167 | 7906 | 8695 | 1138 | 2887 | 328 | 6992 | 775.4602 | 887.111 | 983.6735 | 426.5581
| 3055 | 746.0904 | 710.8185 | 903.794 | 710.8185 | 710.8185 | 903.794 | 710.8185 | 710.8185 | 903.794 | 710.8185 | 957.8231 | 185.7188 | 710.8185 | 903.794 | 710.8185 | 3055 | 710.8185 | 903.794 | 957.8231 | 185.7188 | 5604 | 1868 | 8378 | 8656 | 762 | 7047 | 324 | 3143 | 775.4121 | 887.1108 | 983.6735 | 426.5581
| 3056 | 732.0679 | 688.7586 | 903.2272 | 688.7586 | 688.7586 | 903.2272 | 688.7586 | 688.7586 | 903.2272 | 688.7586 | 945.5782 | 180.3946 | 688.7586 | 903.2272 | 688.7586 | 3056 | 688.7586 | 903.2273 | 945.5782 | 180.3946 | 6564 | 1897 | 8637 | 8689 | 2267 | 8628 | 309 | 1942 | 775.3641 | 887.103 | 983.6735 | 426.5581
| 3057 | 713.8419 | 655.885 | 900.6024 | 655.885 | 655.885 | 900.6024 | 655.885 | 655.885 | 900.6024 | 655.885 | 967.3469 | 176.9496 | 655.885 | 900.6024 | 655.885 | 3057 | 655.885 | 900.6024 | 967.3469 | 176.9496 | 7696 | 2072 | 7662 | 8708 | 3884 | 1871 | 308 | 6599 | 775.316 | 887.0964 | 983.6735 | 426.2449
| 3058 | 723.2398 | 666.7468 | 911.3556 | 666.7468 | 666.7468 | 911.3556 | 666.7468 | 666.7468 | 911.3556 | 666.7468 | 964.6259 | 181.3342 | 666.7468 | 911.3556 | 666.7468 | 3058 | 666.7468 | 911.3556 | 964.6259 | 181.3342 | 7387 | 1408 | 8013 | 8680 | 1562 | 7695 | 254 | 6339 | 775.316 | 887.0715 | 983.6735 | 426.2449
| 3059 | 729.733 | 676.5992 | 910.8782 | 676.5992 | 676.5992 | 910.8782 | 676.5992 | 676.5992 | 910.8782 | 676.5992 | 967.3469 | 192.6088 | 676.5992 | 910.8782 | 676.5992 | 3059 | 676.5992 | 910.8782 | 967.3469 | 192.6088 | 7081 | 1434 | 7661 | 8611 | 6376 | 2394 | 233 | 5565 | 775.2199 | 887.0563 | 983.6735 | 426.2449
| 3060 | 731.8942 | 677.9449 | 912.9515 | 677.9449 | 677.9449 | 912.9515 | 677.9449 | 677.9449 | 912.9515 | 677.9449 | 978.2313 | 192.922 | 677.9449 | 912.9515 | 677.9449 | 3060 | 677.9449 | 912.9515 | 978.2313 | 192.922 | 7017 | 1326 | 4629 | 8610 | 2715 | 7387 | 222 | 4678 | 775.2199 | 887.0492 | 983.6735 | 426.2449
| 3061 | 729.171 | 689.864 | 880.3702 | 689.864 | 689.864 | 880.3702 | 689.864 | 689.864 | 880.3702 | 689.864 | 970.068 | 197.933 | 689.864 | 880.3702 | 689.864 | 3061 | 689.864 | 880.3702 | 970.068 | 197.933 | 6506 | 3583 | 7158 | 8565 | 2490 | 331 | 215 | 3041 | 775.2199 | 887.0492 | 983.6735 | 426.2449
| 3062 | 741.3196 | 716.5377 | 865.469 | 716.5377 | 716.5377 | 865.469 | 716.5377 | 716.5377 | 865.469 | 716.5377 | 974.1497 | 210.1472 | 716.5377 | 865.469 | 716.5377 | 3062 | 716.5377 | 865.469 | 974.1497 | 210.1472 | 5368 | 4601 | 5957 | 8424 | 2860 | 4726 | 214 | 8638 | 775.0757 | 887.0323 | 983.6735 | 426.0883
| 3063 | 748.2061 | 721.6321 | 875.5732 | 721.6321 | 721.6321 | 875.5732 | 721.6321 | 721.6321 | 875.5732 | 721.6321 | 972.7891 | 226.746 | 721.6321 | 875.5732 | 721.6321 | 3063 | 721.6321 | 875.5732 | 972.7891 | 226.746 | 5167 | 3925 | 6376 | 8139 | 8316 | 1130 | 186 | 8716 | 775.0276 | 887.01 | 983.6735 | 425.9317
| 3064 | 746.2923 | 718.4121 | 875.5256 | 718.4121 | 718.4121 | 875.5256 | 718.4121 | 718.4121 | 875.5256 | 718.4121 | 970.068 | 228.6251 | 718.4121 | 875.5256 | 718.4121 | 3064 | 718.4121 | 875.5256 | 970.068 | 228.6251 | 5299 | 3930 | 7157 | 8094 | 1441 | 7788 | 182 | 5836 | 775.0276 | 887.0057 | 983.6735 | 425.9317
| 3065 | 756.5829 | 719.8058 | 911.5175 | 719.8058 | 719.8058 | 911.5175 | 719.8058 | 719.8058 | 911.5175 | 719.8058 | 976.8707 | 210.7736 | 719.8058 | 911.5175 | 719.8058 | 3065 | 719.8058 | 911.5175 | 976.8708 | 210.7736 | 5242 | 1398 | 5120 | 8415 | 1542 | 7901 | 181 | 5292 | 774.9315 | 886.9997 | 983.6735 | 425.9317
| 3066 | 774.8787 | 763.5892 | 887.986 | 763.5892 | 763.5892 | 887.986 | 763.5892 | 763.5892 | 887.986 | 763.5892 | 976.8707 | 210.7736 | 763.5892 | 887.986 | 763.5892 | 3066 | 763.5892 | 887.986 | 976.8708 | 210.7736 | 3504 | 2993 | 5119 | 8414 | 7884 | 3325 | 176 | 1766 | 774.8354 | 886.9956 | 983.6735 | 425.9317
| 3067 | 858.4244 | 893.6896 | 914.1008 | 893.6896 | 893.6896 | 914.1008 | 893.6896 | 893.6896 | 914.1008 | 893.6896 | 956.4626 | 255.559 | 893.6896 | 914.1008 | 893.6896 | 3067 | 893.6896 | 914.1008 | 956.4626 | 255.559 | 541 | 1267 | 8464 | 7253 | 6662 | 2963 | 160 | 8372 | 774.8354 | 886.9946 | 983.6735 | 425.6185
| 3068 | 875.0605 | 921.2765 | 923.7469 | 921.2765 | 921.2765 | 923.7469 | 921.2765 | 921.2765 | 923.7469 | 921.2765 | 971.4286 | 214.2186 | 921.2765 | 923.7469 | 921.2765 | 3068 | 921.2765 | 923.7469 | 971.4286 | 214.2186 | 302 | 782 | 6760 | 8366 | 2130 | 8238 | 156 | 7053 | 774.8354 | 886.9631 | 983.6735 | 425.6185
| 3069 | 867.3622 | 920.075 | 897.0109 | 920.075 | 920.075 | 897.0109 | 920.075 | 920.075 | 897.0109 | 920.075 | 975.5102 | 218.9164 | 920.075 | 897.0109 | 920.075 | 3069 | 920.075 | 897.0109 | 975.5102 | 218.9164 | 312 | 2318 | 5539 | 8297 | 3263 | 3303 | 141 | 6131 | 774.7873 | 886.9486 | 983.6735 | 425.6185
| 3070 | 893.3099 | 958.5236 | 911.7477 | 958.5236 | 958.5236 | 911.7477 | 958.5236 | 958.5236 | 911.7477 | 958.5236 | 983.6735 | 207.4851 | 958.5236 | 911.7477 | 958.5236 | 3070 | 958.5236 | 911.7477 | 983.6735 | 207.4851 | 67 | 1386 | 2841 | 8465 | 2921 | 3921 | 140 | 3356 | 774.7393 | 886.9459 | 983.6735 | 425.6185
| 3071 | 836.3006 | 860.1432 | 911.8339 | 860.1432 | 860.1432 | 911.8339 | 860.1432 | 860.1432 | 911.8339 | 860.1432 | 983.6735 | 196.0539 | 860.1432 | 911.8339 | 860.1432 | 3071 | 860.1432 | 911.8339 | 983.6735 | 196.0539 | 925 | 1382 | 2840 | 8583 | 2058 | 4687 | 86 | 2949 | 774.7393 | 886.9439 | 983.6735 | 425.6185
| 3072 | 810.5654 | 818.3304 | 905.9394 | 818.3304 | 818.3304 | 905.9394 | 818.3304 | 818.3304 | 905.9394 | 818.3304 | 975.5102 | 202.0044 | 818.3304 | 905.9394 | 818.3304 | 3072 | 818.3304 | 905.9394 | 975.5102 | 202.0044 | 1685 | 1744 | 5538 | 8527 | 4725 | 4052 | 65 | 2536 | 774.6912 | 886.9274 | 983.6735 | 425.6185
| 3073 | 805.1909 | 810.7368 | 904.4595 | 810.7368 | 810.7368 | 904.4595 | 810.7368 | 810.7368 | 904.4595 | 810.7368 | 970.068 | 198.8725 | 810.7368 | 904.4595 | 810.7368 | 3073 | 810.7368 | 904.4595 | 970.068 | 198.8725 | 1881 | 1832 | 7156 | 8556 | 1188 | 3036 | 54 | 1811 | 774.6912 | 886.926 | 983.6735 | 425.6185
| 3074 | 800.622 | 800.1634 | 908.0221 | 800.1634 | 800.1634 | 908.0221 | 800.1634 | 800.1634 | 908.0221 | 800.1634 | 971.4286 | 203.8835 | 800.1634 | 908.0221 | 800.1634 | 3074 | 800.1634 | 908.0221 | 971.4286 | 203.8835 | 2206 | 1603 | 6759 | 8509 | 8002 | 7380 | 47 | 5211 | 774.6432 | 886.9042 | 983.6735 | 425.3054
| 3075 | 779.9058 | 773.5378 | 892.1361 | 773.5378 | 773.5378 | 892.1361 | 773.5378 | 773.5378 | 892.1361 | 773.5378 | 967.3469 | 194.4879 | 773.5378 | 892.1361 | 773.5378 | 3075 | 773.5378 | 892.1361 | 967.3469 | 194.4879 | 3111 | 2700 | 7660 | 8596 | 7283 | 324 | 46 | 4309 | 774.6432 | 886.9042 | 983.6735 | 425.3054
| 3076 | 774.28 | 762.2435 | 893.5686 | 762.2435 | 762.2435 | 893.5686 | 762.2435 | 762.2435 | 893.5686 | 762.2435 | 974.1497 | 193.5484 | 762.2435 | 893.5686 | 762.2435 | 3076 | 762.2435 | 893.5686 | 974.1497 | 193.5484 | 3547 | 2583 | 5956 | 8603 | 3591 | 7929 | 18 | 2186 | 774.6432 | 886.9001 | 983.6735 | 425.3054
| 3077 | 782.938 | 767.3379 | 910.6021 | 767.3379 | 767.3379 | 910.6021 | 767.3379 | 767.3379 | 910.6021 | 767.3379 | 975.5102 | 204.5099 | 767.3379 | 910.6021 | 767.3379 | 3077 | 767.3379 | 910.6021 | 975.5102 | 204.5099 | 3382 | 1451 | 5537 | 8501 | 1778 | 7242 | 14 | 1790 | 774.6432 | 886.8781 | 983.6735 | 425.3054
| 3078 | 766.648 | 727.1111 | 903.1088 | 727.1111 | 727.1111 | 903.1088 | 727.1111 | 727.1111 | 903.1088 | 727.1111 | 983.6735 | 320.0752 | 727.1111 | 903.1088 | 727.1111 | 3078 | 727.1111 | 903.1088 | 983.6735 | 320.0752 | 4923 | 1904 | 2839 | 5060 | 2450 | 2119 | 13 | 1189 | 774.5951 | 886.866 | 983.6735 | 425.3054
| 3079 | 767.1522 | 729.7063 | 906.6391 | 729.7063 | 729.7063 | 906.6391 | 729.7063 | 729.7063 | 906.6391 | 729.7063 | 982.3129 | 293.611 | 729.7063 | 906.6391 | 729.7063 | 3079 | 729.7064 | 906.6391 | 982.3129 | 293.611 | 4831 | 1703 | 3418 | 5840 | 1381 | 7383 | 8 | 7718 | 774.547 | 886.8641 | 983.6735 | 424.9922
| 3080 | 781.3792 | 758.735 | 898.7702 | 758.735 | 758.735 | 898.7702 | 758.735 | 758.735 | 898.7702 | 758.735 | 978.2313 | 296.1165 | 758.735 | 898.7702 | 758.735 | 3080 | 758.735 | 898.7702 | 978.2313 | 296.1165 | 3665 | 2205 | 4628 | 5759 | 1083 | 327 | 8731 | 5764 | 774.499 | 886.8641 | 982.3129 | 424.9922
| 3081 | 771.2583 | 739.7991 | 891.5467 | 739.7991 | 739.7991 | 891.5467 | 739.7991 | 739.7991 | 891.5467 | 739.7991 | 982.3129 | 330.7235 | 739.7991 | 891.5467 | 739.7991 | 3081 | 739.7991 | 891.5467 | 982.3129 | 330.7235 | 4399 | 2739 | 3417 | 4822 | 2939 | 1196 | 8730 | 5088 | 774.4509 | 886.8451 | 982.3129 | 424.9922
| 3082 | 806.5184 | 784.0631 | 920.0848 | 784.0631 | 784.0631 | 920.0848 | 784.0631 | 784.0631 | 920.0848 | 784.0631 | 986.3946 | 352.02 | 784.0631 | 920.0848 | 784.0631 | 3082 | 784.0631 | 920.0848 | 986.3946 | 352.02 | 2729 | 975 | 1957 | 4414 | 2884 | 3765 | 8721 | 8664 | 774.4509 | 886.8145 | 982.3129 | 424.679
| 3083 | 826.7074 | 814.9181 | 925.2415 | 814.9181 | 814.9181 | 925.2415 | 814.9181 | 814.9181 | 925.2415 | 814.9181 | 982.3129 | 371.2809 | 814.9181 | 925.2415 | 814.9181 | 3083 | 814.9181 | 925.2415 | 982.3129 | 371.2809 | 1775 | 723 | 3416 | 4035 | 2435 | 1960 | 8712 | 6886 | 774.4509 | 886.795 | 982.3129 | 424.679
| 3084 | 815.2022 | 805.9307 | 914.0684 | 805.9307 | 805.9307 | 914.0684 | 805.9307 | 805.9307 | 914.0684 | 805.9307 | 978.2313 | 330.8801 | 805.9307 | 914.0684 | 805.9307 | 3084 | 805.9307 | 914.0684 | 978.2313 | 330.8801 | 2033 | 1268 | 4627 | 4818 | 7515 | 3768 | 8673 | 5938 | 774.3548 | 886.76 | 982.3129 | 424.679
| 3085 | 816.8939 | 790.6474 | 933.4729 | 790.6474 | 790.6474 | 933.4729 | 790.6474 | 790.6474 | 933.4729 | 790.6474 | 980.9524 | 396.4923 | 790.6474 | 933.4729 | 790.6474 | 3085 | 790.6474 | 933.4729 | 980.9524 | 396.4923 | 2523 | 415 | 3869 | 3552 | 1479 | 7624 | 8646 | 2358 | 774.3548 | 886.7587 | 982.3129 | 424.679
| 3086 | 837.082 | 813.7165 | 919.3142 | 813.7165 | 813.7165 | 919.3142 | 813.7165 | 813.7165 | 919.3142 | 813.7165 | 980.9524 | 551.2058 | 813.7165 | 919.3142 | 813.7165 | 3086 | 813.7165 | 919.3143 | 980.9524 | 551.2058 | 1806 | 1017 | 3868 | 1295 | 6965 | 1026 | 8637 | 1280 | 774.3067 | 886.7506 | 982.3129 | 424.679
| 3087 | 836.8736 | 836.0167 | 904.9949 | 836.0167 | 836.0167 | 904.9949 | 836.0167 | 836.0167 | 904.9949 | 836.0167 | 972.7891 | 435.3273 | 836.0167 | 904.9949 | 836.0167 | 3087 | 836.0167 | 904.9949 | 972.7891 | 435.3273 | 1289 | 1800 | 6375 | 2906 | 1085 | 8217 | 8627 | 3504 | 774.3067 | 886.7381 | 982.3129 | 424.4604
| 3088 | 848.2605 | 828.0867 | 930.5113 | 828.0867 | 828.0867 | 930.5113 | 828.0867 | 828.0867 | 930.5113 | 828.0867 | 975.5102 | 553.3981 | 828.0867 | 930.5113 | 828.0867 | 3088 | 828.0867 | 930.5113 | 975.5102 | 553.3981 | 1450 | 505 | 5536 | 1265 | 5134 | 681 | 8625 | 8719 | 774.2587 | 886.7381 | 982.3129 | 424.3658
| 3089 | 842.8835 | 794.4442 | 929.4103 | 794.4442 | 794.4442 | 929.4103 | 794.4442 | 794.4442 | 929.4103 | 794.4442 | 983.6735 | 743.5014 | 794.4442 | 929.4103 | 794.4442 | 3089 | 794.4442 | 929.4103 | 983.6735 | 743.5014 | 2384 | 547 | 2838 | 158 | 1842 | 2331 | 8623 | 8705 | 774.2587 | 886.7329 | 982.3129 | 424.3658
| 3090 | 774.8902 | 796.8953 | 716.7641 | 796.8953 | 796.8953 | 716.7641 | 796.8953 | 796.8953 | 716.7641 | 796.8953 | 967.3469 | 638.8976 | 796.8953 | 716.7641 | 796.8953 | 3090 | 796.8953 | 716.7641 | 967.3469 | 638.8976 | 2314 | 7844 | 7659 | 564 | 1166 | 7368 | 8563 | 5712 | 774.2587 | 886.7298 | 982.3129 | 424.3658
| 3091 | 856.9459 | 896.7175 | 731.6995 | 896.7175 | 896.7175 | 731.6995 | 896.7175 | 896.7175 | 731.6995 | 896.7175 | 980.9524 | 915.7532 | 896.7175 | 731.6995 | 896.7175 | 3091 | 896.7175 | 731.6995 | 980.9524 | 915.7532 | 515 | 7670 | 3867 | 4 | 1059 | 312 | 8562 | 4613 | 774.2587 | 886.7298 | 982.3129 | 424.3658
| 3092 | 843.7367 | 941.0295 | 723.4187 | 941.0295 | 941.0295 | 723.4187 | 941.0295 | 941.0295 | 723.4187 | 941.0295 | 986.3946 | 404.0088 | 941.0295 | 723.4187 | 941.0295 | 3092 | 941.0295 | 723.4187 | 986.3946 | 404.0088 | 135 | 7758 | 1956 | 3412 | 7049 | 7726 | 8553 | 2635 | 774.2106 | 886.719 | 982.3129 | 424.3658
| 3093 | 928.4925 | 960.9266 | 940.6542 | 960.9266 | 960.9266 | 940.6542 | 960.9266 | 960.9266 | 940.6542 | 960.9266 | 982.3129 | 566.5518 | 960.9266 | 940.6542 | 960.9266 | 3093 | 960.9266 | 940.6542 | 982.3129 | 566.5518 | 57 | 218 | 3415 | 1129 | 2305 | 86 | 8544 | 7621 | 774.1145 | 886.7145 | 982.3129 | 424.0526
| 3094 | 912.0897 | 946.22 | 921.525 | 946.22 | 946.22 | 921.525 | 946.22 | 946.22 | 921.525 | 946.22 | 971.4286 | 541.9668 | 946.22 | 921.525 | 946.22 | 3094 | 946.22 | 921.525 | 971.4286 | 541.9668 | 108 | 909 | 6758 | 1384 | 1960 | 1936 | 8505 | 4533 | 774.1145 | 886.6975 | 982.3129 | 424.0526
| 3095 | 877.86 | 885.9999 | 924.9062 | 885.9999 | 885.9999 | 924.9062 | 885.9999 | 885.9999 | 924.9062 | 885.9999 | 985.034 | 517.3818 | 885.9999 | 924.9062 | 885.9999 | 3095 | 885.9999 | 924.9062 | 985.034 | 517.3818 | 624 | 740 | 2288 | 1682 | 1809 | 7067 | 8478 | 3788 | 774.1145 | 886.694 | 982.3129 | 424.0526
| 3096 | 852.3938 | 873.6964 | 927.5841 | 873.6964 | 873.6964 | 927.5841 | 873.6964 | 873.6964 | 927.5841 | 873.6964 | 987.7551 | 245.8503 | 873.6964 | 927.5841 | 873.6964 | 3096 | 873.6964 | 927.5841 | 987.7551 | 245.8503 | 770 | 612 | 1593 | 7599 | 5519 | 8678 | 8469 | 2113 | 774.0664 | 886.6737 | 982.3129 | 424.0526
| 3097 | 832.4368 | 829.5285 | 913.421 | 829.5285 | 829.5285 | 913.421 | 829.5285 | 829.5285 | 913.421 | 829.5285 | 987.7551 | 376.4485 | 829.5285 | 913.421 | 829.5285 | 3097 | 829.5285 | 913.421 | 987.7551 | 376.4485 | 1417 | 1291 | 1592 | 3934 | 8688 | 4931 | 8459 | 8049 | 773.9703 | 886.6557 | 982.3129 | 423.7394
| 3098 | 819.9897 | 813.0437 | 925.2526 | 813.0437 | 813.0437 | 925.2526 | 813.0437 | 813.0437 | 925.2526 | 813.0437 | 995.9184 | 278.5781 | 813.0437 | 925.2526 | 813.0437 | 3098 | 813.0437 | 925.2526 | 995.9184 | 278.5781 | 1825 | 722 | 344 | 6428 | 2693 | 1219 | 8457 | 7210 | 773.9703 | 886.6514 | 982.3129 | 423.7394
| 3099 | 810.6921 | 804.5369 | 915.8976 | 804.5369 | 804.5369 | 915.8976 | 804.5369 | 804.5369 | 915.8976 | 804.5369 | 994.5578 | 255.2459 | 804.5369 | 915.8976 | 804.5369 | 3099 | 804.5369 | 915.8976 | 994.5578 | 255.2459 | 2078 | 1188 | 518 | 7263 | 2505 | 5227 | 8455 | 6287 | 773.9703 | 886.6436 | 982.3129 | 423.7394
| 3100 | 829.8355 | 818.1862 | 916.8199 | 818.1862 | 818.1862 | 916.8199 | 818.1862 | 818.1862 | 916.8199 | 818.1862 | 991.8367 | 413.0911 | 818.1862 | 916.8199 | 818.1862 | 3100 | 818.1862 | 916.8199 | 991.8367 | 413.0911 | 1689 | 1141 | 898 | 3266 | 6378 | 2671 | 8395 | 3801 | 773.9222 | 886.6381 | 982.3129 | 423.7394
| 3101 | 829.7193 | 838.2756 | 920.4718 | 838.2756 | 838.2756 | 920.4718 | 838.2756 | 838.2756 | 920.4718 | 838.2756 | 991.8367 | 236.1416 | 838.2756 | 920.4718 | 838.2756 | 3101 | 838.2756 | 920.4718 | 991.8367 | 236.1416 | 1253 | 955 | 897 | 7904 | 6263 | 4113 | 8394 | 2773 | 773.9222 | 886.632 | 982.3129 | 423.7394
| 3102 | 832.2447 | 821.5024 | 909.0996 | 821.5024 | 821.5024 | 909.0996 | 821.5024 | 821.5024 | 909.0996 | 821.5024 | 982.3129 | 460.6953 | 821.5024 | 909.0996 | 821.5024 | 3102 | 821.5024 | 909.0996 | 982.3129 | 460.6953 | 1593 | 1544 | 3414 | 2473 | 3179 | 3667 | 8385 | 1329 | 773.9222 | 886.632 | 982.3129 | 423.7394
| 3103 | 782.7619 | 739.6069 | 916.8799 | 739.6069 | 739.6069 | 916.8799 | 739.6069 | 739.6069 | 916.8799 | 739.6069 | 972.7891 | 401.5033 | 739.6069 | 916.8799 | 739.6069 | 3103 | 739.6069 | 916.8799 | 972.7891 | 401.5033 | 4408 | 1136 | 6374 | 3466 | 1383 | 7632 | 8376 | 513 | 773.9222 | 886.6288 | 982.3129 | 423.7394
| 3104 | 803.4082 | 772.1921 | 917.9863 | 772.1921 | 772.1921 | 917.9863 | 772.1921 | 772.1921 | 917.9863 | 772.1921 | 986.3946 | 411.8384 | 772.1921 | 917.9863 | 772.1921 | 3104 | 772.1921 | 917.9863 | 986.3946 | 411.8384 | 3171 | 1077 | 1955 | 3284 | 1183 | 3762 | 8337 | 8026 | 773.8261 | 886.6259 | 982.3129 | 423.4263
| 3105 | 822.5732 | 803.768 | 910.5501 | 803.768 | 803.768 | 910.5501 | 803.768 | 803.768 | 910.5501 | 803.768 | 959.1837 | 484.4973 | 803.768 | 910.5501 | 803.768 | 3105 | 803.768 | 910.5501 | 959.1837 | 484.4973 | 2106 | 1459 | 8326 | 2096 | 4316 | 8208 | 8310 | 5885 | 773.73 | 886.6157 | 982.3129 | 423.4263
| 3106 | 838.9031 | 818.9071 | 923.4526 | 818.9071 | 818.9071 | 923.4526 | 818.9071 | 818.9071 | 923.4526 | 818.9071 | 976.8707 | 522.7059 | 818.9071 | 923.4526 | 818.9071 | 3106 | 818.9071 | 923.4526 | 976.8708 | 522.7059 | 1661 | 799 | 5118 | 1613 | 2234 | 672 | 8301 | 3972 | 773.73 | 886.6157 | 982.3129 | 423.4262
| 3107 | 835.1735 | 811.8422 | 915.6762 | 811.8422 | 811.8422 | 915.6762 | 811.8422 | 811.8422 | 915.6762 | 811.8422 | 985.034 | 549.953 | 811.8422 | 915.6762 | 811.8422 | 3107 | 811.8422 | 915.6762 | 985.034 | 549.953 | 1856 | 1198 | 2287 | 1303 | 817 | 7265 | 8291 | 3181 | 773.73 | 886.6005 | 982.3129 | 423.4262
| 3108 | 834.8941 | 814.4855 | 928.6699 | 814.4855 | 814.4855 | 928.6699 | 814.4855 | 814.4855 | 928.6699 | 814.4855 | 989.1156 | 468.8381 | 814.4855 | 928.6699 | 814.4855 | 3108 | 814.4855 | 928.6699 | 989.1156 | 468.8381 | 1786 | 569 | 1264 | 2327 | 2931 | 3172 | 8289 | 490 | 773.6819 | 886.5979 | 982.3129 | 423.4262
| 3109 | 848.8132 | 825.0108 | 938.9301 | 825.0108 | 825.0108 | 938.9301 | 825.0108 | 825.0108 | 938.9301 | 825.0108 | 986.3946 | 541.1838 | 825.0108 | 938.9301 | 825.0108 | 3109 | 825.0108 | 938.9301 | 986.3946 | 541.1838 | 1508 | 262 | 1954 | 1391 | 1905 | 5057 | 8287 | 85 | 773.5858 | 886.5974 | 982.3129 | 423.4262
| 3110 | 861.658 | 820.9737 | 942.2968 | 820.9737 | 820.9737 | 942.2968 | 820.9737 | 820.9737 | 942.2968 | 820.9737 | 983.6735 | 742.5619 | 820.9737 | 942.2968 | 820.9737 | 3110 | 820.9737 | 942.2968 | 983.6735 | 742.5619 | 1607 | 186 | 2837 | 161 | 1786 | 3012 | 8203 | 5777 | 773.5858 | 886.5932 | 982.3129 | 423.1131
| 3111 | 863.103 | 823.3287 | 970.0456 | 823.3287 | 823.3287 | 970.0456 | 823.3287 | 823.3287 | 970.0456 | 823.3287 | 987.7551 | 628.8757 | 823.3287 | 970.0456 | 823.3287 | 3111 | 823.3287 | 970.0456 | 987.7551 | 628.8757 | 1547 | 15 | 1591 | 632 | 3075 | 6956 | 8202 | 4018 | 773.5378 | 886.5735 | 982.3129 | 423.1131
| 3112 | 861.8844 | 807.8051 | 923.7773 | 807.8051 | 807.8051 | 923.7773 | 807.8051 | 807.8051 | 923.7773 | 807.8051 | 987.7551 | 921.0774 | 807.8051 | 923.7773 | 807.8051 | 3112 | 807.8051 | 923.7773 | 987.7551 | 921.0774 | 1967 | 781 | 1590 | 3 | 1815 | 7098 | 8193 | 3670 | 773.5378 | 886.5716 | 982.3129 | 423.1131
| 3113 | 836.8924 | 800.596 | 929.5602 | 800.596 | 800.596 | 929.5602 | 800.596 | 800.596 | 929.5602 | 800.596 | 1000 | 593.4858 | 800.596 | 929.5602 | 800.596 | 3113 | 800.596 | 929.5602 | 1000 | 593.4858 | 2192 | 541 | 34 | 899 | 8574 | 238 | 8184 | 875 | 773.4897 | 886.5662 | 982.3129 | 423.1131
| 3114 | 854.0738 | 825.972 | 916.3792 | 825.972 | 825.972 | 916.3792 | 825.972 | 825.972 | 916.3792 | 825.972 | 980.9524 | 702.7873 | 825.972 | 916.3792 | 825.972 | 3114 | 825.972 | 916.3793 | 980.9524 | 702.7874 | 1484 | 1167 | 3866 | 274 | 5565 | 6753 | 8145 | 5781 | 773.4416 | 886.5495 | 982.3129 | 422.7999
| 3115 | 927.7173 | 942.279 | 937.9325 | 942.279 | 942.279 | 937.9325 | 942.279 | 942.279 | 937.9325 | 942.279 | 995.9184 | 702.161 | 942.279 | 937.9325 | 942.279 | 3115 | 942.279 | 937.9325 | 995.9184 | 702.161 | 133 | 283 | 343 | 282 | 1377 | 8236 | 8118 | 3910 | 773.4416 | 886.5399 | 982.3129 | 422.7999
| 3116 | 907.4877 | 969.962 | 918.0483 | 969.962 | 969.962 | 918.0483 | 969.962 | 969.962 | 918.0483 | 969.962 | 978.2313 | 294.7072 | 969.962 | 918.0483 | 969.962 | 3116 | 969.962 | 918.0483 | 978.2313 | 294.7072 | 32 | 1075 | 4626 | 5805 | 7960 | 2847 | 8109 | 2352 | 773.3936 | 886.5315 | 982.3129 | 422.7999
| 3117 | 934.9874 | 977.7959 | 924.8911 | 977.7959 | 977.7959 | 924.8911 | 977.7959 | 977.7959 | 924.8911 | 977.7959 | 993.1973 | 574.6946 | 977.7959 | 924.8911 | 977.7959 | 3117 | 977.7959 | 924.8911 | 993.1973 | 574.6946 | 18 | 741 | 673 | 1051 | 7954 | 7101 | 8099 | 6312 | 773.3936 | 886.5072 | 982.3129 | 422.4867
| 3118 | 922.5917 | 965.8769 | 917.8448 | 965.8769 | 965.8769 | 917.8448 | 965.8769 | 965.8769 | 917.8448 | 965.8769 | 994.5578 | 523.3323 | 965.8769 | 917.8448 | 965.8769 | 3118 | 965.8769 | 917.8448 | 994.5578 | 523.3323 | 41 | 1094 | 517 | 1605 | 1618 | 2664 | 8097 | 3809 | 773.3936 | 886.4659 | 982.3129 | 422.4867
| 3119 | 886.0187 | 909.1652 | 921.5452 | 909.1652 | 909.1652 | 921.5452 | 909.1652 | 909.1652 | 921.5452 | 909.1652 | 972.7891 | 471.9699 | 909.1652 | 921.5452 | 909.1652 | 3119 | 909.1652 | 921.5452 | 972.7891 | 471.9699 | 395 | 906 | 6373 | 2272 | 829 | 7160 | 8095 | 2435 | 773.3936 | 886.4489 | 982.3129 | 422.4867
| 3120 | 862.6441 | 874.9459 | 923.2712 | 874.9459 | 874.9459 | 923.2712 | 874.9459 | 874.9459 | 923.2712 | 874.9459 | 993.1973 | 391.1682 | 874.9459 | 923.2712 | 874.9459 | 3120 | 874.9459 | 923.2712 | 993.1973 | 391.1682 | 751 | 808 | 672 | 3649 | 2930 | 2084 | 8035 | 8418 | 773.3455 | 886.4471 | 982.3129 | 422.1735
| 3121 | 849.3457 | 839.5252 | 907.5344 | 839.5252 | 839.5252 | 907.5344 | 839.5252 | 839.5252 | 907.5344 | 839.5252 | 990.4762 | 554.0244 | 839.5252 | 907.5344 | 839.5252 | 3121 | 839.5252 | 907.5344 | 990.4762 | 554.0244 | 1231 | 1644 | 1057 | 1260 | 2238 | 114 | 8034 | 8028 | 773.3455 | 886.443 | 982.3129 | 422.1735
| 3122 | 830.2358 | 833.085 | 901.6773 | 833.085 | 833.085 | 901.6773 | 833.085 | 833.085 | 901.6773 | 833.085 | 998.6395 | 353.2728 | 833.085 | 901.6773 | 833.085 | 3122 | 833.085 | 901.6773 | 998.6395 | 353.2728 | 1339 | 1984 | 120 | 4396 | 2094 | 7701 | 8025 | 7116 | 773.3455 | 886.4404 | 982.3129 | 422.1735
| 3123 | 814.3212 | 817.0327 | 888.0782 | 817.0327 | 817.0327 | 888.0782 | 817.0327 | 817.0327 | 888.0782 | 817.0327 | 995.9184 | 316.0038 | 817.0327 | 888.0782 | 817.0327 | 3123 | 817.0327 | 888.0782 | 995.9184 | 316.0038 | 1720 | 2987 | 342 | 5148 | 1600 | 101 | 8001 | 3316 | 773.3455 | 886.4206 | 982.3129 | 422.1735
| 3124 | 829.6332 | 823.1845 | 889.076 | 823.1845 | 823.1845 | 889.076 | 823.1845 | 823.1845 | 889.076 | 823.1845 | 986.3946 | 486.6896 | 823.1845 | 889.076 | 823.1845 | 3124 | 823.1845 | 889.076 | 986.3946 | 486.6896 | 1549 | 2916 | 1953 | 2062 | 166 | 6855 | 7974 | 2417 | 773.3455 | 886.404 | 982.3129 | 422.1735
| 3125 | 806.1073 | 796.3666 | 912.3061 | 796.3666 | 796.3666 | 912.3061 | 796.3666 | 796.3666 | 912.3061 | 796.3666 | 989.1156 | 276.2293 | 796.3666 | 912.3061 | 796.3666 | 3125 | 796.3666 | 912.3061 | 989.1156 | 276.2293 | 2330 | 1357 | 1263 | 6529 | 7607 | 1073 | 7965 | 2288 | 773.2975 | 886.4017 | 982.3129 | 422.1735
| 3126 | 799.7694 | 758.735 | 909.27 | 758.735 | 758.735 | 909.27 | 758.735 | 758.735 | 909.27 | 758.735 | 995.9184 | 493.8929 | 758.735 | 909.27 | 758.735 | 3126 | 758.735 | 909.27 | 995.9184 | 493.8929 | 3664 | 1532 | 341 | 1965 | 7810 | 3902 | 7955 | 2116 | 773.2494 | 886.3826 | 982.3129 | 422.1735
| 3127 | 794.6343 | 740.1836 | 910.0402 | 740.1836 | 740.1836 | 910.0402 | 740.1836 | 740.1836 | 910.0402 | 740.1836 | 974.1497 | 589.1012 | 740.1836 | 910.0402 | 740.1836 | 3127 | 740.1836 | 910.0402 | 974.1497 | 589.1012 | 4385 | 1483 | 5955 | 937 | 7713 | 7104 | 7953 | 1937 | 773.2494 | 886.3701 | 982.3129 | 422.1735
| 3128 | 755.5447 | 701.9753 | 906.5568 | 701.9753 | 701.9753 | 906.5568 | 701.9753 | 701.9753 | 906.5568 | 701.9753 | 986.3946 | 349.2014 | 701.9753 | 906.5568 | 701.9753 | 3128 | 701.9753 | 906.5568 | 986.3946 | 349.2014 | 6014 | 1707 | 1952 | 4476 | 1456 | 3975 | 7951 | 492 | 773.2494 | 886.3424 | 982.3129 | 422.1735
| 3129 | 819.3593 | 807.3245 | 911.2261 | 807.3245 | 807.3245 | 911.2261 | 807.3245 | 807.3245 | 911.2261 | 807.3245 | 982.3129 | 385.2177 | 807.3245 | 911.2261 | 807.3245 | 3129 | 807.3245 | 911.2261 | 982.3129 | 385.2177 | 1984 | 1419 | 3413 | 3753 | 7971 | 8638 | 7891 | 8466 | 773.2013 | 886.3102 | 982.3129 | 421.9973
| 3130 | 814.2139 | 812.8514 | 894.0885 | 812.8514 | 812.8514 | 894.0885 | 812.8514 | 812.8514 | 894.0885 | 812.8514 | 985.034 | 334.7949 | 812.8514 | 894.0885 | 812.8514 | 3130 | 812.8514 | 894.0885 | 985.034 | 334.7949 | 1830 | 2528 | 2286 | 4750 | 1137 | 7422 | 7890 | 8003 | 773.2013 | 886.3069 | 982.3129 | 421.8603
| 3131 | 802.4035 | 819.1955 | 773.5468 | 819.1955 | 819.1955 | 773.5468 | 819.1955 | 819.1955 | 773.5468 | 819.1955 | 971.4286 | 614.4692 | 819.1955 | 773.5468 | 819.1955 | 3131 | 819.1955 | 773.5468 | 971.4286 | 614.4692 | 1651 | 7225 | 6757 | 719 | 6550 | 366 | 7881 | 4550 | 773.1533 | 886.3069 | 982.3129 | 421.7037
| 3132 | 794.5788 | 827.3177 | 764.8975 | 827.3177 | 827.3177 | 764.8975 | 827.3177 | 827.3177 | 764.8975 | 827.3177 | 956.4626 | 489.5083 | 827.3177 | 764.8975 | 827.3177 | 3132 | 827.3177 | 764.8975 | 956.4626 | 489.5083 | 1464 | 7291 | 8463 | 2023 | 4724 | 1058 | 7872 | 8344 | 773.1533 | 886.2886 | 982.3129 | 421.5471
| 3133 | 784.5538 | 820.0606 | 766.8958 | 820.0606 | 820.0606 | 766.8958 | 820.0606 | 820.0606 | 766.8958 | 820.0606 | 963.2653 | 392.4209 | 820.0606 | 766.8958 | 820.0606 | 3133 | 820.0606 | 766.8958 | 963.2653 | 392.4209 | 1632 | 7275 | 8131 | 3630 | 963 | 6890 | 7833 | 6375 | 773.1533 | 886.2581 | 982.3129 | 421.5471
| 3134 | 775.2505 | 775.4602 | 768.9547 | 775.4602 | 775.4602 | 768.9547 | 775.4602 | 775.4602 | 768.9547 | 775.4602 | 975.5102 | 598.4967 | 775.4602 | 768.9547 | 775.4602 | 3134 | 775.4602 | 768.9547 | 975.5102 | 598.4967 | 3053 | 7260 | 5535 | 844 | 6282 | 3784 | 7806 | 4730 | 773.1052 | 886.2376 | 982.3129 | 421.5471
| 3135 | 793.5796 | 814.0049 | 773.6724 | 814.0049 | 814.0049 | 773.6724 | 814.0049 | 814.0049 | 773.6724 | 814.0049 | 997.2789 | 506.1071 | 814.0049 | 773.6724 | 814.0049 | 3135 | 814.0049 | 773.6724 | 997.2789 | 506.1071 | 1797 | 7223 | 190 | 1816 | 1420 | 2072 | 7797 | 1992 | 773.1052 | 886.2161 | 982.3129 | 421.5471
| 3136 | 797.4053 | 824.1938 | 772.0945 | 824.1938 | 824.1938 | 772.0945 | 824.1938 | 824.1938 | 772.0945 | 824.1938 | 985.034 | 496.7116 | 824.1938 | 772.0945 | 824.1938 | 3136 | 824.1938 | 772.0945 | 985.034 | 496.7116 | 1524 | 7234 | 2285 | 1941 | 3306 | 203 | 7787 | 1598 | 773.0571 | 886.1958 | 982.3129 | 421.5471
| 3137 | 776.7086 | 793.9155 | 778.1863 | 793.9155 | 793.9155 | 778.1863 | 793.9155 | 793.9155 | 778.1863 | 793.9155 | 998.6395 | 411.212 | 793.9155 | 778.1863 | 793.9155 | 3137 | 793.9155 | 778.1863 | 998.6395 | 411.212 | 2406 | 7184 | 119 | 3299 | 7389 | 1096 | 7785 | 6986 | 773.0091 | 886.1656 | 982.3129 | 421.234
| 3138 | 779.6659 | 821.214 | 767.5571 | 821.214 | 821.214 | 767.5571 | 821.214 | 821.214 | 767.5571 | 821.214 | 953.7415 | 321.6411 | 821.214 | 767.5571 | 821.214 | 3138 | 821.214 | 767.5571 | 953.7415 | 321.6411 | 1602 | 7273 | 8534 | 5017 | 858 | 4920 | 7783 | 4509 | 773.0091 | 886.1655 | 982.3129 | 421.234
| 3139 | 868.8178 | 964.387 | 785.53 | 964.387 | 964.387 | 785.53 | 964.387 | 964.387 | 785.53 | 964.387 | 975.5102 | 330.7235 | 964.387 | 785.53 | 964.387 | 3139 | 964.387 | 785.53 | 975.5102 | 330.7235 | 43 | 7152 | 5534 | 4821 | 333 | 5247 | 7723 | 4434 | 773.0091 | 886.1642 | 982.3129 | 421.234
| 3140 | 868.9194 | 970.5868 | 784.3447 | 970.5868 | 970.5868 | 784.3447 | 970.5868 | 970.5868 | 784.3447 | 970.5868 | 972.7891 | 290.0094 | 970.5868 | 784.3447 | 970.5868 | 3140 | 970.5868 | 784.3447 | 972.7891 | 290.0094 | 31 | 7157 | 6372 | 5964 | 2690 | 7403 | 7722 | 3984 | 772.961 | 886.1493 | 982.3129 | 421.234
| 3141 | 884.5838 | 987.312 | 776.8259 | 987.312 | 987.312 | 776.8259 | 987.312 | 987.312 | 776.8259 | 987.312 | 976.8707 | 401.5033 | 987.312 | 776.8259 | 987.312 | 3141 | 987.312 | 776.8259 | 976.8708 | 401.5033 | 6 | 7197 | 5117 | 3465 | 1814 | 347 | 7713 | 8467 | 772.961 | 886.1493 | 982.3129 | 421.1459
| 3142 | 878.647 | 973.4224 | 777.6333 | 973.4224 | 973.4224 | 777.6333 | 973.4224 | 973.4224 | 777.6333 | 973.4224 | 989.1156 | 414.0307 | 973.4224 | 777.6333 | 973.4224 | 3142 | 973.4224 | 777.6333 | 989.1156 | 414.0307 | 25 | 7188 | 1262 | 3251 | 8725 | 1134 | 7704 | 6642 | 772.8649 | 886.1493 | 982.3129 | 420.9208
| 3143 | 850.9375 | 925.9384 | 775.2071 | 925.9384 | 925.9384 | 775.2071 | 925.9384 | 925.9384 | 775.2071 | 925.9384 | 978.2313 | 426.5581 | 925.9384 | 775.2071 | 925.9384 | 3143 | 925.9384 | 775.2071 | 978.2313 | 426.5581 | 260 | 7206 | 4625 | 3055 | 5806 | 5253 | 7665 | 5875 | 772.8649 | 886.1365 | 982.3129 | 420.9208
| 3144 | 873.7929 | 891.7672 | 931.5348 | 891.7672 | 891.7672 | 931.5348 | 891.7672 | 891.7672 | 931.5348 | 891.7672 | 970.068 | 402.756 | 891.7672 | 931.5348 | 891.7672 | 3144 | 891.7672 | 931.5348 | 970.068 | 402.756 | 559 | 477 | 7155 | 3435 | 1311 | 7566 | 7638 | 6121 | 772.8649 | 886.1226 | 982.3129 | 420.6076
| 3145 | 840.6906 | 858.8936 | 905.4288 | 858.8936 | 858.8936 | 905.4288 | 858.8936 | 858.8936 | 905.4288 | 858.8936 | 979.5918 | 297.2127 | 858.8936 | 905.4288 | 858.8936 | 3145 | 858.8936 | 905.4288 | 979.5918 | 297.2127 | 938 | 1770 | 4147 | 5726 | 2524 | 1152 | 7629 | 3924 | 772.8168 | 886.1195 | 982.3129 | 420.6076
| 3146 | 855.4882 | 861.2967 | 897.1179 | 861.2967 | 861.2967 | 897.1179 | 861.2967 | 861.2967 | 897.1179 | 861.2967 | 968.7075 | 529.2828 | 861.2967 | 897.1179 | 861.2967 | 3146 | 861.2967 | 897.1179 | 968.7075 | 529.2828 | 909 | 2311 | 7404 | 1531 | 2358 | 1952 | 7619 | 7863 | 772.8168 | 886.1145 | 982.3129 | 420.2944
| 3147 | 849.8262 | 857.6921 | 910.5531 | 857.6921 | 857.6921 | 910.5531 | 857.6921 | 857.6921 | 910.5531 | 857.6921 | 974.1497 | 419.668 | 857.6921 | 910.5531 | 857.6921 | 3147 | 857.6921 | 910.5531 | 974.1497 | 419.668 | 949 | 1457 | 5954 | 3157 | 2169 | 8523 | 7617 | 3929 | 772.8168 | 886.1038 | 982.3129 | 420.2944
| 3148 | 840.8169 | 844.7157 | 915.2519 | 844.7157 | 844.7157 | 915.2519 | 844.7157 | 844.7157 | 915.2519 | 844.7157 | 980.9524 | 371.7507 | 844.7157 | 915.2519 | 844.7157 | 3148 | 844.7157 | 915.2519 | 980.9524 | 371.7507 | 1143 | 1211 | 3865 | 4026 | 1186 | 8063 | 7615 | 5282 | 772.8168 | 886.1038 | 982.3129 | 419.9812
| 3149 | 840.397 | 843.2258 | 922.3213 | 843.2258 | 843.2258 | 922.3213 | 843.2258 | 843.2258 | 922.3213 | 843.2258 | 980.9524 | 349.5146 | 843.2258 | 922.3213 | 843.2258 | 3149 | 843.2258 | 922.3213 | 980.9524 | 349.5146 | 1165 | 866 | 3864 | 4470 | 468 | 527 | 7555 | 1810 | 772.8168 | 886.1038 | 982.3129 | 419.9812
| 3150 | 827.2735 | 823.4248 | 919.4578 | 823.4248 | 823.4248 | 919.4578 | 823.4248 | 823.4248 | 919.4578 | 823.4248 | 987.7551 | 328.8443 | 823.4248 | 919.4578 | 823.4248 | 3150 | 823.4248 | 919.4578 | 987.7551 | 328.8444 | 1543 | 1009 | 1589 | 4859 | 7586 | 7583 | 7554 | 921 | 772.7688 | 886.0996 | 982.3129 | 419.9812
| 3151 | 796.2939 | 779.5453 | 911.1395 | 779.5453 | 779.5453 | 911.1395 | 779.5453 | 779.5453 | 911.1395 | 779.5453 | 976.8707 | 290.3226 | 779.5453 | 911.1395 | 779.5453 | 3151 | 779.5453 | 911.1395 | 976.8708 | 290.3226 | 2889 | 1423 | 5116 | 5951 | 1266 | 7784 | 7545 | 849 | 772.7688 | 886.0983 | 982.3129 | 419.9812
| 3152 | 812.2931 | 808.0934 | 911.5798 | 808.0934 | 808.0934 | 911.5798 | 808.0934 | 808.0934 | 911.5798 | 808.0934 | 978.2313 | 282.8061 | 808.0934 | 911.5798 | 808.0934 | 3152 | 808.0934 | 911.5798 | 978.2313 | 282.8061 | 1957 | 1395 | 4624 | 6263 | 7119 | 7338 | 7536 | 7144 | 772.7207 | 886.0983 | 982.3129 | 419.668
| 3153 | 802.5656 | 784.015 | 893.6453 | 784.015 | 784.015 | 893.6453 | 784.015 | 784.015 | 893.6453 | 784.015 | 971.4286 | 417.7889 | 784.015 | 893.6453 | 784.015 | 3153 | 784.015 | 893.6453 | 971.4286 | 417.7889 | 2731 | 2576 | 6756 | 3191 | 7043 | 282 | 7497 | 7140 | 772.7207 | 886.0983 | 982.3129 | 419.668
| 3154 | 788.0276 | 786.9948 | 864.97 | 786.9948 | 786.9948 | 864.97 | 786.9948 | 786.9948 | 864.97 | 786.9948 | 960.5442 | 316.0038 | 786.9948 | 864.97 | 786.9948 | 3154 | 786.9948 | 864.97 | 960.5442 | 316.0038 | 2646 | 4638 | 8255 | 5147 | 3505 | 4824 | 7470 | 7043 | 772.7207 | 886.0678 | 982.3129 | 419.668
| 3155 | 744.6174 | 685.3943 | 841.5304 | 685.3943 | 685.3943 | 841.5304 | 685.3943 | 685.3943 | 841.5304 | 685.3943 | 976.8707 | 598.4967 | 685.3943 | 841.5304 | 685.3943 | 3155 | 685.3943 | 841.5304 | 976.8708 | 598.4967 | 6716 | 6139 | 5115 | 843 | 2744 | 4932 | 7461 | 5479 | 772.7207 | 886.0515 | 982.3129 | 419.668
| 3156 | 729.9283 | 642.7164 | 913.4018 | 642.7164 | 642.7164 | 913.4018 | 642.7164 | 642.7164 | 913.4018 | 642.7164 | 967.3469 | 456.3107 | 642.7164 | 913.4018 | 642.7164 | 3156 | 642.7164 | 913.4018 | 967.3469 | 456.3107 | 7999 | 1293 | 7658 | 2549 | 786 | 3830 | 7451 | 3781 | 772.7207 | 886.0441 | 982.3129 | 419.668
| 3157 | 725.761 | 625.1742 | 930.0552 | 625.1742 | 625.1742 | 930.0552 | 625.1742 | 625.1742 | 930.0552 | 625.1742 | 940.1361 | 498.9039 | 625.1742 | 930.0552 | 625.1742 | 3157 | 625.1742 | 930.0552 | 940.1361 | 498.9039 | 8322 | 519 | 8688 | 1909 | 7548 | 2999 | 7449 | 3147 | 772.6727 | 886.0179 | 982.3129 | 419.668
| 3158 | 714.2564 | 602.0089 | 912.1044 | 602.0089 | 602.0089 | 912.1044 | 602.0089 | 602.0089 | 912.1044 | 602.0089 | 946.9388 | 588.1616 | 602.0089 | 912.1044 | 602.0089 | 3158 | 602.0089 | 912.1044 | 946.9388 | 588.1616 | 8613 | 1370 | 8585 | 943 | 2309 | 2747 | 7447 | 3742 | 772.6727 | 885.9781 | 982.3129 | 419.6387
| 3159 | 731.8218 | 633.681 | 905.5994 | 633.681 | 633.681 | 905.5994 | 633.681 | 633.681 | 905.5994 | 633.681 | 979.5918 | 574.0683 | 633.681 | 905.5994 | 633.681 | 3159 | 633.681 | 905.5994 | 979.5918 | 574.0683 | 8170 | 1761 | 4146 | 1059 | 946 | 2755 | 7387 | 1786 | 772.6246 | 885.9648 | 982.3129 | 419.5114
| 3160 | 729.7164 | 637.2375 | 862.728 | 637.2375 | 637.2375 | 862.728 | 637.2375 | 637.2375 | 862.728 | 637.2375 | 970.068 | 697.15 | 637.2375 | 862.728 | 637.2375 | 3160 | 637.2375 | 862.728 | 970.068 | 697.15 | 8109 | 4795 | 7154 | 292 | 2831 | 1888 | 7386 | 3502 | 772.5765 | 885.9623 | 982.3129 | 419.4429
| 3161 | 749.8821 | 687.2687 | 855.9758 | 687.2687 | 687.2687 | 855.9758 | 687.2687 | 687.2687 | 855.9758 | 687.2687 | 972.7891 | 603.5077 | 687.2687 | 855.9758 | 687.2687 | 3161 | 687.2687 | 855.9758 | 972.7891 | 603.5077 | 6633 | 5258 | 6371 | 811 | 1779 | 2540 | 7377 | 8570 | 772.5285 | 885.9618 | 982.3129 | 419.3548
| 3162 | 790.9657 | 736.0984 | 889.9384 | 736.0984 | 736.0984 | 889.9384 | 736.0984 | 736.0984 | 889.9384 | 736.0984 | 986.3946 | 638.5844 | 736.0984 | 889.9384 | 736.0984 | 3162 | 736.0984 | 889.9384 | 986.3946 | 638.5844 | 4550 | 2851 | 1951 | 572 | 8480 | 1398 | 7368 | 2135 | 772.4804 | 885.9613 | 982.3129 | 419.3548
| 3163 | 861.5021 | 855.4333 | 913.2674 | 855.4333 | 855.4333 | 913.2674 | 855.4333 | 855.4333 | 913.2674 | 855.4333 | 970.068 | 594.4253 | 855.4333 | 913.2674 | 855.4333 | 3163 | 855.4333 | 913.2674 | 970.068 | 594.4253 | 980 | 1303 | 7153 | 884 | 7056 | 1799 | 7329 | 3530 | 772.4804 | 885.9579 | 982.3129 | 419.3418
| 3164 | 850.3621 | 882.6837 | 901.7963 | 882.6837 | 882.6837 | 901.7963 | 882.6837 | 882.6837 | 901.7963 | 882.6837 | 983.6735 | 252.7404 | 882.6837 | 901.7963 | 882.6837 | 3164 | 882.6837 | 901.7963 | 983.6735 | 252.7404 | 661 | 1977 | 2836 | 7360 | 2018 | 8738 | 7302 | 7701 | 772.4804 | 885.9494 | 982.3129 | 419.0417
| 3165 | 836.1252 | 828.6154 | 907.1759 | 828.6154 | 828.6154 | 907.1759 | 828.6154 | 828.6154 | 907.1759 | 828.6154 | 983.6735 | 464.4535 | 828.6154 | 907.1759 | 828.6154 | 3165 | 828.6154 | 907.1759 | 983.6735 | 464.4535 | 1439 | 1663 | 2835 | 2398 | 1114 | 8076 | 7293 | 6037 | 772.4324 | 885.9494 | 982.3129 | 419.0417
| 3166 | 845.9533 | 851.2039 | 910.4929 | 851.2039 | 851.2039 | 910.4929 | 851.2039 | 851.2039 | 910.4929 | 851.2039 | 979.5918 | 412.1516 | 851.2039 | 910.4929 | 851.2039 | 3166 | 851.2039 | 910.4929 | 979.5918 | 412.1516 | 1030 | 1461 | 4145 | 3277 | 3762 | 540 | 7283 | 6005 | 772.3843 | 885.9494 | 982.3129 | 419.0417
| 3167 | 817.1113 | 811.746 | 898.1359 | 811.746 | 811.746 | 898.1359 | 811.746 | 811.746 | 898.1359 | 811.746 | 993.1973 | 359.8497 | 811.746 | 898.1359 | 811.746 | 3167 | 811.7461 | 898.1359 | 993.1973 | 359.8497 | 1859 | 2248 | 671 | 4266 | 6216 | 2865 | 7281 | 5602 | 772.3362 | 885.9393 | 982.3129 | 419.0417
| 3168 | 786.7005 | 753.5445 | 899.391 | 753.5445 | 753.5445 | 899.391 | 753.5445 | 753.5445 | 899.391 | 753.5445 | 982.3129 | 405.5747 | 753.5445 | 899.391 | 753.5445 | 3168 | 753.5445 | 899.391 | 982.3129 | 405.5747 | 3877 | 2154 | 3412 | 3384 | 7469 | 4911 | 7279 | 1765 | 772.2401 | 885.9385 | 982.3129 | 419.0417
| 3169 | 768.3295 | 735.9062 | 892.8322 | 735.9062 | 735.9062 | 892.8322 | 735.9062 | 735.9062 | 892.8322 | 735.9062 | 994.5578 | 303.4764 | 735.9062 | 892.8322 | 735.9062 | 3169 | 735.9062 | 892.8322 | 994.5578 | 303.4764 | 4560 | 2643 | 516 | 5531 | 4678 | 2657 | 7219 | 1762 | 772.2401 | 885.9281 | 982.3129 | 419.0417
| 3170 | 776.359 | 728.0242 | 900.3724 | 728.0242 | 728.0242 | 900.3724 | 728.0242 | 728.0242 | 900.3724 | 728.0242 | 990.4762 | 452.8656 | 728.0242 | 900.3724 | 728.0242 | 3170 | 728.0242 | 900.3724 | 990.4762 | 452.8656 | 4890 | 2091 | 1056 | 2615 | 413 | 7196 | 7218 | 8350 | 772.2401 | 885.9006 | 982.3129 | 418.7285
| 3171 | 750.5504 | 712.1642 | 895.3787 | 712.1642 | 712.1642 | 895.3787 | 712.1642 | 712.1642 | 895.3787 | 712.1642 | 975.5102 | 253.3667 | 712.1642 | 895.3787 | 712.1642 | 3171 | 712.1642 | 895.3787 | 975.5102 | 253.3667 | 5542 | 2437 | 5533 | 7334 | 3104 | 7638 | 7209 | 5691 | 772.1921 | 885.8998 | 982.3129 | 418.7285
| 3172 | 755.4315 | 700.197 | 886.5979 | 700.197 | 700.197 | 886.5979 | 700.197 | 700.197 | 886.5979 | 700.197 | 979.5918 | 448.4811 | 700.197 | 886.5979 | 700.197 | 3172 | 700.1971 | 886.5979 | 979.5918 | 448.4811 | 6079 | 3108 | 4144 | 2689 | 1283 | 8252 | 7200 | 4706 | 772.1921 | 885.8822 | 982.3129 | 418.7285
| 3173 | 765.553 | 727.6878 | 900.9927 | 727.6878 | 727.6878 | 900.9927 | 727.6878 | 727.6878 | 900.9927 | 727.6878 | 985.034 | 307.2346 | 727.6878 | 900.9927 | 727.6878 | 3173 | 727.6878 | 900.9927 | 985.034 | 307.2346 | 4902 | 2037 | 2284 | 5396 | 1094 | 7699 | 7161 | 3698 | 772.1921 | 885.832 | 982.3129 | 418.7285
| 3174 | 768.8038 | 713.4618 | 909.4898 | 713.4618 | 713.4618 | 909.4898 | 713.4618 | 713.4618 | 909.4898 | 713.4618 | 965.9864 | 451.6129 | 713.4618 | 909.4898 | 713.4618 | 3174 | 713.4618 | 909.4898 | 965.9864 | 451.6129 | 5487 | 1518 | 7905 | 2631 | 4558 | 4751 | 7134 | 1642 | 772.0959 | 885.8205 | 982.3129 | 418.7285
| 3175 | 764.0138 | 715.9129 | 903.0045 | 715.9129 | 715.9129 | 903.0045 | 715.9129 | 715.9129 | 903.0045 | 715.9129 | 978.2313 | 378.6408 | 715.9129 | 903.0045 | 715.9129 | 3175 | 715.9129 | 903.0045 | 978.2313 | 378.6408 | 5395 | 1907 | 4623 | 3888 | 1956 | 8067 | 7125 | 7642 | 772.0959 | 885.8052 | 982.3129 | 418.4153
| 3176 | 761.8097 | 711.3952 | 889.552 | 711.3952 | 711.3952 | 889.552 | 711.3952 | 711.3952 | 889.552 | 711.3952 | 980.9524 | 435.0141 | 711.3952 | 889.552 | 711.3952 | 3176 | 711.3952 | 889.552 | 980.9524 | 435.0141 | 5576 | 2876 | 3863 | 2912 | 1385 | 531 | 7115 | 4655 | 772.0959 | 885.8052 | 982.3129 | 418.4153
| 3177 | 781.0082 | 739.1743 | 913.0627 | 739.1743 | 739.1743 | 913.0627 | 739.1743 | 739.1743 | 913.0627 | 739.1743 | 982.3129 | 386.1572 | 739.1743 | 913.0627 | 739.1743 | 3177 | 739.1743 | 913.0627 | 982.3129 | 386.1572 | 4420 | 1317 | 3411 | 3740 | 8680 | 1199 | 7113 | 3885 | 772.0479 | 885.8001 | 982.3129 | 418.4153
| 3178 | 808.8476 | 775.8927 | 932.7599 | 775.8927 | 775.8927 | 932.7599 | 775.8927 | 775.8927 | 932.7599 | 775.8927 | 978.2313 | 407.4538 | 775.8927 | 932.7599 | 775.8927 | 3178 | 775.8927 | 932.7599 | 978.2313 | 407.4538 | 3040 | 443 | 4622 | 3355 | 8242 | 5902 | 7111 | 4553 | 771.9998 | 885.7922 | 982.3129 | 418.2587
| 3179 | 813.5044 | 773.9222 | 896.2372 | 773.9222 | 773.9222 | 896.2372 | 773.9222 | 773.9222 | 896.2372 | 773.9222 | 974.1497 | 638.5844 | 773.9222 | 896.2372 | 773.9222 | 3179 | 773.9222 | 896.2372 | 974.1497 | 638.5844 | 3102 | 2380 | 5953 | 571 | 3770 | 1197 | 7051 | 4547 | 771.9998 | 885.7662 | 982.3129 | 418.2587
| 3180 | 819.5661 | 767.8185 | 921.5642 | 767.8185 | 767.8185 | 921.5642 | 767.8185 | 767.8185 | 921.5642 | 767.8185 | 983.6735 | 661.4469 | 767.8185 | 921.5642 | 767.8185 | 3180 | 767.8185 | 921.5642 | 983.6735 | 661.4469 | 3365 | 905 | 2834 | 446 | 1959 | 1008 | 7050 | 1065 | 771.9998 | 885.7605 | 982.3129 | 418.1412
| 3181 | 781.2724 | 745.9989 | 895.1022 | 745.9989 | 745.9989 | 895.1022 | 745.9989 | 745.9989 | 895.1022 | 745.9989 | 965.9864 | 423.4262 | 745.9989 | 895.1022 | 745.9989 | 3181 | 745.9989 | 895.1022 | 965.9864 | 423.4262 | 4150 | 2457 | 7904 | 3107 | 809 | 7548 | 7041 | 8173 | 771.9998 | 885.7491 | 982.3129 | 418.1021
| 3182 | 830.0341 | 781.8523 | 920.6556 | 781.8523 | 781.8523 | 920.6556 | 781.8523 | 781.8523 | 920.6556 | 781.8523 | 991.8367 | 691.1995 | 781.8523 | 920.6556 | 781.8523 | 3182 | 781.8523 | 920.6556 | 991.8367 | 691.1995 | 2809 | 945 | 896 | 319 | 1303 | 1148 | 7032 | 6147 | 771.9517 | 885.7441 | 982.3129 | 418.1021
| 3183 | 825.7605 | 797.2317 | 900.66 | 797.2317 | 797.2317 | 900.66 | 797.2317 | 797.2317 | 900.66 | 797.2317 | 970.068 | 610.0846 | 797.2317 | 900.66 | 797.2317 | 3183 | 797.2317 | 900.66 | 970.068 | 610.0846 | 2298 | 2065 | 7152 | 752 | 1280 | 2021 | 6993 | 5755 | 771.9517 | 885.7418 | 982.3129 | 418.1021
| 3184 | 821.268 | 781.4678 | 914.7073 | 781.4678 | 781.4678 | 914.7073 | 781.4678 | 781.4678 | 914.7073 | 781.4678 | 983.6735 | 603.5077 | 781.4678 | 914.7073 | 781.4678 | 3184 | 781.4678 | 914.7073 | 983.6735 | 603.5077 | 2821 | 1234 | 2833 | 810 | 3623 | 3846 | 6966 | 5109 | 771.9037 | 885.7367 | 982.3129 | 418.1021
| 3185 | 834.0967 | 808.4299 | 926.7155 | 808.4299 | 808.4299 | 926.7155 | 808.4299 | 808.4299 | 926.7155 | 808.4299 | 989.1156 | 513.9367 | 808.4299 | 926.7155 | 808.4299 | 3185 | 808.4299 | 926.7155 | 989.1156 | 513.9367 | 1949 | 656 | 1261 | 1724 | 2438 | 7581 | 6957 | 4033 | 771.9037 | 885.7235 | 982.3129 | 418.1021
| 3186 | 827.5684 | 801.2688 | 927.954 | 801.2688 | 801.2688 | 927.954 | 801.2688 | 801.2688 | 927.954 | 801.2688 | 982.3129 | 481.6787 | 801.2688 | 927.954 | 801.2688 | 3186 | 801.2688 | 927.954 | 982.3129 | 481.6787 | 2169 | 597 | 3410 | 2132 | 1793 | 6947 | 6947 | 3482 | 771.9037 | 885.7119 | 982.3129 | 418.1021
| 3187 | 897.9805 | 925.9864 | 941.2465 | 925.9864 | 925.9864 | 941.2465 | 925.9864 | 925.9864 | 941.2465 | 925.9864 | 982.3129 | 416.5362 | 925.9864 | 941.2465 | 925.9864 | 3187 | 925.9865 | 941.2465 | 982.3129 | 416.5362 | 258 | 207 | 3409 | 3214 | 1074 | 4786 | 6945 | 2400 | 771.9037 | 885.7103 | 982.3129 | 418.1021
| 3188 | 913.6321 | 971.4039 | 915.5738 | 971.4039 | 971.4039 | 915.5738 | 971.4039 | 971.4039 | 915.5738 | 971.4039 | 991.8367 | 365.487 | 971.4039 | 915.5738 | 971.4039 | 3188 | 971.4039 | 915.5738 | 991.8367 | 365.487 | 29 | 1200 | 895 | 4167 | 8738 | 2095 | 6943 | 2004 | 771.8556 | 885.705 | 982.3129 | 418.1021
| 3189 | 922.1859 | 968.376 | 919.5818 | 968.376 | 968.376 | 919.5818 | 968.376 | 968.376 | 919.5818 | 968.376 | 974.1497 | 511.1181 | 968.376 | 919.5818 | 968.376 | 3189 | 968.376 | 919.5818 | 974.1497 | 511.1181 | 35 | 1000 | 5952 | 1756 | 6689 | 4685 | 6883 | 637 | 771.8556 | 885.7043 | 982.3129 | 418.1021
| 3190 | 904.0741 | 934.5893 | 930.238 | 934.5893 | 934.5893 | 930.238 | 934.5893 | 934.5893 | 930.238 | 934.5893 | 971.4286 | 487.9424 | 934.5893 | 930.238 | 934.5893 | 3190 | 934.5893 | 930.238 | 971.4286 | 487.9424 | 174 | 510 | 6755 | 2046 | 2938 | 1085 | 6882 | 5193 | 771.8556 | 885.6946 | 982.3129 | 417.7889
| 3191 | 876.5775 | 888.6432 | 927.6044 | 888.6432 | 888.6432 | 927.6044 | 888.6432 | 888.6432 | 927.6044 | 888.6432 | 987.7551 | 464.7667 | 888.6432 | 927.6044 | 888.6432 | 3191 | 888.6432 | 927.6044 | 987.7551 | 464.7667 | 586 | 610 | 1588 | 2389 | 8042 | 6913 | 6873 | 3153 | 771.8076 | 885.6943 | 982.3129 | 417.7889
| 3192 | 860.158 | 867.9291 | 927.8822 | 867.9291 | 867.9291 | 927.8822 | 867.9291 | 867.9291 | 927.8822 | 867.9291 | 978.2313 | 409.0197 | 867.9291 | 927.8822 | 867.9291 | 3192 | 867.9291 | 927.8822 | 978.2313 | 409.0197 | 832 | 600 | 4621 | 3332 | 6162 | 7981 | 6864 | 924 | 771.8076 | 885.685 | 982.3129 | 417.7889
| 3193 | 836.7653 | 823.9054 | 917.867 | 823.9054 | 823.9054 | 917.867 | 823.9054 | 823.9054 | 917.867 | 823.9054 | 989.1156 | 462.8876 | 823.9054 | 917.867 | 823.9054 | 3193 | 823.9054 | 917.867 | 989.1156 | 462.8876 | 1530 | 1093 | 1260 | 2435 | 506 | 5250 | 6825 | 7166 | 771.8076 | 885.6842 | 982.3129 | 417.4757
| 3194 | 818.713 | 816.7444 | 925.3113 | 816.7444 | 816.7444 | 925.3113 | 816.7444 | 816.7444 | 925.3113 | 816.7444 | 972.7891 | 253.9931 | 816.7444 | 925.3113 | 816.7444 | 3194 | 816.7444 | 925.3113 | 972.7891 | 253.9931 | 1730 | 720 | 6370 | 7313 | 4103 | 171 | 6798 | 5895 | 771.7595 | 885.676 | 982.3129 | 417.4757
| 3195 | 819.2763 | 806.0749 | 923.2706 | 806.0749 | 806.0749 | 923.2706 | 806.0749 | 806.0749 | 923.2706 | 806.0749 | 987.7551 | 340.4322 | 806.0749 | 923.2706 | 806.0749 | 3195 | 806.0749 | 923.2706 | 987.7551 | 340.4322 | 2027 | 809 | 1587 | 4645 | 3907 | 2074 | 6789 | 3838 | 771.7595 | 885.6722 | 982.3129 | 417.4757
| 3196 | 813.1788 | 793.8194 | 917.0421 | 793.8194 | 793.8194 | 917.0421 | 793.8194 | 793.8194 | 917.0421 | 793.8194 | 991.8367 | 373.943 | 793.8194 | 917.0421 | 793.8194 | 3196 | 793.8194 | 917.0421 | 991.8367 | 373.943 | 2409 | 1129 | 894 | 3982 | 1279 | 4780 | 6779 | 1812 | 771.7595 | 885.6697 | 982.3129 | 417.4757
| 3197 | 787.6976 | 755.1305 | 932.2337 | 755.1305 | 755.1305 | 932.2337 | 755.1305 | 755.1305 | 932.2337 | 755.1305 | 972.7891 | 284.9984 | 755.1305 | 932.2337 | 755.1305 | 3197 | 755.1305 | 932.2337 | 972.7891 | 284.9984 | 3816 | 455 | 6369 | 6174 | 2345 | 1165 | 6777 | 1641 | 771.7114 | 885.6463 | 982.3129 | 417.4757
| 3198 | 778.368 | 729.6102 | 931.2738 | 729.6102 | 729.6102 | 931.2738 | 729.6102 | 729.6102 | 931.2738 | 729.6102 | 985.034 | 350.1409 | 729.6102 | 931.2738 | 729.6102 | 3198 | 729.6102 | 931.2738 | 985.034 | 350.1409 | 4836 | 482 | 2283 | 4454 | 2332 | 7775 | 6775 | 1458 | 771.7114 | 885.6415 | 982.3129 | 417.4757
| 3199 | 751.6785 | 692.3631 | 905.5751 | 692.3631 | 692.3631 | 905.5751 | 692.3631 | 692.3631 | 905.5751 | 692.3631 | 975.5102 | 386.7836 | 692.3631 | 905.5751 | 692.3631 | 3199 | 692.3632 | 905.5751 | 975.5102 | 386.7836 | 6407 | 1762 | 5532 | 3725 | 1788 | 7656 | 6715 | 6771 | 771.7114 | 885.6158 | 982.3129 | 417.3779
| 3200 | 747.467 | 680.9247 | 949.3313 | 680.9247 | 680.9247 | 949.3313 | 680.9247 | 680.9247 | 949.3313 | 680.9247 | 983.6735 | 236.1416 | 680.9247 | 949.3313 | 680.9247 | 3200 | 680.9247 | 949.3313 | 983.6735 | 236.1416 | 6909 | 78 | 2832 | 7903 | 6710 | 1933 | 6714 | 5739 | 771.6634 | 885.5972 | 982.3129 | 417.1625
| 3201 | 768.5725 | 702.8404 | 922.7123 | 702.8404 | 702.8404 | 922.7123 | 702.8404 | 702.8404 | 922.7123 | 702.8404 | 978.2313 | 468.2117 | 702.8404 | 922.7123 | 702.8404 | 3201 | 702.8404 | 922.7123 | 978.2313 | 468.2117 | 5975 | 845 | 4620 | 2335 | 3771 | 1211 | 6705 | 4944 | 771.6634 | 885.5892 | 982.3129 | 417.1625
| 3202 | 784.9858 | 736.6271 | 927.1485 | 736.6271 | 736.6271 | 927.1485 | 736.6271 | 736.6271 | 927.1485 | 736.6271 | 978.2313 | 409.9593 | 736.6271 | 927.1485 | 736.6271 | 3202 | 736.6271 | 927.1485 | 978.2313 | 409.9593 | 4522 | 631 | 4619 | 3321 | 8504 | 707 | 6696 | 4536 | 771.6153 | 885.5834 | 982.3129 | 417.1625
| 3203 | 805.5483 | 740.5681 | 939.1709 | 740.5681 | 740.5681 | 939.1709 | 740.5681 | 740.5681 | 939.1709 | 740.5681 | 974.1497 | 622.2988 | 740.5681 | 939.1709 | 740.5681 | 3203 | 740.5681 | 939.1709 | 974.1497 | 622.2988 | 4368 | 256 | 5951 | 677 | 4656 | 7395 | 6657 | 3674 | 771.6153 | 885.5758 | 982.3129 | 417.1625
| 3204 | 813.3365 | 754.4576 | 951.1238 | 754.4576 | 754.4576 | 951.1238 | 754.4576 | 754.4576 | 951.1238 | 754.4576 | 976.8707 | 569.6837 | 754.4576 | 951.1238 | 754.4576 | 3204 | 754.4576 | 951.1238 | 976.8708 | 569.6837 | 3843 | 65 | 5114 | 1112 | 5183 | 339 | 6630 | 2622 | 771.5673 | 885.5758 | 982.3129 | 417.1625
| 3205 | 805.8205 | 746.1431 | 924.0871 | 746.1431 | 746.1431 | 924.0871 | 746.1431 | 746.1431 | 924.0871 | 746.1431 | 983.6735 | 632.3207 | 746.1431 | 924.0871 | 746.1431 | 3205 | 746.1431 | 924.0871 | 983.6735 | 632.3207 | 4141 | 767 | 2831 | 613 | 1968 | 6838 | 6621 | 2354 | 771.5673 | 885.5582 | 982.3129 | 417.1625
| 3206 | 792.794 | 737.8767 | 910.2164 | 737.8767 | 737.8767 | 910.2164 | 737.8767 | 737.8767 | 910.2164 | 737.8767 | 983.6735 | 571.5628 | 737.8767 | 910.2164 | 737.8767 | 3206 | 737.8767 | 910.2164 | 983.6735 | 571.5628 | 4475 | 1474 | 2830 | 1085 | 3654 | 4845 | 6611 | 1042 | 771.5192 | 885.5413 | 982.3129 | 417.1625
| 3207 | 809.2866 | 748.5942 | 924.6956 | 748.5942 | 748.5942 | 924.6956 | 748.5942 | 748.5942 | 924.6956 | 748.5942 | 970.068 | 672.4084 | 748.5942 | 924.6956 | 748.5942 | 3207 | 748.5942 | 924.6956 | 970.068 | 672.4084 | 4058 | 748 | 7151 | 392 | 1946 | 2656 | 6609 | 7185 | 771.5192 | 885.528 | 982.3129 | 417.0843
| 3208 | 788.6581 | 754.2173 | 922.1515 | 754.2173 | 754.2173 | 922.1515 | 754.2173 | 754.2173 | 922.1515 | 754.2173 | 976.8707 | 341.9981 | 754.2173 | 922.1515 | 754.2173 | 3208 | 754.2173 | 922.1515 | 976.8708 | 341.9981 | 3848 | 872 | 5113 | 4605 | 3252 | 90 | 6607 | 8640 | 771.4711 | 885.499 | 982.3129 | 417.006
| 3209 | 782.8361 | 739.5588 | 930.2035 | 739.5588 | 739.5588 | 930.2035 | 739.5588 | 739.5588 | 930.2035 | 739.5588 | 978.2313 | 344.1904 | 739.5588 | 930.2035 | 739.5588 | 3209 | 739.5588 | 930.2035 | 978.2313 | 344.1904 | 4410 | 513 | 4618 | 4565 | 1613 | 5261 | 6547 | 6609 | 771.4711 | 885.4819 | 982.3129 | 416.8494
| 3210 | 794.0046 | 767.2899 | 923.5101 | 767.2899 | 767.2899 | 923.5101 | 767.2899 | 767.2899 | 923.5101 | 767.2899 | 983.6735 | 300.0313 | 767.2899 | 923.5101 | 767.2899 | 3210 | 767.2899 | 923.5101 | 983.6735 | 300.0313 | 3385 | 794 | 2829 | 5641 | 1254 | 7564 | 6546 | 4632 | 771.4711 | 885.4778 | 982.3129 | 416.8494
| 3211 | 862.447 | 877.0606 | 934.0521 | 877.0606 | 877.0606 | 934.0521 | 877.0606 | 877.0606 | 934.0521 | 877.0606 | 927.8912 | 393.6737 | 877.0606 | 934.0521 | 877.0606 | 3211 | 877.0606 | 934.0521 | 927.8912 | 393.6737 | 723 | 398 | 8741 | 3606 | 2547 | 7320 | 6537 | 4154 | 771.4231 | 885.4778 | 982.3129 | 416.8494
| 3212 | 830.2681 | 841.8321 | 918.3217 | 841.8321 | 841.8321 | 918.3217 | 841.8321 | 841.8321 | 918.3217 | 841.8321 | 968.7075 | 247.103 | 841.8321 | 918.3217 | 841.8321 | 3212 | 841.8321 | 918.3217 | 968.7075 | 247.103 | 1195 | 1061 | 7403 | 7563 | 2017 | 264 | 6528 | 5661 | 771.4231 | 885.4778 | 982.3129 | 416.5362
| 3213 | 840.2274 | 832.0757 | 925.7192 | 832.0757 | 832.0757 | 925.7192 | 832.0757 | 832.0757 | 925.7192 | 832.0757 | 960.5442 | 443.1569 | 832.0757 | 925.7192 | 832.0757 | 3213 | 832.0757 | 925.7192 | 960.5442 | 443.1569 | 1362 | 695 | 8254 | 2784 | 951 | 2748 | 6489 | 5455 | 771.4231 | 885.4504 | 982.3129 | 416.5362
| 3214 | 824.4127 | 806.6997 | 930.1283 | 806.6997 | 806.6997 | 930.1283 | 806.6997 | 806.6997 | 930.1283 | 806.6997 | 974.1497 | 393.5171 | 806.6997 | 930.1283 | 806.6997 | 3214 | 806.6997 | 930.1283 | 974.1497 | 393.5171 | 2009 | 517 | 5950 | 3610 | 3978 | 8065 | 6462 | 3187 | 771.327 | 885.4503 | 982.3129 | 416.5362
| 3215 | 792.4773 | 755.563 | 931.3372 | 755.563 | 755.563 | 931.3372 | 755.563 | 755.563 | 931.3372 | 755.563 | 980.9524 | 343.8772 | 755.563 | 931.3372 | 755.563 | 3215 | 755.563 | 931.3372 | 980.9524 | 343.8772 | 3807 | 480 | 3862 | 4571 | 2691 | 529 | 6453 | 4754 | 771.327 | 885.4503 | 982.3129 | 416.3796
| 3216 | 776.9229 | 744.3649 | 929.6256 | 744.3649 | 744.3649 | 929.6256 | 744.3649 | 744.3649 | 929.6256 | 744.3649 | 971.4286 | 232.0702 | 744.3649 | 929.6256 | 744.3649 | 3216 | 744.3649 | 929.6256 | 971.4286 | 232.0702 | 4212 | 537 | 6754 | 8012 | 7777 | 4781 | 6443 | 6210 | 771.2789 | 885.4391 | 982.3129 | 416.223
| 3217 | 772.8805 | 732.59 | 927.1801 | 732.59 | 732.59 | 927.1801 | 732.59 | 732.59 | 927.1801 | 732.59 | 968.7075 | 282.1798 | 732.59 | 927.1801 | 732.59 | 3217 | 732.59 | 927.1801 | 968.7075 | 282.1798 | 4712 | 627 | 7402 | 6284 | 8142 | 7734 | 6441 | 4823 | 771.2308 | 885.4388 | 982.3129 | 416.223
| 3218 | 773.5209 | 736.4829 | 928.3175 | 736.4829 | 736.4829 | 928.3175 | 736.4829 | 736.4829 | 928.3175 | 736.4829 | 967.3469 | 256.8118 | 736.4829 | 928.3175 | 736.4829 | 3218 | 736.4829 | 928.3175 | 967.3469 | 256.8118 | 4530 | 584 | 7657 | 7214 | 606 | 4776 | 6439 | 4774 | 771.2308 | 885.4359 | 982.3129 | 416.223
| 3219 | 776.945 | 735.1372 | 922.2718 | 735.1372 | 735.1372 | 922.2718 | 735.1372 | 735.1372 | 922.2718 | 735.1372 | 965.9864 | 341.0586 | 735.1372 | 922.2718 | 735.1372 | 3219 | 735.1372 | 922.2718 | 965.9864 | 341.0586 | 4602 | 868 | 7903 | 4626 | 1090 | 3850 | 6379 | 8395 | 771.1828 | 885.4203 | 982.3129 | 415.9098
| 3220 | 778.5196 | 723.9391 | 918.5231 | 723.9391 | 723.9391 | 918.5231 | 723.9391 | 723.9391 | 918.5231 | 723.9391 | 963.2653 | 470.404 | 723.9391 | 918.5231 | 723.9391 | 3220 | 723.9391 | 918.5231 | 963.2653 | 470.404 | 5060 | 1051 | 8130 | 2302 | 2344 | 1150 | 6378 | 8123 | 771.1347 | 885.4147 | 982.3129 | 415.9098
| 3221 | 756.5275 | 712.7409 | 925.5663 | 712.7409 | 712.7409 | 925.5663 | 712.7409 | 712.7409 | 925.5663 | 712.7409 | 963.2653 | 223.9273 | 712.7409 | 925.5663 | 712.7409 | 3221 | 712.7409 | 925.5664 | 963.2653 | 223.9273 | 5519 | 701 | 8129 | 8209 | 2101 | 7971 | 6369 | 7353 | 771.0867 | 885.4131 | 982.3129 | 415.9098
| 3222 | 715.9826 | 652.9533 | 880.3961 | 652.9533 | 652.9533 | 880.3961 | 652.9533 | 652.9533 | 880.3961 | 652.9533 | 965.9864 | 312.5587 | 652.9533 | 880.3961 | 652.9533 | 3222 | 652.9533 | 880.3961 | 965.9864 | 312.5587 | 7775 | 3580 | 7902 | 5233 | 1282 | 7183 | 6360 | 6859 | 771.0867 | 885.4105 | 982.3129 | 415.9098
| 3223 | 733.7862 | 692.6515 | 887.2762 | 692.6515 | 692.6515 | 887.2762 | 692.6515 | 692.6515 | 887.2762 | 692.6515 | 957.8231 | 224.8669 | 692.6515 | 887.2762 | 692.6515 | 3223 | 692.6515 | 887.2762 | 957.8231 | 224.8669 | 6394 | 3046 | 8377 | 8183 | 927 | 7729 | 6321 | 4690 | 771.0867 | 885.3925 | 982.3129 | 415.9098
| 3224 | 714.3505 | 675.3016 | 870.3226 | 675.3016 | 675.3016 | 870.3226 | 675.3016 | 675.3016 | 870.3226 | 675.3016 | 945.5782 | 171.6254 | 675.3016 | 870.3226 | 675.3016 | 3224 | 675.3016 | 870.3226 | 945.5782 | 171.6254 | 7131 | 4263 | 8636 | 8732 | 7497 | 7234 | 6294 | 3339 | 771.0386 | 885.3751 | 982.3129 | 415.9098
| 3225 | 713.3204 | 664.1515 | 882.714 | 664.1515 | 664.1515 | 882.714 | 664.1515 | 664.1515 | 882.714 | 664.1515 | 967.3469 | 175.0705 | 664.1515 | 882.714 | 664.1515 | 3225 | 664.1515 | 882.714 | 967.3469 | 175.0705 | 7467 | 3413 | 7656 | 8716 | 3342 | 7730 | 6285 | 587 | 771.0386 | 885.3668 | 982.3129 | 415.9098
| 3226 | 716.4033 | 653.7223 | 913.6336 | 653.7223 | 653.7223 | 913.6336 | 653.7223 | 653.7223 | 913.6336 | 653.7223 | 964.6259 | 180.7078 | 653.7223 | 913.6336 | 653.7223 | 3226 | 653.7223 | 913.6336 | 964.6259 | 180.7078 | 7748 | 1283 | 8012 | 8687 | 1379 | 3301 | 6275 | 297 | 771.0386 | 885.3661 | 982.3129 | 415.9098
| 3227 | 751.6294 | 672.8505 | 929.4789 | 672.8505 | 672.8505 | 929.4789 | 672.8505 | 672.8505 | 929.4789 | 672.8505 | 967.3469 | 454.7448 | 672.8505 | 929.4789 | 672.8505 | 3227 | 672.8505 | 929.4789 | 967.3469 | 454.7448 | 7212 | 545 | 7655 | 2579 | 441 | 7567 | 6273 | 8304 | 771.0386 | 885.3454 | 982.3129 | 415.5966
| 3228 | 751.9519 | 672.0815 | 923.7872 | 672.0815 | 672.0815 | 923.7872 | 672.0815 | 672.0815 | 923.7872 | 672.0815 | 978.2313 | 477.2941 | 672.0815 | 923.7872 | 672.0815 | 3228 | 672.0815 | 923.7872 | 978.2313 | 477.2941 | 7236 | 780 | 4617 | 2190 | 2907 | 2974 | 6271 | 7286 | 770.9905 | 885.3422 | 982.3129 | 415.5966
| 3229 | 750.346 | 692.5073 | 923.2799 | 692.5073 | 692.5073 | 923.2799 | 692.5073 | 692.5073 | 923.2799 | 692.5073 | 970.068 | 301.5972 | 692.5073 | 923.2799 | 692.5073 | 3229 | 692.5073 | 923.2799 | 970.068 | 301.5972 | 6403 | 807 | 7150 | 5593 | 8581 | 2719 | 6211 | 2654 | 770.9425 | 885.3378 | 982.3129 | 415.5966
| 3230 | 761.4849 | 708.1271 | 925.9348 | 708.1271 | 708.1271 | 925.9348 | 708.1271 | 708.1271 | 925.9348 | 708.1271 | 974.1497 | 317.8829 | 708.1271 | 925.9348 | 708.1271 | 3230 | 708.1271 | 925.9348 | 974.1497 | 317.8829 | 5724 | 689 | 5949 | 5107 | 1495 | 1076 | 6210 | 1093 | 770.8944 | 885.3306 | 982.3129 | 415.5966
| 3231 | 774.6142 | 725.3809 | 925.9757 | 725.3809 | 725.3809 | 925.9757 | 725.3809 | 725.3809 | 925.9757 | 725.3809 | 972.7891 | 364.8606 | 725.3809 | 925.9757 | 725.3809 | 3231 | 725.3809 | 925.9757 | 972.7891 | 364.8606 | 4996 | 686 | 6368 | 4177 | 1380 | 752 | 6201 | 6936 | 770.8944 | 885.3271 | 982.3129 | 415.44
| 3232 | 782.49 | 723.7468 | 932.8258 | 723.7468 | 723.7468 | 932.8258 | 723.7468 | 723.7468 | 932.8258 | 723.7468 | 970.068 | 463.5139 | 723.7468 | 932.8258 | 723.7468 | 3232 | 723.7468 | 932.8258 | 970.068 | 463.5139 | 5066 | 440 | 7149 | 2424 | 986 | 7959 | 6192 | 7563 | 770.8944 | 885.32 | 982.3129 | 415.2834
| 3233 | 786.5115 | 732.6381 | 929.6101 | 732.6381 | 732.6381 | 929.6101 | 732.6381 | 732.6381 | 929.6101 | 732.6381 | 976.8707 | 454.7448 | 732.6381 | 929.6101 | 732.6381 | 3233 | 732.6381 | 929.6102 | 976.8708 | 454.7448 | 4711 | 538 | 5112 | 2578 | 118 | 2025 | 6153 | 5833 | 770.8944 | 885.3116 | 982.3129 | 415.2834
| 3234 | 746.9963 | 702.7923 | 918.1767 | 702.7923 | 702.7923 | 918.1767 | 702.7923 | 702.7923 | 918.1767 | 702.7923 | 976.8707 | 186.0319 | 702.7923 | 918.1767 | 702.7923 | 3234 | 702.7923 | 918.1767 | 976.8708 | 186.0319 | 5977 | 1067 | 5111 | 8652 | 7642 | 7957 | 6126 | 5280 | 770.8464 | 885.3099 | 982.3129 | 415.2834
| 3235 | 851.9017 | 886.7689 | 924.8436 | 886.7689 | 886.7689 | 924.8436 | 886.7689 | 886.7689 | 924.8436 | 886.7689 | 956.4626 | 176.6364 | 886.7689 | 924.8436 | 886.7689 | 3235 | 886.7689 | 924.8436 | 956.4626 | 176.6364 | 614 | 744 | 8462 | 8711 | 6685 | 4644 | 6117 | 881 | 770.8464 | 885.2794 | 982.3129 | 415.2834
| 3236 | 872.3822 | 908.9729 | 946.4966 | 908.9729 | 908.9729 | 946.4966 | 908.9729 | 908.9729 | 946.4966 | 908.9729 | 971.4286 | 184.1528 | 908.9729 | 946.4966 | 908.9729 | 3236 | 908.9729 | 946.4966 | 971.4286 | 184.1528 | 400 | 118 | 6753 | 8663 | 1538 | 1283 | 6107 | 3783 | 770.8464 | 885.2459 | 982.3129 | 414.9703
| 3237 | 852.9074 | 896.4291 | 903.1848 | 896.4291 | 896.4291 | 903.1848 | 896.4291 | 896.4291 | 903.1848 | 896.4291 | 975.5102 | 181.021 | 896.4291 | 903.1848 | 896.4291 | 3237 | 896.4291 | 903.1848 | 975.5102 | 181.021 | 520 | 1898 | 5531 | 8685 | 819 | 1889 | 6105 | 2582 | 770.8464 | 885.2338 | 982.3129 | 414.9703
| 3238 | 853.2591 | 893.8338 | 906.039 | 893.8338 | 893.8338 | 906.039 | 893.8338 | 893.8338 | 906.039 | 893.8338 | 983.6735 | 187.1281 | 893.8338 | 906.039 | 893.8338 | 3238 | 893.8338 | 906.039 | 983.6735 | 187.1281 | 540 | 1731 | 2828 | 8641 | 7152 | 7709 | 6103 | 2443 | 770.7983 | 885.2318 | 982.3129 | 414.9702
| 3239 | 813.796 | 823.7132 | 906.6325 | 823.7132 | 823.7132 | 906.6325 | 823.7132 | 823.7132 | 906.6325 | 823.7132 | 983.6735 | 193.2352 | 823.7132 | 906.6325 | 823.7132 | 3239 | 823.7132 | 906.6326 | 983.6735 | 193.2352 | 1535 | 1704 | 2827 | 8605 | 2437 | 7980 | 6043 | 8300 | 770.7983 | 885.2279 | 982.3129 | 414.6571
| 3240 | 796.0796 | 800.9804 | 894.715 | 800.9804 | 800.9804 | 894.715 | 800.9804 | 800.9804 | 894.715 | 800.9804 | 975.5102 | 182.9001 | 800.9804 | 894.715 | 800.9804 | 3240 | 800.9804 | 894.715 | 975.5102 | 182.9001 | 2177 | 2480 | 5530 | 8674 | 6658 | 7261 | 6042 | 7243 | 770.7502 | 885.2249 | 982.3129 | 414.6571
| 3241 | 800.5078 | 780.4585 | 901.6476 | 780.4585 | 780.4585 | 901.6476 | 780.4585 | 780.4585 | 901.6476 | 780.4585 | 970.068 | 386.7836 | 780.4585 | 901.6476 | 780.4585 | 3241 | 780.4585 | 901.6476 | 970.068 | 386.7836 | 2856 | 1989 | 7148 | 3724 | 1284 | 5353 | 6033 | 4876 | 770.7022 | 885.2179 | 982.3129 | 414.6571
| 3242 | 780.997 | 746.864 | 902.5181 | 746.864 | 746.864 | 902.5181 | 746.864 | 746.864 | 902.5181 | 746.864 | 971.4286 | 377.5446 | 746.864 | 902.5181 | 746.864 | 3242 | 746.864 | 902.5182 | 971.4286 | 377.5446 | 4120 | 1929 | 6752 | 3907 | 2370 | 5109 | 6024 | 5965 | 770.606 | 885.2179 | 982.3129 | 414.3439
| 3243 | 762.1178 | 736.7713 | 906.7778 | 736.7713 | 736.7713 | 906.7778 | 736.7713 | 736.7713 | 906.7778 | 736.7713 | 967.3469 | 181.021 | 736.7713 | 906.7778 | 736.7713 | 3243 | 736.7713 | 906.7778 | 967.3469 | 181.021 | 4519 | 1693 | 7654 | 8684 | 2044 | 7736 | 5985 | 5799 | 770.606 | 885.202 | 982.3129 | 414.3439
| 3244 | 752.2403 | 716.9222 | 909.7343 | 716.9222 | 716.9222 | 909.7343 | 716.9222 | 716.9222 | 909.7343 | 716.9222 | 974.1497 | 182.9001 | 716.9222 | 909.7343 | 716.9222 | 3244 | 716.9222 | 909.7343 | 974.1497 | 182.9001 | 5355 | 1506 | 5948 | 8673 | 6698 | 5171 | 5958 | 4686 | 770.558 | 885.147 | 982.3129 | 414.3439
| 3245 | 767.7307 | 744.461 | 909.5506 | 744.461 | 744.461 | 909.5506 | 744.461 | 744.461 | 909.5506 | 744.461 | 975.5102 | 178.8287 | 744.461 | 909.5506 | 744.461 | 3245 | 744.461 | 909.5506 | 975.5102 | 178.8287 | 4206 | 1516 | 5529 | 8698 | 1421 | 705 | 5949 | 4521 | 770.558 | 885.146 | 982.3129 | 414.3439
| 3246 | 755.372 | 717.1144 | 917.1467 | 717.1144 | 717.1144 | 917.1467 | 717.1144 | 717.1144 | 917.1467 | 717.1144 | 983.6735 | 186.0319 | 717.1144 | 917.1467 | 717.1144 | 3246 | 717.1144 | 917.1467 | 983.6735 | 186.0319 | 5349 | 1124 | 2826 | 8651 | 2885 | 1879 | 5939 | 3721 | 770.5099 | 885.0962 | 982.3129 | 414.2656
| 3247 | 746.7397 | 698.2266 | 920.8217 | 698.2266 | 698.2266 | 920.8217 | 698.2266 | 698.2266 | 920.8217 | 698.2266 | 982.3129 | 202.9439 | 698.2266 | 920.8217 | 698.2266 | 3247 | 698.2266 | 920.8217 | 982.3129 | 202.9439 | 6154 | 939 | 3408 | 8521 | 2237 | 4715 | 5937 | 7122 | 770.5099 | 885.0663 | 982.3129 | 414.0829
| 3248 | 760.4368 | 723.6988 | 917.3498 | 723.6988 | 723.6988 | 917.3498 | 723.6988 | 723.6988 | 917.3498 | 723.6988 | 978.2313 | 208.8945 | 723.6988 | 917.3498 | 723.6988 | 3248 | 723.6988 | 917.3498 | 978.2313 | 208.8945 | 5069 | 1113 | 4616 | 8443 | 7972 | 7358 | 5935 | 7114 | 770.4619 | 885.0431 | 982.3129 | 414.0307
| 3249 | 796.2645 | 753.6406 | 921.7111 | 753.6406 | 753.6406 | 921.7111 | 753.6406 | 753.6406 | 921.7111 | 753.6406 | 982.3129 | 449.4206 | 753.6406 | 921.7111 | 753.6406 | 3249 | 753.6406 | 921.7111 | 982.3129 | 449.4206 | 3875 | 897 | 3407 | 2673 | 7563 | 302 | 5875 | 4685 | 770.4619 | 885.0431 | 982.3129 | 414.0307
| 3250 | 815.741 | 755.0824 | 932.342 | 755.0824 | 755.0824 | 932.342 | 755.0824 | 755.0824 | 932.342 | 755.0824 | 986.3946 | 663.9524 | 755.0824 | 932.342 | 755.0824 | 3250 | 755.0824 | 932.342 | 986.3946 | 663.9524 | 3819 | 453 | 1950 | 432 | 2525 | 7617 | 5874 | 4391 | 770.4619 | 885.0379 | 982.3129 | 414.0307
| 3251 | 821.1277 | 780.7469 | 937.5297 | 780.7469 | 780.7469 | 937.5297 | 780.7469 | 780.7469 | 937.5297 | 780.7469 | 982.3129 | 517.3818 | 780.7469 | 937.5297 | 780.7469 | 3251 | 780.7469 | 937.5297 | 982.3129 | 517.3818 | 2847 | 290 | 3406 | 1681 | 1089 | 2834 | 5865 | 3142 | 770.4619 | 885.037 | 982.3129 | 414.0307
| 3252 | 826.1602 | 771.4711 | 924.2922 | 771.4711 | 771.4711 | 924.2922 | 771.4711 | 771.4711 | 924.2922 | 771.4711 | 978.2313 | 719.073 | 771.4711 | 924.2922 | 771.4711 | 3252 | 771.4711 | 924.2922 | 978.2313 | 719.073 | 3208 | 763 | 4615 | 219 | 2906 | 8739 | 5856 | 2631 | 770.4138 | 885.0321 | 982.3129 | 414.0307
| 3253 | 818.4828 | 767.5302 | 929.6781 | 767.5302 | 767.5302 | 929.6781 | 767.5302 | 767.5302 | 929.6781 | 767.5302 | 980.9524 | 618.8537 | 767.5302 | 929.6781 | 767.5302 | 3253 | 767.5302 | 929.6781 | 980.9524 | 618.8537 | 3374 | 535 | 3861 | 697 | 8619 | 8077 | 5817 | 2261 | 770.3658 | 885.0321 | 982.3129 | 414.0307
| 3254 | 817.5858 | 765.7038 | 942.3268 | 765.7038 | 765.7038 | 942.3268 | 765.7038 | 765.7038 | 942.3268 | 765.7038 | 980.9524 | 570.3101 | 765.7038 | 942.3268 | 765.7038 | 3254 | 765.7039 | 942.3268 | 980.9524 | 570.3101 | 3440 | 184 | 3860 | 1104 | 1111 | 541 | 5790 | 2110 | 770.3657 | 885.0321 | 982.3129 | 414.0307
| 3255 | 843.7178 | 797.5681 | 953.1535 | 797.5681 | 797.5681 | 953.1535 | 797.5681 | 797.5681 | 953.1535 | 797.5681 | 972.7891 | 646.1008 | 797.5681 | 953.1535 | 797.5681 | 3255 | 797.5681 | 953.1535 | 972.7891 | 646.1008 | 2282 | 56 | 6367 | 515 | 3349 | 5223 | 5781 | 7503 | 770.3177 | 885.0294 | 982.3129 | 413.7175
| 3256 | 841.8247 | 809.1508 | 917.2799 | 809.1508 | 809.1508 | 917.2799 | 809.1508 | 809.1508 | 917.2799 | 809.1508 | 975.5102 | 667.7106 | 809.1508 | 917.2799 | 809.1508 | 3256 | 809.1508 | 917.2799 | 975.5102 | 667.7106 | 1933 | 1117 | 5528 | 412 | 2870 | 8048 | 5771 | 4712 | 770.3177 | 885.0123 | 982.3129 | 413.7175
| 3257 | 832.2917 | 814.3413 | 921.6801 | 814.3413 | 814.3413 | 921.6801 | 814.3413 | 814.3413 | 921.6801 | 814.3413 | 983.6735 | 466.959 | 814.3413 | 921.6801 | 814.3413 | 3257 | 814.3413 | 921.6801 | 983.6735 | 466.959 | 1791 | 899 | 2825 | 2354 | 1455 | 512 | 5769 | 1794 | 770.3177 | 885.0123 | 982.3129 | 413.7175
| 3258 | 825.4948 | 817.6575 | 910.7645 | 817.6575 | 817.6575 | 910.7645 | 817.6575 | 817.6575 | 910.7645 | 817.6575 | 967.3469 | 405.2615 | 817.6575 | 910.7645 | 817.6575 | 3258 | 817.6575 | 910.7645 | 967.3469 | 405.2615 | 1705 | 1436 | 7653 | 3388 | 1167 | 3906 | 5767 | 447 | 770.3177 | 884.9722 | 982.3129 | 413.7175
| 3259 | 839.3783 | 818.0901 | 941.5453 | 818.0901 | 818.0901 | 941.5453 | 818.0901 | 818.0901 | 941.5453 | 818.0901 | 980.9524 | 459.4425 | 818.0901 | 941.5453 | 818.0901 | 3259 | 818.0901 | 941.5453 | 980.9524 | 459.4425 | 1694 | 200 | 3859 | 2496 | 7857 | 6787 | 5707 | 6526 | 770.2696 | 884.9269 | 982.3129 | 413.5609
| 3260 | 807.4052 | 786.6103 | 923.8878 | 786.6103 | 786.6103 | 923.8878 | 786.6103 | 786.6103 | 923.8878 | 786.6103 | 986.3946 | 328.8443 | 786.6103 | 923.8878 | 786.6103 | 3260 | 786.6103 | 923.8878 | 986.3946 | 328.8444 | 2658 | 776 | 1949 | 4858 | 2306 | 7672 | 5706 | 7224 | 770.2696 | 884.9263 | 982.3129 | 413.4043
| 3261 | 751.9398 | 786.1777 | 720.4481 | 786.1777 | 786.1777 | 720.4481 | 786.1777 | 786.1777 | 720.4481 | 786.1777 | 982.3129 | 373.6298 | 786.1777 | 720.4481 | 786.1777 | 3261 | 786.1777 | 720.4481 | 982.3129 | 373.6298 | 2671 | 7791 | 3405 | 3993 | 4319 | 1271 | 5697 | 5278 | 770.2216 | 884.9059 | 982.3129 | 413.4043
| 3262 | 807.7479 | 785.2646 | 923.2991 | 785.2646 | 785.2646 | 923.2991 | 785.2646 | 785.2646 | 923.2991 | 785.2646 | 971.4286 | 361.7288 | 785.2646 | 923.2991 | 785.2646 | 3262 | 785.2646 | 923.2991 | 971.4286 | 361.7288 | 2694 | 806 | 6751 | 4238 | 929 | 7207 | 5688 | 4343 | 770.2216 | 884.9043 | 982.3129 | 413.4043
| 3263 | 804.1192 | 774.7873 | 931.1272 | 774.7873 | 774.7873 | 931.1272 | 774.7873 | 774.7873 | 931.1272 | 774.7873 | 985.034 | 349.8277 | 774.7873 | 931.1272 | 774.7873 | 3263 | 774.7873 | 931.1272 | 985.034 | 349.8278 | 3069 | 488 | 2282 | 4460 | 5712 | 7124 | 5649 | 1791 | 770.1735 | 884.9039 | 982.3129 | 413.4043
| 3264 | 789.7318 | 761.7148 | 925.9668 | 761.7148 | 761.7148 | 925.9668 | 761.7148 | 761.7148 | 925.9668 | 761.7148 | 987.7551 | 270.9051 | 761.7148 | 925.9668 | 761.7148 | 3264 | 761.7148 | 925.9668 | 987.7551 | 270.9051 | 3571 | 687 | 1586 | 6729 | 6479 | 727 | 5622 | 6405 | 770.0774 | 884.9005 | 982.3129 | 413.0911
| 3265 | 785.3901 | 726.1979 | 926.6839 | 726.1979 | 726.1979 | 926.6839 | 726.1979 | 726.1979 | 926.6839 | 726.1979 | 987.7551 | 491.3874 | 726.1979 | 926.6839 | 726.1979 | 3265 | 726.1979 | 926.6839 | 987.7551 | 491.3874 | 4964 | 658 | 1585 | 2003 | 2651 | 65 | 5613 | 4517 | 770.0774 | 884.9005 | 982.3129 | 413.0911
| 3266 | 783.4573 | 728.5529 | 911.446 | 728.5529 | 728.5529 | 911.446 | 728.5529 | 728.5529 | 911.446 | 728.5529 | 995.9184 | 498.2775 | 728.5529 | 911.446 | 728.5529 | 3266 | 728.5529 | 911.446 | 995.9184 | 498.2775 | 4868 | 1404 | 340 | 1918 | 1211 | 4043 | 5603 | 3100 | 770.0774 | 884.8973 | 982.3129 | 413.0911
| 3267 | 776.764 | 741.289 | 907.5159 | 741.289 | 741.289 | 907.5159 | 741.289 | 741.289 | 907.5159 | 741.289 | 994.5578 | 319.762 | 741.289 | 907.5159 | 741.289 | 3267 | 741.289 | 907.5159 | 994.5578 | 319.762 | 4342 | 1647 | 515 | 5069 | 869 | 8160 | 5601 | 1997 | 770.0774 | 884.8931 | 982.3129 | 413.0911
| 3268 | 785.7399 | 743.1634 | 898.2811 | 743.1634 | 743.1634 | 898.2811 | 743.1634 | 743.1634 | 898.2811 | 743.1634 | 991.8367 | 470.0908 | 743.1634 | 898.2811 | 743.1634 | 3268 | 743.1634 | 898.2811 | 991.8367 | 470.0908 | 4265 | 2233 | 893 | 2308 | 3453 | 624 | 5599 | 1649 | 770.0293 | 884.8931 | 982.3129 | 413.0911
| 3269 | 797.1918 | 761.2823 | 906.1962 | 761.2823 | 761.2823 | 906.1962 | 761.2823 | 761.2823 | 906.1962 | 761.2823 | 991.8367 | 453.8052 | 761.2823 | 906.1962 | 761.2823 | 3269 | 761.2823 | 906.1962 | 991.8367 | 453.8052 | 3586 | 1722 | 892 | 2598 | 2798 | 4815 | 5539 | 7272 | 770.0293 | 884.8472 | 982.3129 | 413.0128
| 3270 | 775.4587 | 723.4104 | 913.8141 | 723.4104 | 723.4104 | 913.8141 | 723.4104 | 723.4104 | 913.8141 | 723.4104 | 982.3129 | 431.5691 | 723.4104 | 913.8141 | 723.4104 | 3270 | 723.4104 | 913.8141 | 982.3129 | 431.5691 | 5082 | 1276 | 3404 | 2969 | 8153 | 8113 | 5538 | 6714 | 769.9332 | 884.8371 | 982.3129 | 412.9346
| 3271 | 776.9701 | 717.9315 | 918.8975 | 717.9315 | 717.9315 | 918.8975 | 717.9315 | 717.9315 | 918.8975 | 717.9315 | 972.7891 | 485.7501 | 717.9315 | 918.8975 | 717.9315 | 3271 | 717.9315 | 918.8975 | 972.7891 | 485.7501 | 5318 | 1037 | 6366 | 2074 | 7227 | 577 | 5529 | 2184 | 769.9332 | 884.8371 | 982.3129 | 412.8171
| 3272 | 772.1049 | 734.6085 | 909.5078 | 734.6085 | 734.6085 | 909.5078 | 734.6085 | 734.6085 | 909.5078 | 734.6085 | 986.3946 | 308.1741 | 734.6085 | 909.5078 | 734.6085 | 3272 | 734.6085 | 909.5079 | 986.3946 | 308.1741 | 4617 | 1517 | 1948 | 5357 | 6520 | 4701 | 5520 | 7675 | 769.9332 | 884.8085 | 982.3129 | 412.4648
| 3273 | 773.2031 | 732.4939 | 879.1284 | 732.4939 | 732.4939 | 879.1284 | 732.4939 | 732.4939 | 879.1284 | 732.4939 | 959.1837 | 489.1951 | 732.4939 | 879.1284 | 732.4939 | 3273 | 732.4939 | 879.1284 | 959.1837 | 489.1951 | 4716 | 3662 | 8325 | 2028 | 1141 | 1942 | 5481 | 5767 | 769.9332 | 884.8045 | 982.3129 | 412.4648
| 3274 | 738.2896 | 676.0225 | 878.9974 | 676.0225 | 676.0225 | 878.9974 | 676.0225 | 676.0225 | 878.9974 | 676.0225 | 976.8707 | 435.0141 | 676.0225 | 878.9974 | 676.0225 | 3274 | 676.0225 | 878.9974 | 976.8708 | 435.0141 | 7102 | 3671 | 5110 | 2911 | 617 | 7891 | 5454 | 5533 | 769.9332 | 884.7928 | 982.3129 | 412.4648
| 3275 | 759.7573 | 684.8176 | 867.9515 | 684.8176 | 684.8176 | 867.9515 | 684.8176 | 684.8176 | 867.9515 | 684.8176 | 985.034 | 701.2214 | 684.8176 | 867.9515 | 684.8176 | 3275 | 684.8176 | 867.9515 | 985.034 | 701.2214 | 6744 | 4413 | 2281 | 284 | 4723 | 2422 | 5445 | 8460 | 769.8851 | 884.7916 | 982.3129 | 412.3473
| 3276 | 759.6986 | 676.2147 | 868.4285 | 676.2147 | 676.2147 | 868.4285 | 676.2147 | 676.2147 | 868.4285 | 676.2147 | 989.1156 | 763.2321 | 676.2147 | 868.4285 | 676.2147 | 3276 | 676.2147 | 868.4285 | 989.1156 | 763.2321 | 7091 | 4385 | 1259 | 117 | 2286 | 8247 | 5435 | 5567 | 769.8851 | 884.7891 | 982.3129 | 412.1516
| 3277 | 766.3619 | 690.9213 | 864.6616 | 690.9213 | 690.9213 | 864.6616 | 690.9213 | 690.9213 | 864.6616 | 690.9213 | 986.3946 | 756.6552 | 690.9213 | 864.6616 | 690.9213 | 3277 | 690.9213 | 864.6616 | 986.3946 | 756.6552 | 6465 | 4663 | 1947 | 129 | 948 | 2027 | 5433 | 3166 | 769.8851 | 884.7846 | 982.3129 | 412.1516
| 3278 | 764.8785 | 690.1043 | 863.5849 | 690.1043 | 690.1043 | 863.5849 | 690.1043 | 690.1043 | 863.5849 | 690.1043 | 983.6735 | 749.4519 | 690.1043 | 863.5849 | 690.1043 | 3278 | 690.1043 | 863.5849 | 983.6735 | 749.4519 | 6493 | 4728 | 2824 | 148 | 2478 | 7919 | 5431 | 2601 | 769.8371 | 884.7643 | 982.3129 | 412.1516
| 3279 | 751.7655 | 676.9837 | 854.8111 | 676.9837 | 676.9837 | 854.8111 | 676.9837 | 676.9837 | 854.8111 | 676.9837 | 987.7551 | 701.8478 | 676.9837 | 854.8111 | 676.9837 | 3279 | 676.9837 | 854.8111 | 987.7551 | 701.8478 | 7063 | 5323 | 1584 | 283 | 1537 | 5213 | 5371 | 1672 | 769.8371 | 884.7452 | 982.3129 | 412.1516
| 3280 | 735.2265 | 666.6026 | 827.8653 | 666.6026 | 666.6026 | 827.8653 | 666.6026 | 666.6026 | 827.8653 | 666.6026 | 987.7551 | 661.1337 | 666.6026 | 827.8653 | 666.6026 | 3280 | 666.6026 | 827.8653 | 987.7551 | 661.1337 | 7390 | 6681 | 1583 | 449 | 977 | 5208 | 5370 | 3727 | 769.8371 | 884.7368 | 982.3129 | 411.995
| 3281 | 721.8655 | 643.4373 | 853.1058 | 643.4373 | 643.4373 | 853.1058 | 643.4373 | 643.4373 | 853.1058 | 643.4373 | 1000 | 546.1948 | 643.4373 | 853.1058 | 643.4373 | 3281 | 643.4373 | 853.1058 | 1000 | 546.1948 | 7989 | 5423 | 33 | 1340 | 7201 | 3697 | 5361 | 8371 | 769.789 | 884.7322 | 982.3129 | 411.8384
| 3282 | 763.9317 | 741.6735 | 831.2547 | 741.6735 | 741.6735 | 831.2547 | 741.6735 | 741.6735 | 831.2547 | 741.6735 | 980.9524 | 455.6843 | 741.6735 | 831.2547 | 741.6735 | 3282 | 741.6735 | 831.2547 | 980.9524 | 455.6843 | 4331 | 6582 | 3858 | 2560 | 1306 | 5260 | 5352 | 6503 | 769.789 | 884.7304 | 982.3129 | 411.8384
| 3283 | 844.8853 | 849.3296 | 894.9906 | 849.3296 | 849.3296 | 894.9906 | 849.3296 | 849.3296 | 894.9906 | 849.3296 | 995.9184 | 457.8766 | 849.3296 | 894.9906 | 849.3296 | 3283 | 849.3296 | 894.9906 | 995.9184 | 457.8766 | 1061 | 2466 | 339 | 2523 | 163 | 7069 | 5313 | 5876 | 769.789 | 884.705 | 982.3129 | 411.8384
| 3284 | 829.0907 | 838.6601 | 879.5637 | 838.6601 | 838.6601 | 879.5637 | 838.6601 | 838.6601 | 879.5637 | 838.6601 | 978.2313 | 401.5033 | 838.6601 | 879.5637 | 838.6601 | 3284 | 838.6601 | 879.5637 | 978.2313 | 401.5033 | 1246 | 3632 | 4614 | 3464 | 2100 | 8158 | 5286 | 3104 | 769.741 | 884.6898 | 982.3129 | 411.8384
| 3285 | 848.3552 | 844.2351 | 914.1681 | 844.2351 | 844.2351 | 914.1681 | 844.2351 | 844.2351 | 914.1681 | 844.2351 | 993.1973 | 473.2227 | 844.2351 | 914.1681 | 844.2351 | 3285 | 844.2351 | 914.1681 | 993.1973 | 473.2227 | 1148 | 1262 | 670 | 2253 | 7854 | 622 | 5277 | 1190 | 769.6929 | 884.6898 | 982.3129 | 411.8384
| 3286 | 763.5323 | 799.058 | 709.3377 | 799.058 | 799.058 | 709.3377 | 799.058 | 799.058 | 709.3377 | 799.058 | 994.5578 | 465.0799 | 799.058 | 709.3377 | 799.058 | 3286 | 799.058 | 709.3377 | 994.5578 | 465.0799 | 2239 | 7934 | 514 | 2383 | 7187 | 5087 | 5267 | 1671 | 769.6929 | 884.6567 | 982.3129 | 411.6818
| 3287 | 772.1408 | 757.149 | 830.7634 | 757.149 | 757.149 | 830.7634 | 757.149 | 757.149 | 830.7634 | 757.149 | 972.7891 | 456.937 | 757.149 | 830.7634 | 757.149 | 3287 | 757.149 | 830.7634 | 972.7891 | 456.9371 | 3741 | 6597 | 6365 | 2538 | 1287 | 7149 | 5265 | 8590 | 769.6929 | 884.6324 | 982.3129 | 411.5252
| 3288 | 798.3402 | 744.7494 | 927.9867 | 744.7494 | 744.7494 | 927.9867 | 744.7494 | 744.7494 | 927.9867 | 744.7494 | 993.1973 | 513.6236 | 744.7494 | 927.9867 | 744.7494 | 3288 | 744.7494 | 927.9867 | 993.1973 | 513.6236 | 4189 | 596 | 669 | 1729 | 6721 | 2912 | 5263 | 8122 | 769.6448 | 884.5987 | 982.3129 | 411.5252
| 3289 | 779.7648 | 738.7418 | 891.21 | 738.7418 | 738.7418 | 891.21 | 738.7418 | 738.7418 | 891.21 | 738.7418 | 990.4762 | 451.4563 | 738.7418 | 891.21 | 738.7418 | 3289 | 738.7418 | 891.21 | 990.4762 | 451.4563 | 4435 | 2773 | 1055 | 2636 | 1794 | 4747 | 5203 | 7820 | 769.5968 | 884.4673 | 982.3129 | 411.5252
| 3290 | 772.4998 | 718.9407 | 897.824 | 718.9407 | 718.9407 | 897.824 | 718.9407 | 718.9407 | 897.824 | 718.9407 | 998.6395 | 473.5359 | 718.9407 | 897.824 | 718.9407 | 3290 | 718.9407 | 897.8241 | 998.6395 | 473.5359 | 5275 | 2268 | 118 | 2246 | 949 | 3034 | 5202 | 7168 | 769.5968 | 884.4504 | 982.3129 | 411.5252
| 3291 | 782.6893 | 723.0259 | 900.8641 | 723.0259 | 723.0259 | 900.8641 | 723.0259 | 723.0259 | 900.8641 | 723.0259 | 995.9184 | 574.0683 | 723.0259 | 900.8641 | 723.0259 | 3291 | 723.0259 | 900.8641 | 995.9184 | 574.0683 | 5103 | 2052 | 338 | 1058 | 1709 | 1186 | 5193 | 5544 | 769.5487 | 884.4363 | 982.3129 | 411.5252
| 3292 | 769.6398 | 712.4525 | 910.8982 | 712.4525 | 712.4525 | 910.8982 | 712.4525 | 712.4525 | 910.8982 | 712.4525 | 986.3946 | 445.3492 | 712.4525 | 910.8982 | 712.4525 | 3292 | 712.4525 | 910.8982 | 986.3946 | 445.3492 | 5528 | 1432 | 1946 | 2745 | 1281 | 7791 | 5184 | 4387 | 769.5487 | 884.425 | 982.3129 | 411.5252
| 3293 | 789.3924 | 741.5293 | 908.0449 | 741.5293 | 741.5293 | 908.0449 | 741.5293 | 741.5293 | 908.0449 | 741.5293 | 989.1156 | 497.9643 | 741.5293 | 908.0449 | 741.5293 | 3293 | 741.5293 | 908.0449 | 989.1156 | 497.9643 | 4333 | 1602 | 1258 | 1925 | 8713 | 8251 | 5145 | 3631 | 769.5007 | 884.4121 | 982.3129 | 411.5252
| 3294 | 793.9416 | 749.3151 | 907.3209 | 749.3151 | 749.3151 | 907.3209 | 749.3151 | 749.3151 | 907.3209 | 749.3151 | 995.9184 | 495.4588 | 749.3151 | 907.3209 | 749.3151 | 3294 | 749.3151 | 907.3209 | 995.9184 | 495.4588 | 4030 | 1657 | 337 | 1948 | 2861 | 4846 | 5118 | 3313 | 769.5007 | 884.3908 | 982.3129 | 411.5252
| 3295 | 772.1915 | 705.4357 | 892.2169 | 705.4357 | 705.4357 | 892.2169 | 705.4357 | 705.4357 | 892.2169 | 705.4357 | 974.1497 | 624.1779 | 705.4357 | 892.2169 | 705.4357 | 3295 | 705.4357 | 892.2169 | 974.1497 | 624.1779 | 5856 | 2698 | 5947 | 659 | 2809 | 5189 | 5109 | 586 | 769.5007 | 884.3893 | 982.3129 | 411.5252
| 3296 | 739.6821 | 694.8623 | 881.2361 | 694.8623 | 694.8623 | 881.2361 | 694.8623 | 694.8623 | 881.2361 | 694.8623 | 986.3946 | 285.3116 | 694.8623 | 881.2361 | 694.8623 | 3296 | 694.8623 | 881.2361 | 986.3946 | 285.3116 | 6293 | 3529 | 1945 | 6156 | 8058 | 2017 | 5099 | 5492 | 769.4526 | 884.3619 | 982.3129 | 411.212
| 3297 | 771.2973 | 700.3412 | 907.4922 | 700.3412 | 700.3412 | 907.4922 | 700.3412 | 700.3412 | 907.4922 | 700.3412 | 982.3129 | 583.1506 | 700.3412 | 907.4922 | 700.3412 | 3297 | 700.3412 | 907.4922 | 982.3129 | 583.1506 | 6071 | 1649 | 3403 | 982 | 7998 | 7296 | 5097 | 4994 | 769.4526 | 884.3143 | 982.3129 | 411.212
| 3298 | 772.2441 | 709.4728 | 898.6743 | 709.4728 | 709.4728 | 898.6743 | 709.4728 | 709.4728 | 898.6743 | 709.4728 | 985.034 | 555.9035 | 709.4728 | 898.6743 | 709.4728 | 3298 | 709.4728 | 898.6743 | 985.034 | 555.9035 | 5668 | 2209 | 2280 | 1236 | 1589 | 5032 | 5095 | 4778 | 769.4526 | 884.3076 | 982.3129 | 411.212
| 3299 | 770.9683 | 706.0605 | 905.9229 | 706.0605 | 706.0605 | 905.9229 | 706.0605 | 706.0605 | 905.9229 | 706.0605 | 971.4286 | 549.953 | 706.0605 | 905.9229 | 706.0605 | 3299 | 706.0605 | 905.9229 | 971.4286 | 549.953 | 5825 | 1746 | 6750 | 1302 | 522 | 123 | 5035 | 3137 | 769.4526 | 884.3051 | 982.3129 | 411.212
| 3300 | 774.963 | 712.789 | 878.557 | 712.789 | 712.789 | 878.557 | 712.789 | 712.789 | 878.557 | 712.789 | 956.4626 | 676.4798 | 712.789 | 878.557 | 712.789 | 3300 | 712.789 | 878.557 | 956.4626 | 676.4798 | 5515 | 3706 | 8461 | 371 | 7923 | 4921 | 5034 | 5874 | 769.4045 | 884.3005 | 982.3129 | 411.0241
| 3301 | 755.6261 | 662.95 | 885.3661 | 662.95 | 662.95 | 885.3661 | 662.95 | 662.95 | 885.3661 | 662.95 | 963.2653 | 770.4353 | 662.95 | 885.3661 | 662.95 | 3301 | 662.95 | 885.3661 | 963.2653 | 770.4353 | 7504 | 3226 | 8128 | 91 | 2830 | 2094 | 5025 | 8468 | 769.4045 | 884.2974 | 982.3129 | 410.9184
| 3302 | 777.1015 | 709.665 | 913.209 | 709.665 | 709.665 | 913.209 | 709.665 | 709.665 | 913.209 | 709.665 | 975.5102 | 573.7551 | 709.665 | 913.209 | 709.665 | 3302 | 709.665 | 913.209 | 975.5102 | 573.7551 | 5656 | 1307 | 5527 | 1063 | 3347 | 3328 | 5016 | 7500 | 769.3565 | 884.2643 | 982.3129 | 410.8988
| 3303 | 759.5681 | 684.1448 | 886.9486 | 684.1448 | 684.1448 | 886.9486 | 684.1448 | 684.1448 | 886.9486 | 684.1448 | 997.2789 | 615.7219 | 684.1448 | 886.9486 | 684.1448 | 3303 | 684.1448 | 886.9486 | 997.2789 | 615.7219 | 6772 | 3069 | 189 | 710 | 1442 | 7728 | 4977 | 5409 | 769.3565 | 884.2536 | 982.3129 | 410.8988
| 3304 | 746.8387 | 693.9011 | 888.8944 | 693.9011 | 693.9011 | 888.8944 | 693.9011 | 693.9011 | 888.8944 | 693.9011 | 985.034 | 363.9211 | 693.9011 | 888.8944 | 693.9011 | 3304 | 693.9011 | 888.8944 | 985.034 | 363.9211 | 6339 | 2930 | 2279 | 4190 | 1691 | 6957 | 4950 | 3001 | 769.3084 | 884.2472 | 982.3129 | 410.8988
| 3305 | 784.1364 | 717.0664 | 907.4591 | 717.0664 | 717.0664 | 907.4591 | 717.0664 | 717.0664 | 907.4591 | 717.0664 | 998.6395 | 612.9032 | 717.0664 | 907.4591 | 717.0664 | 3305 | 717.0664 | 907.4591 | 998.6395 | 612.9032 | 5351 | 1651 | 117 | 728 | 1431 | 7973 | 4941 | 2836 | 769.2844 | 884.2394 | 982.3129 | 410.8988
| 3306 | 813.3964 | 773.0571 | 888.8333 | 773.0571 | 773.0571 | 888.8333 | 773.0571 | 773.0571 | 888.8333 | 773.0571 | 953.7415 | 694.0182 | 773.0571 | 888.8333 | 773.0571 | 3306 | 773.0571 | 888.8333 | 953.7415 | 694.0182 | 3136 | 2934 | 8533 | 306 | 2790 | 8267 | 4931 | 2257 | 769.2603 | 884.2268 | 982.3129 | 410.8988
| 3307 | 793.1118 | 847.5994 | 746.9309 | 847.5994 | 847.5994 | 746.9309 | 847.5994 | 847.5994 | 746.9309 | 847.5994 | 975.5102 | 359.5365 | 847.5994 | 746.9309 | 847.5994 | 3307 | 847.5994 | 746.9309 | 975.5102 | 359.5365 | 1092 | 7519 | 5526 | 4269 | 8416 | 2040 | 4929 | 444 | 769.2123 | 884.2259 | 982.3129 | 410.8988
| 3308 | 821.4282 | 882.0589 | 759.3215 | 882.0589 | 882.0589 | 759.3215 | 882.0589 | 882.0589 | 759.3215 | 882.0589 | 972.7891 | 433.4482 | 882.0589 | 759.3215 | 882.0589 | 3308 | 882.0589 | 759.3215 | 972.7891 | 433.4482 | 663 | 7353 | 6364 | 2935 | 8730 | 8435 | 4927 | 8491 | 769.0201 | 884.2251 | 982.3129 | 410.8206
| 3309 | 818.4472 | 878.4063 | 738.5742 | 878.4063 | 878.4063 | 738.5742 | 878.4063 | 878.4063 | 738.5742 | 878.4063 | 976.8707 | 499.8434 | 878.4063 | 738.5742 | 878.4063 | 3309 | 878.4063 | 738.5742 | 976.8708 | 499.8434 | 704 | 7606 | 5109 | 1890 | 1708 | 5221 | 4867 | 5037 | 769.02 | 884.201 | 982.3129 | 410.5857
| 3310 | 804.1986 | 846.3978 | 740.8122 | 846.3978 | 846.3978 | 740.8122 | 846.3978 | 846.3978 | 740.8122 | 846.3978 | 989.1156 | 535.2333 | 846.3978 | 740.8122 | 846.3978 | 3310 | 846.3979 | 740.8122 | 989.1156 | 535.2333 | 1114 | 7587 | 1257 | 1469 | 744 | 4866 | 4866 | 4133 | 769.02 | 884.1948 | 982.3129 | 410.5857
| 3311 | 782.2563 | 790.7435 | 769.1963 | 790.7435 | 790.7435 | 769.1963 | 790.7435 | 790.7435 | 769.1963 | 790.7435 | 978.2313 | 570.6232 | 790.7435 | 769.1963 | 790.7435 | 3311 | 790.7435 | 769.1963 | 978.2313 | 570.6232 | 2521 | 7258 | 4613 | 1094 | 3588 | 7718 | 4857 | 3336 | 768.972 | 884.1929 | 982.3129 | 410.5857
| 3312 | 751.0497 | 768.3472 | 759.8133 | 768.3472 | 768.3472 | 759.8133 | 768.3472 | 768.3472 | 759.8133 | 768.3472 | 970.068 | 358.5969 | 768.3472 | 759.8133 | 768.3472 | 3312 | 768.3472 | 759.8133 | 970.068 | 358.5969 | 3337 | 7345 | 7147 | 4290 | 2066 | 2730 | 4848 | 2792 | 768.972 | 884.1452 | 982.3129 | 410.5857
| 3313 | 788.0641 | 750.1562 | 910.1328 | 750.1562 | 750.1562 | 910.1328 | 750.1562 | 750.1562 | 910.1328 | 750.1562 | 979.5918 | 411.5252 | 750.1562 | 910.1328 | 750.1562 | 3313 | 750.1562 | 910.1328 | 979.5918 | 411.5252 | 4006 | 1479 | 4143 | 3294 | 1994 | 7407 | 4809 | 1161 | 768.972 | 884.1395 | 982.3129 | 410.5857
| 3314 | 787.2182 | 758.4467 | 912.9647 | 758.4467 | 758.4467 | 912.9647 | 758.4467 | 758.4467 | 912.9647 | 758.4467 | 968.7075 | 332.9158 | 758.4467 | 912.9647 | 758.4467 | 3314 | 758.4467 | 912.9647 | 968.7075 | 332.9158 | 3675 | 1324 | 7401 | 4780 | 2508 | 351 | 4782 | 5041 | 768.8759 | 884.1395 | 982.3129 | 410.2725
| 3315 | 790.0875 | 759.1195 | 904.8766 | 759.1195 | 759.1195 | 904.8766 | 759.1195 | 759.1195 | 904.8766 | 759.1195 | 974.1497 | 394.6132 | 759.1195 | 904.8766 | 759.1195 | 3315 | 759.1195 | 904.8766 | 974.1497 | 394.6132 | 3655 | 1809 | 5946 | 3589 | 2289 | 4927 | 4773 | 4827 | 768.8759 | 884.1081 | 982.3129 | 410.2725
| 3316 | 760.6094 | 697.794 | 915.7633 | 697.794 | 697.794 | 915.7633 | 697.794 | 697.794 | 915.7633 | 697.794 | 980.9524 | 422.1735 | 697.794 | 915.7633 | 697.794 | 3316 | 697.794 | 915.7633 | 980.9524 | 422.1735 | 6167 | 1195 | 3857 | 3123 | 8723 | 7027 | 4763 | 4459 | 768.8278 | 884.1057 | 982.3129 | 410.2725
| 3317 | 799.6265 | 752.9678 | 911.1271 | 752.9678 | 752.9678 | 911.1271 | 752.9678 | 752.9678 | 911.1271 | 752.9678 | 980.9524 | 545.5684 | 752.9678 | 911.1271 | 752.9678 | 3317 | 752.9678 | 911.1271 | 980.9524 | 545.5684 | 3907 | 1424 | 3856 | 1347 | 7852 | 8108 | 4761 | 1387 | 768.8278 | 884.1036 | 982.3129 | 410.2725
| 3318 | 789.7169 | 744.7013 | 919.3842 | 744.7013 | 744.7013 | 919.3842 | 744.7013 | 744.7013 | 919.3842 | 744.7013 | 987.7551 | 433.135 | 744.7013 | 919.3842 | 744.7013 | 3318 | 744.7013 | 919.3842 | 987.7551 | 433.135 | 4193 | 1013 | 1582 | 2941 | 7785 | 572 | 4759 | 8149 | 768.8278 | 884.1036 | 982.3129 | 409.9593
| 3319 | 772.4089 | 716.1052 | 910.0285 | 716.1052 | 716.1052 | 910.0285 | 716.1052 | 716.1052 | 910.0285 | 716.1052 | 976.8707 | 467.8985 | 716.1052 | 910.0285 | 716.1052 | 3319 | 716.1052 | 910.0285 | 976.8708 | 467.8985 | 5389 | 1486 | 5108 | 2338 | 6906 | 4679 | 4699 | 7889 | 768.8278 | 884.0805 | 982.3129 | 409.9593
| 3320 | 719.6725 | 652.4727 | 888.0398 | 652.4727 | 652.4727 | 888.0398 | 652.4727 | 652.4727 | 888.0398 | 652.4727 | 978.2313 | 325.2427 | 652.4727 | 888.0398 | 652.4727 | 3320 | 652.4727 | 888.0398 | 978.2313 | 325.2427 | 7786 | 2990 | 4612 | 4944 | 1808 | 1079 | 4698 | 5360 | 768.8278 | 884.0566 | 982.3129 | 409.9593
| 3321 | 761.7461 | 708.3674 | 864.6859 | 708.3674 | 708.3674 | 864.6859 | 708.3674 | 708.3674 | 864.6859 | 708.3674 | 971.4286 | 567.3348 | 708.3674 | 864.6859 | 708.3674 | 3321 | 708.3674 | 864.6859 | 971.4286 | 567.3348 | 5714 | 4662 | 6749 | 1125 | 8360 | 5199 | 4689 | 3202 | 768.7797 | 884.0534 | 982.3129 | 409.9593
| 3322 | 770.2784 | 723.8429 | 862.7172 | 723.8429 | 723.8429 | 862.7172 | 723.8429 | 723.8429 | 862.7172 | 723.8429 | 960.5442 | 581.7413 | 723.8429 | 862.7172 | 723.8429 | 3322 | 723.8429 | 862.7172 | 960.5442 | 581.7413 | 5064 | 4797 | 8253 | 991 | 2737 | 8012 | 4680 | 1764 | 768.7797 | 884.0506 | 982.3129 | 409.9593
| 3323 | 787.5517 | 723.122 | 879.311 | 723.122 | 723.122 | 879.311 | 723.122 | 723.122 | 879.311 | 723.122 | 976.8707 | 746.6333 | 723.122 | 879.311 | 723.122 | 3323 | 723.122 | 879.311 | 976.8708 | 746.6333 | 5093 | 3651 | 5107 | 154 | 2622 | 4840 | 4641 | 613 | 768.7797 | 884.0329 | 982.3129 | 409.9593
| 3324 | 778.6017 | 721.2477 | 873.8855 | 721.2477 | 721.2477 | 873.8855 | 721.2477 | 721.2477 | 873.8855 | 721.2477 | 967.3469 | 667.554 | 721.2477 | 873.8855 | 721.2477 | 3324 | 721.2477 | 873.8855 | 967.3469 | 667.554 | 5182 | 4036 | 7652 | 413 | 1021 | 8025 | 4614 | 8419 | 768.7797 | 884.0239 | 982.3129 | 409.6461
| 3325 | 771.3096 | 700.8699 | 886.9956 | 700.8699 | 700.8699 | 886.9956 | 700.8699 | 700.8699 | 886.9956 | 700.8699 | 940.1361 | 703.2571 | 700.8699 | 886.9956 | 700.8699 | 3325 | 700.8699 | 886.9956 | 940.1361 | 703.2571 | 6054 | 3066 | 8687 | 272 | 7019 | 489 | 4605 | 6968 | 768.7317 | 884.0239 | 982.3129 | 409.6461
| 3326 | 788.633 | 735.0892 | 875.5309 | 735.0892 | 735.0892 | 875.5309 | 735.0892 | 735.0892 | 875.5309 | 735.0892 | 946.9388 | 711.0868 | 735.0892 | 875.5309 | 735.0892 | 3326 | 735.0892 | 875.5309 | 946.9388 | 711.0868 | 4603 | 3927 | 8584 | 240 | 3363 | 43 | 4595 | 4369 | 768.7317 | 884.0239 | 982.3129 | 409.6461
| 3327 | 791.5225 | 757.3413 | 874.7869 | 757.3413 | 757.3413 | 874.7869 | 757.3413 | 757.3413 | 874.7869 | 757.3413 | 979.5918 | 543.8459 | 757.3413 | 874.7869 | 757.3413 | 3327 | 757.3413 | 874.7869 | 979.5918 | 543.8459 | 3732 | 3982 | 4142 | 1362 | 2937 | 2416 | 4593 | 2458 | 768.6836 | 883.9956 | 982.3129 | 409.6461
| 3328 | 797.5623 | 756.0436 | 884.2643 | 756.0436 | 756.0436 | 884.2643 | 756.0436 | 756.0436 | 884.2643 | 756.0436 | 970.068 | 610.3977 | 756.0436 | 884.2643 | 756.0436 | 3328 | 756.0436 | 884.2643 | 970.068 | 610.3977 | 3780 | 3302 | 7146 | 749 | 2774 | 5258 | 4591 | 2330 | 768.5394 | 883.9875 | 982.3129 | 409.6461
| 3329 | 806.9731 | 746.6237 | 924.7132 | 746.6237 | 746.6237 | 924.7132 | 746.6237 | 746.6237 | 924.7132 | 746.6237 | 972.7891 | 652.9909 | 746.6237 | 924.7132 | 746.6237 | 3329 | 746.6237 | 924.7132 | 972.7891 | 652.9909 | 4123 | 747 | 6363 | 476 | 2331 | 7295 | 4531 | 1789 | 768.4433 | 883.9861 | 982.3129 | 409.6461
| 3330 | 811.3553 | 776.1811 | 919.4628 | 776.1811 | 776.1811 | 919.4628 | 776.1811 | 776.1811 | 919.4628 | 776.1811 | 986.3946 | 485.2803 | 776.1811 | 919.4628 | 776.1811 | 3330 | 776.1811 | 919.4628 | 986.3946 | 485.2803 | 3017 | 1008 | 1944 | 2079 | 1136 | 7066 | 4530 | 7673 | 768.4433 | 883.9808 | 982.3129 | 409.3329
| 3331 | 862.3395 | 871.2453 | 916.7541 | 871.2453 | 871.2453 | 916.7541 | 871.2453 | 871.2453 | 916.7541 | 871.2453 | 970.068 | 465.7062 | 871.2453 | 916.7541 | 871.2453 | 3331 | 871.2453 | 916.7541 | 970.068 | 465.7062 | 803 | 1147 | 7145 | 2372 | 8722 | 4912 | 4521 | 3483 | 768.3953 | 883.9564 | 982.3129 | 409.3329
| 3332 | 879.9465 | 902.725 | 933.7059 | 902.725 | 902.725 | 933.7059 | 902.725 | 902.725 | 933.7059 | 902.725 | 983.6735 | 378.954 | 902.725 | 933.7059 | 902.725 | 3332 | 902.725 | 933.7059 | 983.6735 | 378.954 | 459 | 412 | 2823 | 3877 | 7622 | 1247 | 4512 | 3192 | 768.3953 | 883.9537 | 982.3129 | 409.0197
| 3333 | 885.8289 | 898.1593 | 923.573 | 898.1593 | 898.1593 | 923.573 | 898.1593 | 898.1593 | 923.573 | 898.1593 | 983.6735 | 538.3652 | 898.1593 | 923.573 | 898.1593 | 3333 | 898.1593 | 923.573 | 983.6735 | 538.3652 | 501 | 787 | 2822 | 1428 | 4701 | 4709 | 4473 | 1971 | 768.3953 | 883.9257 | 982.3129 | 409.0197
| 3334 | 863.9432 | 874.8017 | 916.3182 | 874.8017 | 874.8017 | 916.3182 | 874.8017 | 874.8017 | 916.3182 | 874.8017 | 979.5918 | 451.9261 | 874.8017 | 916.3182 | 874.8017 | 3334 | 874.8018 | 916.3182 | 979.5918 | 451.9261 | 752 | 1171 | 4141 | 2627 | 7272 | 715 | 4446 | 3494 | 768.3472 | 883.9092 | 982.3129 | 408.9414
| 3335 | 855.0707 | 858.7495 | 935.5776 | 858.7495 | 858.7495 | 935.5776 | 858.7495 | 858.7495 | 935.5776 | 858.7495 | 993.1973 | 365.487 | 858.7495 | 935.5776 | 858.7495 | 3335 | 858.7495 | 935.5776 | 993.1973 | 365.487 | 941 | 348 | 668 | 4166 | 6665 | 7640 | 4437 | 6780 | 768.3472 | 883.8929 | 982.3129 | 408.8631
| 3336 | 825.884 | 802.6626 | 937.0443 | 802.6626 | 802.6626 | 937.0443 | 802.6626 | 802.6626 | 937.0443 | 802.6626 | 982.3129 | 410.5857 | 802.6626 | 937.0443 | 802.6626 | 3336 | 802.6626 | 937.0443 | 982.3129 | 410.5857 | 2137 | 310 | 3402 | 3311 | 3348 | 7958 | 4427 | 6386 | 768.3472 | 883.8044 | 982.3129 | 408.7066
| 3337 | 839.604 | 825.5875 | 928.4802 | 825.5875 | 825.5875 | 928.4802 | 825.5875 | 825.5875 | 928.4802 | 825.5875 | 994.5578 | 441.2778 | 825.5875 | 928.4802 | 825.5875 | 3337 | 825.5875 | 928.4802 | 994.5578 | 441.2778 | 1491 | 576 | 513 | 2813 | 3312 | 6911 | 4425 | 2150 | 768.3472 | 883.8034 | 982.3129 | 408.7065
| 3338 | 829.1318 | 809.9678 | 926.906 | 809.9678 | 809.9678 | 926.906 | 809.9678 | 809.9678 | 926.906 | 809.9678 | 990.4762 | 430.0031 | 809.9678 | 926.906 | 809.9678 | 3338 | 809.9678 | 926.906 | 990.4762 | 430.0031 | 1907 | 647 | 1054 | 3003 | 6661 | 457 | 4423 | 1650 | 768.2991 | 883.7926 | 982.3129 | 408.7065
| 3339 | 836.2128 | 828.3751 | 922.1395 | 828.3751 | 828.3751 | 922.1395 | 828.3751 | 828.3751 | 922.1395 | 828.3751 | 975.5102 | 415.9098 | 828.3751 | 922.1395 | 828.3751 | 3339 | 828.3751 | 922.1395 | 975.5102 | 415.9098 | 1444 | 873 | 5525 | 3224 | 6865 | 1949 | 4363 | 7660 | 768.2511 | 883.7765 | 982.3129 | 408.55
| 3340 | 843.1385 | 834.7671 | 918.0901 | 834.7671 | 834.7671 | 918.0901 | 834.7671 | 834.7671 | 918.0901 | 834.7671 | 979.5918 | 473.849 | 834.7671 | 918.0901 | 834.7671 | 3340 | 834.7671 | 918.0901 | 979.5918 | 473.849 | 1306 | 1071 | 4140 | 2241 | 1407 | 4954 | 4362 | 8639 | 768.2511 | 883.7725 | 982.3129 | 408.3934
| 3341 | 836.2639 | 812.1305 | 922.7914 | 812.1305 | 812.1305 | 922.7914 | 812.1305 | 812.1305 | 922.7914 | 812.1305 | 985.034 | 534.4504 | 812.1305 | 922.7914 | 812.1305 | 3341 | 812.1305 | 922.7914 | 985.034 | 534.4504 | 1848 | 837 | 2278 | 1477 | 6306 | 3629 | 4353 | 5324 | 768.203 | 883.7433 | 982.3129 | 408.3934
| 3342 | 794.433 | 771.0386 | 911.2074 | 771.0386 | 771.0386 | 911.2074 | 771.0386 | 771.0386 | 911.2074 | 771.0386 | 965.9864 | 342.9377 | 771.0386 | 911.2074 | 771.0386 | 3342 | 771.0386 | 911.2074 | 965.9864 | 342.9377 | 3225 | 1421 | 7901 | 4593 | 2747 | 117 | 4344 | 5319 | 768.203 | 883.7271 | 982.3129 | 408.3934
| 3343 | 801.0414 | 748.5462 | 918.5561 | 748.5462 | 748.5462 | 918.5561 | 748.5462 | 748.5462 | 918.5561 | 748.5462 | 978.2313 | 573.7551 | 748.5462 | 918.5561 | 748.5462 | 3343 | 748.5462 | 918.5561 | 978.2313 | 573.7551 | 4060 | 1046 | 4611 | 1062 | 2652 | 6899 | 4305 | 8759 | 768.203 | 883.7252 | 982.3129 | 408.0802
| 3344 | 799.0783 | 765.3674 | 937.3569 | 765.3674 | 765.3674 | 937.3569 | 765.3674 | 765.3674 | 937.3569 | 765.3674 | 980.9524 | 333.777 | 765.3674 | 937.3569 | 765.3674 | 3344 | 765.3674 | 937.3569 | 980.9524 | 333.777 | 3455 | 295 | 3855 | 4766 | 2367 | 1876 | 4278 | 7061 | 768.203 | 883.7244 | 982.3129 | 408.0802
| 3345 | 827.369 | 775.5082 | 961.317 | 775.5082 | 775.5082 | 961.317 | 775.5082 | 775.5082 | 961.317 | 775.5082 | 982.3129 | 551.5189 | 775.5082 | 961.317 | 775.5082 | 3345 | 775.5082 | 961.317 | 982.3129 | 551.519 | 3050 | 25 | 3401 | 1291 | 1938 | 4641 | 4269 | 6045 | 768.1549 | 883.6923 | 982.3129 | 408.0802
| 3346 | 823.6732 | 780.4585 | 925.4868 | 780.4585 | 780.4585 | 925.4868 | 780.4585 | 780.4585 | 925.4868 | 780.4585 | 978.2313 | 607.5791 | 780.4585 | 925.4868 | 780.4585 | 3346 | 780.4585 | 925.4868 | 978.2313 | 607.5791 | 2855 | 709 | 4610 | 771 | 1781 | 7382 | 4259 | 4853 | 768.1549 | 883.6806 | 982.3129 | 408.0802
| 3347 | 825.9305 | 769.3565 | 916.1714 | 769.3565 | 769.3565 | 916.1714 | 769.3565 | 769.3565 | 916.1714 | 769.3565 | 974.1497 | 769.3392 | 769.3565 | 916.1714 | 769.3565 | 3347 | 769.3565 | 916.1714 | 974.1497 | 769.3392 | 3302 | 1177 | 5945 | 94 | 5566 | 326 | 4257 | 3509 | 768.1069 | 883.6806 | 982.3129 | 408.0802
| 3348 | 818.5665 | 768.3472 | 927.4411 | 768.3472 | 768.3472 | 927.4411 | 768.3472 | 768.3472 | 927.4411 | 768.3472 | 983.6735 | 619.715 | 768.3472 | 927.4411 | 768.3472 | 3348 | 768.3472 | 927.4411 | 983.6735 | 619.715 | 3336 | 621 | 2821 | 692 | 1670 | 5249 | 4255 | 2250 | 768.1069 | 883.6487 | 982.3129 | 408.0802
| 3349 | 828.4858 | 770.3177 | 948.4287 | 770.3177 | 770.3177 | 948.4287 | 770.3177 | 770.3177 | 948.4287 | 770.3177 | 965.9864 | 676.5581 | 770.3177 | 948.4287 | 770.3177 | 3349 | 770.3177 | 948.4287 | 965.9864 | 676.5581 | 3255 | 93 | 7900 | 369 | 7471 | 7993 | 4195 | 469 | 768.0588 | 883.6383 | 982.3129 | 408.0802
| 3350 | 838.3756 | 784.4475 | 944.4843 | 784.4475 | 784.4475 | 944.4843 | 784.4475 | 784.4475 | 944.4843 | 784.4475 | 991.8367 | 691.9042 | 784.4475 | 944.4843 | 784.4475 | 3350 | 784.4475 | 944.4843 | 991.8367 | 691.9042 | 2716 | 146 | 891 | 314 | 6840 | 5085 | 4194 | 5638 | 768.0588 | 883.633 | 982.3129 | 407.767
| 3351 | 828.0876 | 800.4037 | 938.7708 | 800.4037 | 800.4037 | 938.7708 | 800.4037 | 800.4037 | 938.7708 | 800.4037 | 970.068 | 464.845 | 800.4037 | 938.7708 | 800.4037 | 3351 | 800.4037 | 938.7708 | 970.068 | 464.845 | 2198 | 263 | 7144 | 2386 | 415 | 8224 | 4185 | 1944 | 768.0588 | 883.6206 | 982.3129 | 407.767
| 3352 | 835.8785 | 791.897 | 949.6049 | 791.897 | 791.897 | 949.6049 | 791.897 | 791.897 | 949.6049 | 791.897 | 983.6735 | 585.0298 | 791.897 | 949.6049 | 791.897 | 3352 | 791.897 | 949.6049 | 983.6735 | 585.0298 | 2481 | 75 | 2820 | 970 | 8642 | 688 | 4176 | 6777 | 768.0108 | 883.6206 | 982.3129 | 407.6104
| 3353 | 841.5619 | 793.0024 | 935.5856 | 793.0024 | 793.0024 | 935.5856 | 793.0024 | 793.0024 | 935.5856 | 793.0024 | 989.1156 | 706.389 | 793.0024 | 935.5856 | 793.0024 | 3353 | 793.0024 | 935.5856 | 989.1156 | 706.389 | 2448 | 347 | 1256 | 257 | 8527 | 7269 | 4137 | 7706 | 768.0108 | 883.6108 | 982.3129 | 407.4538
| 3354 | 821.8089 | 789.8784 | 925.9765 | 789.8784 | 789.8784 | 925.9765 | 789.8784 | 789.8784 | 925.9765 | 789.8784 | 982.3129 | 500.0783 | 789.8784 | 925.9765 | 789.8784 | 3354 | 789.8784 | 925.9765 | 982.3129 | 500.0783 | 2544 | 685 | 3400 | 1889 | 2650 | 4897 | 4110 | 4311 | 768.0108 | 883.5955 | 982.3129 | 407.4538
| 3355 | 876.0693 | 875.1812 | 936.4546 | 875.1812 | 875.1812 | 936.4546 | 875.1812 | 875.1812 | 936.4546 | 875.1812 | 982.3129 | 535.3899 | 875.1812 | 936.4546 | 875.1812 | 3355 | 875.1812 | 936.4546 | 982.3129 | 535.3899 | 747 | 324 | 3399 | 1468 | 6336 | 2390 | 4101 | 3178 | 767.9627 | 883.5883 | 982.3129 | 407.4538
| 3356 | 885.4866 | 905.4444 | 933.9503 | 905.4444 | 905.4444 | 933.9503 | 905.4444 | 905.4444 | 933.9503 | 905.4444 | 991.8367 | 425.6185 | 905.4444 | 933.9503 | 905.4444 | 3356 | 905.4444 | 933.9504 | 991.8367 | 425.6185 | 438 | 405 | 890 | 3070 | 7447 | 8213 | 4091 | 2348 | 767.9147 | 883.5542 | 982.3129 | 407.4538
| 3357 | 860.6961 | 849.3776 | 954.9307 | 849.3776 | 849.3776 | 954.9307 | 849.3776 | 849.3776 | 954.9307 | 849.3776 | 974.1497 | 460.8519 | 849.3776 | 954.9307 | 849.3776 | 3357 | 849.3776 | 954.9307 | 974.1497 | 460.8519 | 1060 | 49 | 5944 | 2471 | 7013 | 677 | 4089 | 2174 | 767.9147 | 883.5542 | 982.3129 | 407.4538
| 3358 | 857.6222 | 867.5446 | 926.3701 | 867.5446 | 867.5446 | 926.3701 | 867.5446 | 867.5446 | 926.3701 | 867.5446 | 971.4286 | 389.4457 | 867.5446 | 926.3701 | 867.5446 | 3358 | 867.5446 | 926.3701 | 971.4286 | 389.4457 | 837 | 671 | 6748 | 3681 | 1060 | 7271 | 4087 | 7200 | 767.9146 | 883.5515 | 982.3129 | 407.2972
| 3359 | 843.8761 | 850.1946 | 926.7286 | 850.1946 | 850.1946 | 926.7286 | 850.1946 | 850.1946 | 926.7286 | 850.1946 | 987.7551 | 318.0395 | 850.1946 | 926.7286 | 850.1946 | 3359 | 850.1946 | 926.7286 | 987.7551 | 318.0395 | 1047 | 655 | 1581 | 5103 | 391 | 7582 | 4027 | 5690 | 767.9146 | 883.5501 | 982.3129 | 407.1406
| 3360 | 837.6894 | 836.5935 | 933.9145 | 836.5935 | 836.5935 | 933.9145 | 836.5935 | 836.5935 | 933.9145 | 836.5935 | 978.2313 | 321.0147 | 836.5935 | 933.9145 | 836.5935 | 3360 | 836.5935 | 933.9145 | 978.2313 | 321.0147 | 1276 | 406 | 4609 | 5035 | 236 | 720 | 4026 | 5068 | 767.9146 | 883.5341 | 982.3129 | 406.8274
| 3361 | 771.8626 | 724.3235 | 897.1527 | 724.3235 | 724.3235 | 897.1527 | 724.3235 | 724.3235 | 897.1527 | 724.3235 | 989.1156 | 433.7614 | 724.3235 | 897.1527 | 724.3235 | 3361 | 724.3235 | 897.1527 | 989.1156 | 433.7614 | 5041 | 2308 | 1255 | 2930 | 2810 | 1891 | 4017 | 4879 | 767.8666 | 883.5061 | 982.3129 | 406.8274
| 3362 | 798.1447 | 762.8202 | 908.3206 | 762.8202 | 762.8202 | 908.3206 | 762.8202 | 762.8202 | 908.3206 | 762.8202 | 972.7891 | 465.393 | 762.8202 | 908.3206 | 762.8202 | 3362 | 762.8202 | 908.3206 | 972.7891 | 465.3931 | 3527 | 1583 | 6362 | 2377 | 2621 | 7927 | 4008 | 4832 | 767.8666 | 883.5028 | 982.3129 | 406.8274
| 3363 | 800.0661 | 768.7317 | 906.5277 | 768.7317 | 768.7317 | 906.5277 | 768.7317 | 768.7317 | 906.5277 | 768.7317 | 987.7551 | 437.2064 | 768.7317 | 906.5277 | 768.7317 | 3363 | 768.7317 | 906.5277 | 987.7551 | 437.2064 | 3326 | 1709 | 1580 | 2870 | 1785 | 4783 | 3969 | 2195 | 767.8666 | 883.4996 | 982.3129 | 406.8274
| 3364 | 801.5527 | 747.2005 | 934.8249 | 747.2005 | 747.2005 | 934.8249 | 747.2005 | 747.2005 | 934.8249 | 747.2005 | 991.8367 | 512.9972 | 747.2005 | 934.8249 | 747.2005 | 3364 | 747.2005 | 934.8249 | 991.8367 | 512.9972 | 4111 | 373 | 889 | 1735 | 1061 | 100 | 3942 | 6846 | 767.8666 | 883.4983 | 982.3129 | 406.5143
| 3365 | 806.5862 | 759.4079 | 930.2057 | 759.4079 | 759.4079 | 930.2057 | 759.4079 | 759.4079 | 930.2057 | 759.4079 | 972.7891 | 523.3323 | 759.4079 | 930.2057 | 759.4079 | 3365 | 759.4079 | 930.2057 | 972.7891 | 523.3323 | 3645 | 511 | 6361 | 1604 | 3180 | 2380 | 3933 | 5842 | 767.8185 | 883.4637 | 982.3129 | 406.5143
| 3366 | 733.1157 | 737.3961 | 737.197 | 737.3961 | 737.3961 | 737.197 | 737.3961 | 737.3961 | 737.197 | 737.3961 | 985.034 | 430.6295 | 737.3961 | 737.197 | 737.3961 | 3366 | 737.3961 | 737.197 | 985.034 | 430.6295 | 4488 | 7618 | 2277 | 2992 | 8030 | 4962 | 3923 | 5639 | 767.7224 | 883.4533 | 982.3129 | 406.5143
| 3367 | 723.2825 | 695.6793 | 753.44 | 695.6793 | 695.6793 | 753.44 | 695.6793 | 695.6793 | 753.44 | 695.6793 | 975.5102 | 571.2496 | 695.6793 | 753.44 | 695.6793 | 3367 | 695.6793 | 753.44 | 975.5102 | 571.2496 | 6255 | 7430 | 5524 | 1089 | 5135 | 7348 | 3921 | 3584 | 767.7224 | 883.4431 | 982.3129 | 406.5143
| 3368 | 758.0222 | 697.3615 | 926.8587 | 697.3615 | 697.3615 | 926.8587 | 697.3615 | 697.3615 | 926.8587 | 697.3615 | 983.6735 | 342.3113 | 697.3615 | 926.8587 | 697.3615 | 3368 | 697.3615 | 926.8587 | 983.6735 | 342.3113 | 6176 | 649 | 2819 | 4601 | 494 | 292 | 3919 | 8025 | 767.7224 | 883.4431 | 982.3129 | 406.2011
| 3369 | 767.1146 | 708.1271 | 911.2643 | 708.1271 | 708.1271 | 911.2643 | 708.1271 | 708.1271 | 911.2643 | 708.1271 | 978.2313 | 451.2997 | 708.1271 | 911.2643 | 708.1271 | 3369 | 708.1271 | 911.2643 | 978.2313 | 451.2997 | 5723 | 1414 | 4608 | 2640 | 3696 | 1969 | 3859 | 3669 | 767.6743 | 883.4168 | 982.3129 | 406.2011
| 3370 | 798.8692 | 722.4972 | 900.884 | 722.4972 | 722.4972 | 900.884 | 722.4972 | 722.4972 | 900.884 | 722.4972 | 978.2313 | 822.4241 | 722.4972 | 900.884 | 722.4972 | 3370 | 722.4972 | 900.884 | 978.2313 | 822.4241 | 5120 | 2048 | 4607 | 36 | 5039 | 7996 | 3858 | 2943 | 767.6263 | 883.3978 | 982.3129 | 406.2011
| 3371 | 800.7325 | 739.9913 | 881.0325 | 739.9913 | 739.9913 | 881.0325 | 739.9913 | 739.9913 | 881.0325 | 739.9913 | 974.1497 | 792.0451 | 739.9913 | 881.0325 | 739.9913 | 3371 | 739.9914 | 881.0325 | 974.1497 | 792.0451 | 4397 | 3540 | 5943 | 66 | 2509 | 3780 | 3849 | 489 | 767.5782 | 883.3944 | 982.3129 | 406.2011
| 3372 | 778.9844 | 725.0925 | 889.0737 | 725.0925 | 725.0925 | 889.0737 | 725.0925 | 725.0925 | 889.0737 | 725.0925 | 976.8707 | 571.876 | 725.0925 | 889.0737 | 725.0925 | 3372 | 725.0925 | 889.0737 | 976.8708 | 571.876 | 5009 | 2918 | 5106 | 1080 | 2226 | 4375 | 3840 | 5630 | 767.5782 | 883.3838 | 982.3129 | 406.0445
| 3373 | 788.4769 | 736.3676 | 878.5509 | 736.3676 | 736.3676 | 878.5509 | 736.3676 | 736.3676 | 878.5509 | 736.3676 | 983.6735 | 649.8591 | 736.3676 | 878.5509 | 736.3676 | 3373 | 736.3676 | 878.551 | 983.6735 | 649.8591 | 4539 | 3707 | 2818 | 493 | 1693 | 3722 | 3801 | 8199 | 767.5782 | 883.3601 | 982.3129 | 405.8879
| 3374 | 743.0209 | 656.0292 | 874.4159 | 656.0292 | 656.0292 | 874.4159 | 656.0292 | 656.0292 | 874.4159 | 656.0292 | 983.6735 | 672.7216 | 656.0292 | 874.4159 | 656.0292 | 3374 | 656.0292 | 874.4159 | 983.6735 | 672.7216 | 7691 | 4006 | 2817 | 387 | 3253 | 2112 | 3774 | 7709 | 767.5302 | 883.3323 | 982.3129 | 405.8879
| 3375 | 765.8559 | 734.8969 | 871.7237 | 734.8969 | 734.8969 | 871.7237 | 734.8969 | 734.8969 | 871.7237 | 734.8969 | 970.068 | 385.844 | 734.8969 | 871.7237 | 734.8969 | 3375 | 734.8969 | 871.7237 | 970.068 | 385.844 | 4610 | 4163 | 7143 | 3743 | 939 | 194 | 3765 | 7631 | 767.5302 | 883.3317 | 982.3129 | 405.8879
| 3376 | 803.2431 | 755.8995 | 915.4189 | 755.8995 | 755.8995 | 915.4189 | 755.8995 | 755.8995 | 915.4189 | 755.8995 | 976.8707 | 559.6618 | 755.8995 | 915.4189 | 755.8995 | 3376 | 755.8995 | 915.4189 | 976.8708 | 559.6618 | 3781 | 1206 | 5105 | 1201 | 6858 | 1156 | 3755 | 6554 | 767.4821 | 883.3203 | 982.3129 | 405.8879
| 3377 | 815.1028 | 746.6718 | 925.0116 | 746.6718 | 746.6718 | 925.0116 | 746.6718 | 746.6718 | 925.0116 | 746.6718 | 978.2313 | 759.787 | 746.6718 | 925.0116 | 746.6718 | 3377 | 746.6718 | 925.0116 | 978.2313 | 759.787 | 4122 | 736 | 4606 | 122 | 1285 | 7708 | 3753 | 5740 | 767.4821 | 883.308 | 982.3129 | 405.8879
| 3378 | 815.2997 | 795.7899 | 887.3318 | 795.7899 | 795.7899 | 887.3318 | 795.7899 | 795.7899 | 887.3318 | 795.7899 | 983.6735 | 514.8763 | 795.7899 | 887.3318 | 795.7899 | 3378 | 795.7899 | 887.3318 | 983.6735 | 514.8763 | 2343 | 3040 | 2816 | 1711 | 8046 | 1135 | 3751 | 4538 | 767.434 | 883.2733 | 982.3129 | 405.8879
| 3379 | 851.4467 | 848.128 | 900.5662 | 848.128 | 848.128 | 900.5662 | 848.128 | 848.128 | 900.5662 | 848.128 | 927.8912 | 605.0736 | 848.128 | 900.5662 | 848.128 | 3379 | 848.128 | 900.5662 | 927.8912 | 605.0736 | 1084 | 2075 | 8740 | 796 | 856 | 5040 | 3691 | 2591 | 767.434 | 883.2346 | 982.3129 | 405.8879
| 3380 | 839.1837 | 830.2494 | 916.3963 | 830.2494 | 830.2494 | 916.3963 | 830.2494 | 830.2494 | 916.3963 | 830.2494 | 968.7075 | 472.2831 | 830.2494 | 916.3963 | 830.2494 | 3380 | 830.2494 | 916.3963 | 968.7075 | 472.2831 | 1407 | 1164 | 7400 | 2267 | 510 | 1956 | 3690 | 663 | 767.434 | 883.2277 | 982.3129 | 405.8879
| 3381 | 823.5799 | 823.9535 | 898.652 | 823.9535 | 823.9535 | 898.652 | 823.9535 | 823.9535 | 898.652 | 823.9535 | 960.5442 | 383.3386 | 823.9535 | 898.652 | 823.9535 | 3381 | 823.9535 | 898.652 | 960.5442 | 383.3386 | 1529 | 2210 | 8252 | 3791 | 4056 | 4842 | 3681 | 6458 | 767.3379 | 883.2101 | 982.3129 | 405.5747
| 3382 | 737.9954 | 699.4761 | 858.753 | 699.4761 | 699.4761 | 858.753 | 699.4761 | 699.4761 | 858.753 | 699.4761 | 974.1497 | 326.9652 | 699.4761 | 858.753 | 699.4761 | 3382 | 699.4761 | 858.753 | 974.1497 | 326.9652 | 6110 | 5077 | 5942 | 4905 | 3077 | 2758 | 3672 | 5834 | 767.3379 | 883.1996 | 982.3129 | 405.5747
| 3383 | 704.2658 | 645.8884 | 860.2676 | 645.8884 | 645.8884 | 860.2676 | 645.8884 | 645.8884 | 860.2676 | 645.8884 | 980.9524 | 270.5919 | 645.8884 | 860.2676 | 645.8884 | 3383 | 645.8884 | 860.2676 | 980.9524 | 270.5919 | 7930 | 4961 | 3854 | 6744 | 2150 | 7181 | 3633 | 5613 | 767.3379 | 883.195 | 982.3129 | 405.5747
| 3384 | 720.1477 | 682.7029 | 854.3929 | 682.7029 | 682.7029 | 854.3929 | 682.7029 | 682.7029 | 854.3929 | 682.7029 | 971.4286 | 231.4438 | 682.7029 | 854.3929 | 682.7029 | 3384 | 682.7029 | 854.3929 | 971.4286 | 231.4438 | 6846 | 5349 | 6747 | 8028 | 3452 | 4894 | 3606 | 3168 | 767.2899 | 883.1911 | 982.3129 | 405.5747
| 3385 | 730.1475 | 667.9002 | 891.5698 | 667.9002 | 667.9002 | 891.5698 | 667.9002 | 667.9002 | 891.5698 | 667.9002 | 968.7075 | 343.8772 | 667.9002 | 891.5698 | 667.9002 | 3385 | 667.9002 | 891.5698 | 968.7075 | 343.8772 | 7355 | 2737 | 7399 | 4570 | 3210 | 2055 | 3597 | 4530 | 767.2899 | 883.1847 | 982.3129 | 405.4181
| 3386 | 728.7152 | 652.7611 | 906.0567 | 652.7611 | 652.7611 | 906.0567 | 652.7611 | 652.7611 | 906.0567 | 652.7611 | 967.3469 | 388.3495 | 652.7611 | 906.0567 | 652.7611 | 3386 | 652.7611 | 906.0568 | 967.3469 | 388.3495 | 7778 | 1728 | 7651 | 3696 | 7008 | 717 | 3587 | 8566 | 767.2418 | 883.1628 | 982.3129 | 405.2615
| 3387 | 714.9492 | 631.9027 | 925.6139 | 631.9027 | 631.9027 | 925.6139 | 631.9027 | 631.9027 | 925.6139 | 631.9027 | 965.9864 | 285.6248 | 631.9027 | 925.6139 | 631.9027 | 3387 | 631.9027 | 925.6139 | 965.9864 | 285.6248 | 8195 | 698 | 7899 | 6144 | 6383 | 7967 | 3585 | 3454 | 767.2418 | 883.1627 | 982.3129 | 405.2615
| 3388 | 717.1388 | 640.6978 | 923.0228 | 640.6978 | 640.6978 | 923.0228 | 640.6978 | 640.6978 | 923.0228 | 640.6978 | 963.2653 | 259.0041 | 640.6978 | 923.0228 | 640.6978 | 3388 | 640.6978 | 923.0228 | 963.2653 | 259.0041 | 8037 | 824 | 8127 | 7147 | 2692 | 8226 | 3583 | 3258 | 767.1937 | 883.1128 | 982.3129 | 405.2615
| 3389 | 721.6977 | 647.2341 | 901.0083 | 647.2341 | 647.2341 | 901.0083 | 647.2341 | 647.2341 | 901.0083 | 647.2341 | 963.2653 | 358.5969 | 647.2341 | 901.0083 | 647.2341 | 3389 | 647.2341 | 901.0083 | 963.2653 | 358.5969 | 7905 | 2035 | 8126 | 4289 | 7343 | 690 | 3523 | 1435 | 767.0976 | 883.1128 | 982.3129 | 405.2615
| 3390 | 710.4932 | 619.2627 | 915.9586 | 619.2627 | 619.2627 | 915.9586 | 619.2627 | 619.2627 | 915.9586 | 619.2627 | 965.9864 | 362.9815 | 619.2627 | 915.9586 | 619.2627 | 3390 | 619.2628 | 915.9586 | 965.9864 | 362.9815 | 8418 | 1185 | 7898 | 4211 | 1612 | 7740 | 3522 | 3559 | 767.0976 | 883.0947 | 982.3129 | 405.0788
| 3391 | 709.402 | 641.8513 | 901.3395 | 641.8513 | 641.8513 | 901.3395 | 641.8513 | 641.8513 | 901.3395 | 641.8513 | 957.8231 | 233.6361 | 641.8513 | 901.3395 | 641.8513 | 3391 | 641.8513 | 901.3395 | 957.8231 | 233.6361 | 8016 | 2016 | 8376 | 7970 | 287 | 1071 | 3513 | 5309 | 767.0976 | 883.059 | 982.3129 | 404.9483
| 3392 | 731.2244 | 666.891 | 925.0625 | 666.891 | 666.891 | 925.0625 | 666.891 | 666.891 | 925.0625 | 666.891 | 945.5782 | 256.1854 | 666.891 | 925.0625 | 666.891 | 3392 | 666.891 | 925.0625 | 945.5782 | 256.1854 | 7383 | 730 | 8635 | 7237 | 7009 | 5234 | 3504 | 4654 | 767.0496 | 883.0571 | 982.3129 | 404.9483
| 3393 | 735.0344 | 682.8471 | 902.5306 | 682.8471 | 682.8471 | 902.5306 | 682.8471 | 682.8471 | 902.5306 | 682.8471 | 967.3469 | 250.2349 | 682.8471 | 902.5306 | 682.8471 | 3393 | 682.8471 | 902.5306 | 967.3469 | 250.2349 | 6835 | 1928 | 7650 | 7458 | 928 | 7931 | 3465 | 4615 | 767.0496 | 883.0402 | 982.3129 | 404.9483
| 3394 | 680.9195 | 625.7509 | 826.7483 | 625.7509 | 625.7509 | 826.7483 | 625.7509 | 625.7509 | 826.7483 | 625.7509 | 964.6259 | 255.2459 | 625.7509 | 826.7483 | 625.7509 | 3394 | 625.751 | 826.7483 | 964.6259 | 255.2459 | 8312 | 6706 | 8011 | 7262 | 834 | 7797 | 3438 | 2766 | 767.0496 | 883.0148 | 982.3129 | 404.9483
| 3395 | 665.4483 | 635.267 | 751.6342 | 635.267 | 635.267 | 751.6342 | 635.267 | 635.267 | 751.6342 | 635.267 | 967.3469 | 260.2568 | 635.267 | 751.6342 | 635.267 | 3395 | 635.267 | 751.6342 | 967.3469 | 260.2568 | 8145 | 7453 | 7649 | 7086 | 6016 | 1872 | 3429 | 2286 | 767.0015 | 882.9539 | 982.3129 | 404.9483
| 3396 | 673.3063 | 652.4247 | 745.2325 | 652.4247 | 652.4247 | 745.2325 | 652.4247 | 652.4247 | 745.2325 | 652.4247 | 978.2313 | 247.7294 | 652.4247 | 745.2325 | 652.4247 | 3396 | 652.4247 | 745.2325 | 978.2313 | 247.7294 | 7787 | 7536 | 4605 | 7546 | 3660 | 1896 | 3419 | 466 | 767.0015 | 882.9133 | 982.3129 | 404.9483
| 3397 | 763.4446 | 730.9559 | 898.4132 | 730.9559 | 730.9559 | 898.4132 | 730.9559 | 730.9559 | 898.4132 | 730.9559 | 970.068 | 276.8556 | 730.9559 | 898.4132 | 730.9559 | 3397 | 730.9559 | 898.4133 | 970.068 | 276.8556 | 4786 | 2224 | 7142 | 6500 | 2236 | 7209 | 3417 | 1505 | 767.0015 | 882.9111 | 982.3129 | 404.7917
| 3398 | 751.3911 | 701.2063 | 916.8189 | 701.2063 | 701.2063 | 916.8189 | 701.2063 | 701.2063 | 916.8189 | 701.2063 | 974.1497 | 268.3996 | 701.2063 | 916.8189 | 701.2063 | 3398 | 701.2063 | 916.8189 | 974.1497 | 268.3996 | 6039 | 1142 | 5941 | 6823 | 8739 | 4908 | 3415 | 8341 | 766.9534 | 882.897 | 982.3129 | 404.6351
| 3399 | 708.9867 | 644.4946 | 895.9473 | 644.4946 | 644.4946 | 895.9473 | 644.4946 | 644.4946 | 895.9473 | 644.4946 | 972.7891 | 213.279 | 644.4946 | 895.9473 | 644.4946 | 3399 | 644.4946 | 895.9473 | 972.7891 | 213.2791 | 7958 | 2395 | 6360 | 8380 | 818 | 5248 | 3355 | 3043 | 766.9054 | 882.8919 | 982.3129 | 404.6351
| 3400 | 721.3583 | 662.0849 | 896.9179 | 662.0849 | 662.0849 | 896.9179 | 662.0849 | 662.0849 | 896.9179 | 662.0849 | 970.068 | 244.5976 | 662.0849 | 896.9179 | 662.0849 | 3400 | 662.0849 | 896.9179 | 970.068 | 244.5976 | 7526 | 2326 | 7141 | 7646 | 7781 | 7194 | 3354 | 7505 | 766.7612 | 882.863 | 982.3129 | 404.322
| 3401 | 723.7147 | 654.3952 | 920.9582 | 654.3952 | 654.3952 | 920.9582 | 654.3952 | 654.3952 | 920.9582 | 654.3952 | 976.8707 | 236.1416 | 654.3952 | 920.9582 | 654.3952 | 3401 | 654.3952 | 920.9582 | 976.8708 | 236.1416 | 7734 | 931 | 5104 | 7902 | 7524 | 7588 | 3345 | 5220 | 766.7612 | 882.8493 | 982.3129 | 404.322
| 3402 | 750.4958 | 704.3783 | 922.0071 | 704.3783 | 704.3783 | 922.0071 | 704.3783 | 704.3783 | 922.0071 | 704.3783 | 976.8707 | 207.0153 | 704.3783 | 922.0071 | 704.3783 | 3402 | 704.3783 | 922.0071 | 976.8708 | 207.0153 | 5902 | 884 | 5103 | 8475 | 7203 | 7949 | 3336 | 4919 | 766.7612 | 882.8487 | 982.3129 | 404.322
| 3403 | 821.5398 | 824.8186 | 931.9075 | 824.8186 | 824.8186 | 931.9075 | 824.8186 | 824.8186 | 931.9075 | 824.8186 | 956.4626 | 218.9164 | 824.8186 | 931.9075 | 824.8186 | 3403 | 824.8186 | 931.9075 | 956.4626 | 218.9164 | 1512 | 460 | 8460 | 8296 | 821 | 1970 | 3297 | 4040 | 766.7612 | 882.8452 | 982.3129 | 404.322
| 3404 | 831.7904 | 844.3312 | 917.1882 | 844.3312 | 844.3312 | 917.1882 | 844.3312 | 844.3312 | 917.1882 | 844.3312 | 971.4286 | 250.2349 | 844.3312 | 917.1882 | 844.3312 | 3404 | 844.3312 | 917.1882 | 971.4286 | 250.2349 | 1147 | 1121 | 6746 | 7457 | 4032 | 730 | 3270 | 1817 | 766.7131 | 882.8154 | 982.3129 | 404.322
| 3405 | 824.7561 | 842.6972 | 892.7018 | 842.6972 | 842.6972 | 892.7018 | 842.6972 | 842.6972 | 892.7018 | 842.6972 | 975.5102 | 258.6909 | 842.6972 | 892.7018 | 842.6972 | 3405 | 842.6972 | 892.7018 | 975.5102 | 258.6909 | 1181 | 2653 | 5523 | 7160 | 2643 | 68 | 3261 | 449 | 766.7131 | 882.8154 | 982.3129 | 404.322
| 3406 | 805.0786 | 800.0673 | 909.0067 | 800.0673 | 800.0673 | 909.0067 | 800.0673 | 800.0673 | 909.0067 | 800.0673 | 983.6735 | 250.8613 | 800.0673 | 909.0067 | 800.0673 | 3406 | 800.0673 | 909.0067 | 983.6735 | 250.8613 | 2208 | 1548 | 2815 | 7431 | 7496 | 7934 | 3251 | 1667 | 766.6651 | 882.813 | 982.3129 | 404.1654
| 3407 | 767.1074 | 735.5698 | 907.0601 | 735.5698 | 735.5698 | 907.0601 | 735.5698 | 735.5698 | 907.0601 | 735.5698 | 983.6735 | 243.0316 | 735.5698 | 907.0601 | 735.5698 | 3407 | 735.5698 | 907.0601 | 983.6735 | 243.0316 | 4575 | 1671 | 2814 | 7704 | 4127 | 4645 | 3249 | 7887 | 766.6651 | 882.7953 | 982.3129 | 404.0088
| 3408 | 755.7254 | 715.6245 | 908.3715 | 715.6245 | 715.6245 | 908.3715 | 715.6245 | 715.6245 | 908.3715 | 715.6245 | 975.5102 | 246.1635 | 715.6245 | 908.3715 | 715.6245 | 3408 | 715.6246 | 908.3715 | 975.5102 | 246.1635 | 5405 | 1579 | 5522 | 7591 | 2869 | 1867 | 3247 | 7115 | 766.6651 | 882.7932 | 982.3129 | 404.0088
| 3409 | 753.1026 | 707.8868 | 915.2448 | 707.8868 | 707.8868 | 915.2448 | 707.8868 | 707.8868 | 915.2448 | 707.8868 | 970.068 | 249.2953 | 707.8868 | 915.2448 | 707.8868 | 3409 | 707.8868 | 915.2448 | 970.068 | 249.2953 | 5732 | 1214 | 7140 | 7491 | 2498 | 4725 | 3187 | 5753 | 766.6651 | 882.7763 | 982.3129 | 404.0088
| 3410 | 741.1711 | 687.7013 | 917.1952 | 687.7013 | 687.7013 | 917.1952 | 687.7013 | 687.7013 | 917.1952 | 687.7013 | 971.4286 | 234.5756 | 687.7013 | 917.1952 | 687.7013 | 3410 | 687.7013 | 917.1952 | 971.4286 | 234.5756 | 6621 | 1119 | 6745 | 7948 | 792 | 7978 | 3186 | 5011 | 766.6651 | 882.7622 | 982.3129 | 404.0088
| 3411 | 732.1775 | 670.3513 | 923.5519 | 670.3513 | 670.3513 | 923.5519 | 670.3513 | 670.3513 | 923.5519 | 670.3513 | 967.3469 | 226.1196 | 670.3513 | 923.5519 | 670.3513 | 3411 | 670.3513 | 923.5519 | 967.3469 | 226.1196 | 7292 | 790 | 7648 | 8152 | 440 | 7325 | 3177 | 4321 | 766.6651 | 882.741 | 982.3129 | 404.0088
| 3412 | 725.4818 | 661.9407 | 913.1235 | 661.9407 | 661.9407 | 913.1235 | 661.9407 | 661.9407 | 913.1235 | 661.9407 | 974.1497 | 234.5756 | 661.9407 | 913.1235 | 661.9407 | 3412 | 661.9407 | 913.1235 | 974.1497 | 234.5756 | 7534 | 1312 | 5940 | 7947 | 6280 | 269 | 3168 | 3092 | 766.617 | 882.741 | 982.3129 | 404.0088
| 3413 | 737.7587 | 676.3589 | 925.5068 | 676.3589 | 676.3589 | 925.5068 | 676.3589 | 676.3589 | 925.5068 | 676.3589 | 975.5102 | 240.213 | 676.3589 | 925.5068 | 676.3589 | 3413 | 676.3589 | 925.5068 | 975.5102 | 240.213 | 7087 | 707 | 5521 | 7784 | 7618 | 3225 | 3129 | 2467 | 766.569 | 882.714 | 982.3129 | 404.0088
| 3414 | 746.4381 | 692.8918 | 916.3935 | 692.8918 | 692.8918 | 916.3935 | 692.8918 | 692.8918 | 916.3935 | 692.8918 | 983.6735 | 257.7513 | 692.8918 | 916.3935 | 692.8918 | 3414 | 692.8918 | 916.3935 | 983.6735 | 257.7513 | 6387 | 1165 | 2813 | 7185 | 1639 | 2417 | 3102 | 1644 | 766.5209 | 882.7091 | 982.3129 | 404.0088
| 3415 | 737.7094 | 684.0967 | 908.3929 | 684.0967 | 684.0967 | 908.3929 | 684.0967 | 684.0967 | 908.3929 | 684.0967 | 982.3129 | 239.2734 | 684.0967 | 908.3929 | 684.0967 | 3415 | 684.0967 | 908.3929 | 982.3129 | 239.2734 | 6773 | 1574 | 3398 | 7813 | 7157 | 7657 | 3093 | 8488 | 766.4728 | 882.6755 | 982.3129 | 403.7739
| 3416 | 747.3464 | 688.1338 | 928.4916 | 688.1338 | 688.1338 | 928.4916 | 688.1338 | 688.1338 | 928.4916 | 688.1338 | 978.2313 | 265.581 | 688.1338 | 928.4916 | 688.1338 | 3416 | 688.1338 | 928.4916 | 978.2313 | 265.581 | 6595 | 575 | 4604 | 6914 | 3663 | 8632 | 3083 | 8565 | 766.4728 | 882.6651 | 982.3129 | 403.6956
| 3417 | 733.1186 | 652.2324 | 935.6967 | 652.2324 | 652.2324 | 935.6967 | 652.2324 | 652.2324 | 935.6967 | 652.2324 | 982.3129 | 320.7015 | 652.2324 | 935.6967 | 652.2324 | 3417 | 652.2324 | 935.6967 | 982.3129 | 320.7015 | 7791 | 342 | 3397 | 5045 | 2624 | 1944 | 3081 | 8564 | 766.4728 | 882.6593 | 982.3129 | 403.6956
| 3418 | 716.3444 | 657.1586 | 851.4905 | 657.1586 | 657.1586 | 856.9001 | 657.1586 | 657.1586 | 851.4905 | 657.1586 | 986.3946 | 373.7864 | 657.1586 | 851.4905 | 657.1586 | 3418 | 657.1587 | 851.4905 | 986.3946 | 373.7864 | 7659 | 5528 | 1943 | 3987 | 2287 | 4878 | 3079 | 5325 | 766.4728 | 882.6546 | 982.3129 | 403.6956
| 3419 | 700.3471 | 630.6772 | 918.4903 | 630.6772 | 630.6772 | 718.1816 | 630.6772 | 630.6772 | 918.4903 | 630.6772 | 982.3129 | 303.4764 | 630.6772 | 918.4903 | 630.6772 | 3419 | 630.6772 | 918.4903 | 982.3129 | 303.4764 | 8217 | 1053 | 3396 | 5530 | 805 | 99 | 3019 | 1909 | 766.4728 | 882.6524 | 982.3129 | 403.6956
| 3420 | 726.7669 | 654.2269 | 921.9905 | 654.2269 | 654.2269 | 712.2214 | 654.2269 | 654.2269 | 921.9905 | 654.2269 | 978.2313 | 484.4973 | 654.2269 | 921.9905 | 654.2269 | 3420 | 654.2269 | 921.9905 | 978.2313 | 484.4973 | 7737 | 886 | 4603 | 2095 | 7755 | 2008 | 3018 | 1837 | 766.4248 | 882.6461 | 982.3129 | 403.6956
| 3421 | 749.1774 | 688.1578 | 920.2771 | 688.1578 | 688.1578 | 793.113 | 688.1578 | 688.1578 | 920.2771 | 688.1578 | 980.9524 | 448.3245 | 688.1578 | 920.2771 | 688.1578 | 3421 | 688.1578 | 920.2771 | 980.9524 | 448.3245 | 6592 | 965 | 3853 | 2690 | 1686 | 1236 | 3009 | 6706 | 766.4248 | 882.6398 | 982.3129 | 403.3824
| 3422 | 730.2338 | 666.0499 | 928.8689 | 666.0499 | 666.0499 | 801.2893 | 666.0499 | 666.0499 | 928.8689 | 666.0499 | 980.9524 | 326.0257 | 666.0499 | 928.8689 | 666.0499 | 3422 | 666.0499 | 928.8689 | 980.9524 | 326.0257 | 7403 | 563 | 3852 | 4926 | 3498 | 4906 | 3000 | 6407 | 766.3767 | 882.6037 | 982.3129 | 403.3824
| 3423 | 686.559 | 636.7569 | 789.1061 | 636.7569 | 636.7569 | 786.8091 | 636.7569 | 636.7569 | 789.1061 | 636.7569 | 972.7891 | 390.855 | 636.7569 | 789.1061 | 636.7569 | 3423 | 636.7569 | 789.1062 | 972.7891 | 390.855 | 8121 | 7140 | 6359 | 3657 | 5375 | 2906 | 2961 | 2193 | 766.2325 | 882.6026 | 982.3129 | 403.3824
| 3424 | 684.0505 | 599.702 | 792.2669 | 599.702 | 599.702 | 792.2669 | 599.702 | 599.702 | 792.2669 | 599.702 | 975.5102 | 634.513 | 599.702 | 792.2669 | 599.702 | 3424 | 599.702 | 792.2669 | 975.5102 | 634.513 | 8633 | 7117 | 5520 | 596 | 2514 | 7136 | 2934 | 2111 | 766.2325 | 882.5647 | 982.3129 | 403.3824
| 3425 | 686.836 | 614.6009 | 770.5691 | 614.6009 | 614.6009 | 770.5691 | 614.6009 | 614.6009 | 770.5691 | 614.6009 | 983.6735 | 632.9471 | 614.6009 | 770.5691 | 614.6009 | 3425 | 614.6009 | 770.5691 | 983.6735 | 632.9471 | 8469 | 7244 | 2812 | 608 | 1352 | 460 | 2925 | 1809 | 766.2325 | 882.564 | 982.3129 | 403.3824
| 3426 | 739.3592 | 637.2855 | 927.1277 | 637.2855 | 637.2855 | 927.1277 | 637.2855 | 637.2855 | 927.1277 | 637.2855 | 967.3469 | 576.8869 | 637.2855 | 927.1277 | 637.2855 | 3426 | 637.2855 | 927.1277 | 967.3469 | 576.8869 | 8107 | 633 | 7647 | 1033 | 2967 | 7028 | 2915 | 876 | 766.1845 | 882.5632 | 982.3129 | 403.3824
| 3427 | 810.8218 | 758.3986 | 934.6726 | 758.3986 | 758.3986 | 934.6726 | 758.3986 | 758.3986 | 934.6726 | 758.3986 | 980.9524 | 564.6727 | 758.3986 | 934.6726 | 758.3986 | 3427 | 758.3986 | 934.6726 | 980.9524 | 564.6727 | 3679 | 378 | 3851 | 1149 | 1592 | 91 | 2913 | 3549 | 766.1364 | 882.5553 | 982.3129 | 403.247
| 3428 | 792.1299 | 763.8775 | 930.8444 | 763.8775 | 763.8775 | 930.8444 | 763.8775 | 763.8775 | 930.8444 | 763.8775 | 986.3946 | 269.026 | 763.8775 | 930.8444 | 763.8775 | 3428 | 763.8775 | 930.8444 | 986.3946 | 269.026 | 3499 | 495 | 1942 | 6799 | 1308 | 2032 | 2911 | 7981 | 766.0883 | 882.5486 | 982.3129 | 403.0692
| 3429 | 799.9612 | 757.2932 | 907.7702 | 757.2932 | 757.2932 | 907.7702 | 757.2932 | 757.2932 | 907.7702 | 757.2932 | 982.3129 | 527.7169 | 757.2932 | 907.7702 | 757.2932 | 3429 | 757.2932 | 907.7702 | 982.3129 | 527.7169 | 3733 | 1631 | 3395 | 1551 | 8182 | 2801 | 2851 | 6013 | 766.0403 | 882.5407 | 982.3129 | 403.0692
| 3430 | 770.4543 | 722.7375 | 900.7964 | 722.7375 | 722.7375 | 900.7964 | 722.7375 | 722.7375 | 900.7964 | 722.7375 | 971.4286 | 429.8465 | 722.7375 | 900.7964 | 722.7375 | 3430 | 722.7375 | 900.7964 | 971.4286 | 429.8465 | 5113 | 2055 | 6744 | 3005 | 6545 | 7652 | 2850 | 4556 | 766.0403 | 882.5169 | 982.3129 | 403.0692
| 3431 | 740.8354 | 684.8657 | 893.94 | 684.8657 | 684.8657 | 893.94 | 684.8657 | 684.8657 | 893.94 | 684.8657 | 985.034 | 331.9762 | 684.8657 | 893.94 | 684.8657 | 3431 | 684.8657 | 893.94 | 985.034 | 331.9762 | 6743 | 2540 | 2276 | 4797 | 646 | 2708 | 2841 | 3025 | 766.0403 | 882.5115 | 982.3129 | 403.0692
| 3432 | 749.8492 | 680.9727 | 892.5061 | 680.9727 | 680.9727 | 892.5061 | 680.9727 | 680.9727 | 892.5061 | 680.9727 | 987.7551 | 492.327 | 680.9727 | 892.5061 | 680.9727 | 3432 | 680.9728 | 892.5061 | 987.7551 | 492.327 | 6908 | 2670 | 1579 | 1990 | 4007 | 4805 | 2832 | 5546 | 765.9922 | 882.5098 | 982.3129 | 402.756
| 3433 | 700.9795 | 688.8067 | 719.4181 | 688.8067 | 688.8067 | 719.4181 | 688.8067 | 688.8067 | 719.4181 | 688.8067 | 987.7551 | 437.8328 | 688.8067 | 719.4181 | 688.8067 | 3433 | 688.8067 | 719.4181 | 987.7551 | 437.8328 | 6562 | 7803 | 1578 | 2863 | 2093 | 1953 | 2793 | 3622 | 765.9442 | 882.4975 | 982.3129 | 402.756
| 3434 | 689.9104 | 679.3867 | 726.1315 | 679.3867 | 679.3867 | 726.1315 | 679.3867 | 679.3867 | 726.1315 | 679.3867 | 995.9184 | 323.207 | 679.3867 | 726.1315 | 679.3867 | 3434 | 679.3867 | 726.1315 | 995.9184 | 323.207 | 6972 | 7728 | 336 | 4988 | 3792 | 7668 | 2766 | 3469 | 765.8961 | 882.4936 | 982.3129 | 402.756
| 3435 | 697.5235 | 674.5326 | 726.4962 | 674.5326 | 674.5326 | 726.4962 | 674.5326 | 674.5326 | 726.4962 | 674.5326 | 994.5578 | 468.5249 | 674.5326 | 726.4962 | 674.5326 | 3435 | 674.5326 | 726.4962 | 994.5578 | 468.5249 | 7160 | 7723 | 512 | 2330 | 1695 | 704 | 2757 | 3144 | 765.8961 | 882.4875 | 982.3129 | 402.756
| 3436 | 687.7841 | 660.8834 | 721.4051 | 660.8834 | 660.8834 | 721.4051 | 660.8834 | 660.8834 | 721.4051 | 660.8834 | 991.8367 | 464.4535 | 660.8834 | 721.4051 | 660.8834 | 3436 | 660.8834 | 721.4051 | 991.8367 | 464.4535 | 7561 | 7778 | 888 | 2397 | 7204 | 5236 | 2747 | 2434 | 765.848 | 882.4731 | 982.3129 | 402.756
| 3437 | 714.5868 | 685.3943 | 798.7639 | 685.3943 | 685.3943 | 798.7639 | 685.3943 | 685.3943 | 798.7639 | 685.3943 | 991.8367 | 334.1685 | 685.3943 | 798.7639 | 685.3943 | 3437 | 685.3943 | 798.7639 | 991.8367 | 334.1685 | 6715 | 7090 | 887 | 4757 | 7319 | 7811 | 2745 | 2205 | 765.8 | 882.4705 | 982.3129 | 402.756
| 3438 | 759.9731 | 699.9087 | 949.3677 | 699.9087 | 699.9087 | 949.3677 | 699.9087 | 699.9087 | 949.3677 | 699.9087 | 982.3129 | 260.57 | 699.9087 | 949.3677 | 699.9087 | 3438 | 699.9087 | 949.3677 | 982.3129 | 260.57 | 6088 | 76 | 3394 | 7075 | 1170 | 7677 | 2743 | 3832 | 765.8 | 882.4581 | 982.3129 | 402.5994
| 3439 | 735.6782 | 670.3513 | 901.3247 | 670.3513 | 670.3513 | 901.3247 | 670.3513 | 670.3513 | 901.3247 | 670.3513 | 972.7891 | 358.5969 | 670.3513 | 901.3247 | 670.3513 | 3439 | 670.3513 | 901.3247 | 972.7891 | 358.5969 | 7291 | 2018 | 6358 | 4288 | 263 | 2047 | 2683 | 8464 | 765.8 | 882.4462 | 982.3129 | 402.5407
| 3440 | 701.6498 | 659.3935 | 819.8438 | 659.3935 | 659.3935 | 819.8438 | 659.3935 | 659.3935 | 819.8438 | 659.3935 | 986.3946 | 282.1798 | 659.3935 | 819.8438 | 659.3935 | 3440 | 659.3935 | 819.8438 | 986.3946 | 282.1798 | 7601 | 6853 | 1941 | 6283 | 3254 | 7795 | 2682 | 8174 | 765.7039 | 882.4363 | 982.3129 | 402.4429
| 3441 | 729.1682 | 676.6473 | 832.3148 | 676.6473 | 676.6473 | 832.3148 | 676.6473 | 676.6473 | 832.3148 | 676.6473 | 959.1837 | 506.7335 | 676.6473 | 832.3148 | 676.6473 | 3441 | 676.6473 | 832.3148 | 959.1837 | 506.7335 | 7078 | 6530 | 8324 | 1805 | 1384 | 1762 | 2673 | 7888 | 765.7039 | 882.4078 | 982.3129 | 402.4429
| 3442 | 710.7794 | 688.5663 | 695.3771 | 688.5663 | 688.5663 | 887.0518 | 688.5663 | 688.5663 | 695.3771 | 688.5663 | 976.8707 | 492.327 | 688.5663 | 695.3771 | 688.5663 | 3442 | 688.5664 | 695.3771 | 976.8708 | 492.327 | 6576 | 8069 | 5102 | 1989 | 1165 | 1834 | 2664 | 5320 | 765.7039 | 882.3706 | 982.3129 | 402.4428
| 3443 | 648.5246 | 626.0874 | 684.7289 | 626.0874 | 626.0874 | 684.7289 | 626.0874 | 626.0874 | 684.7289 | 626.0874 | 985.034 | 346.6959 | 626.0874 | 684.7289 | 626.0874 | 3443 | 626.0874 | 684.7289 | 985.034 | 346.6959 | 8298 | 8173 | 2275 | 4522 | 44 | 7951 | 2625 | 4134 | 765.7038 | 882.3508 | 982.3129 | 402.4428
| 3444 | 691.104 | 656.0292 | 679.2103 | 656.0292 | 656.0292 | 679.2103 | 656.0292 | 656.0292 | 679.2103 | 656.0292 | 989.1156 | 721.2653 | 656.0292 | 679.2103 | 656.0292 | 3444 | 656.0292 | 679.2103 | 989.1156 | 721.2653 | 7690 | 8219 | 1254 | 211 | 1022 | 3714 | 2598 | 3811 | 765.6558 | 882.2908 | 982.3129 | 402.4428
| 3445 | 680.0226 | 645.3597 | 687.8128 | 645.3597 | 645.3597 | 687.8128 | 645.3597 | 645.3597 | 687.8128 | 645.3597 | 986.3946 | 619.7933 | 645.3597 | 687.8128 | 645.3597 | 3445 | 645.3597 | 687.8128 | 986.3946 | 619.7933 | 7938 | 8145 | 1940 | 691 | 1503 | 5241 | 2589 | 1768 | 765.5597 | 882.2723 | 982.3129 | 402.4428
| 3446 | 654.1079 | 630.8934 | 685.7596 | 630.8934 | 630.8934 | 685.7596 | 630.8934 | 630.8934 | 685.7596 | 630.8934 | 983.6735 | 383.6517 | 630.8934 | 685.7596 | 630.8934 | 3446 | 630.8935 | 685.7596 | 983.6735 | 383.6517 | 8215 | 8164 | 2811 | 3782 | 3601 | 2397 | 2579 | 1473 | 765.5116 | 882.2393 | 982.3129 | 402.4428
| 3447 | 678.5453 | 629.0191 | 744.5416 | 629.0191 | 629.0191 | 677.6708 | 629.0191 | 629.0191 | 744.5416 | 629.0191 | 987.7551 | 568.4309 | 629.0191 | 744.5416 | 629.0191 | 3447 | 629.0191 | 744.5416 | 987.7551 | 568.4309 | 8242 | 7543 | 1577 | 1120 | 855 | 6948 | 2577 | 1025 | 765.4876 | 882.2081 | 982.3129 | 402.4428
| 3448 | 668.6197 | 644.2543 | 669.5821 | 644.2543 | 644.2543 | 669.5821 | 644.2543 | 644.2543 | 669.5821 | 644.2543 | 987.7551 | 540.5575 | 644.2543 | 669.5821 | 644.2543 | 3448 | 644.2543 | 669.5821 | 987.7551 | 540.5575 | 7964 | 8292 | 1576 | 1403 | 7315 | 7512 | 2575 | 638 | 765.4636 | 882.2069 | 982.3129 | 402.4428
| 3449 | 679.5436 | 671.4567 | 651.9942 | 671.4567 | 671.4567 | 651.9942 | 671.4567 | 671.4567 | 651.9942 | 671.4567 | 1000 | 533.9806 | 671.4567 | 651.9942 | 671.4567 | 3449 | 671.4567 | 651.9942 | 1000 | 533.9806 | 7261 | 8401 | 32 | 1482 | 1616 | 456 | 2515 | 3808 | 765.4635 | 882.2069 | 982.3129 | 402.3646
| 3450 | 681.9306 | 691.2097 | 567.039 | 691.2097 | 691.2097 | 567.039 | 691.2097 | 691.2097 | 567.039 | 691.2097 | 980.9524 | 768.243 | 691.2097 | 567.039 | 691.2097 | 3450 | 691.2097 | 567.039 | 980.9524 | 768.243 | 6454 | 8550 | 3850 | 99 | 259 | 4909 | 2514 | 8316 | 765.4635 | 882.1996 | 982.3129 | 402.2863
| 3451 | 722.3828 | 706.2046 | 721.2417 | 706.2046 | 706.2046 | 721.2417 | 706.2046 | 706.2046 | 721.2417 | 706.2046 | 995.9184 | 582.8375 | 706.2046 | 721.2417 | 706.2046 | 3451 | 706.2046 | 721.2417 | 995.9184 | 582.8375 | 5816 | 7779 | 335 | 985 | 7545 | 7805 | 2505 | 6481 | 765.4155 | 882.1712 | 982.3129 | 402.1297
| 3452 | 732.1612 | 767.2899 | 717.8928 | 767.2899 | 767.2899 | 717.8928 | 767.2899 | 767.2899 | 717.8928 | 767.2899 | 978.2313 | 262.1359 | 767.2899 | 717.8928 | 767.2899 | 3452 | 767.2899 | 717.8928 | 978.2313 | 262.1359 | 3384 | 7823 | 4602 | 7016 | 7025 | 4963 | 2496 | 6412 | 765.4155 | 882.1654 | 982.3129 | 402.1297
| 3453 | 743.6419 | 770.0293 | 734.6047 | 770.0293 | 770.0293 | 734.6047 | 770.0293 | 770.0293 | 734.6047 | 770.0293 | 993.1973 | 319.1356 | 770.0293 | 734.6047 | 770.0293 | 3453 | 770.0293 | 734.6047 | 993.1973 | 319.1356 | 3268 | 7642 | 667 | 5083 | 8214 | 7702 | 2457 | 3784 | 765.3674 | 882.0932 | 982.3129 | 402.1297
| 3454 | 745.1603 | 755.1785 | 747.7491 | 755.1785 | 755.1785 | 747.7491 | 755.1785 | 755.1785 | 747.7491 | 755.1785 | 994.5578 | 405.2615 | 755.1785 | 747.7491 | 755.1785 | 3454 | 755.1785 | 747.7491 | 994.5578 | 405.2615 | 3814 | 7505 | 511 | 3387 | 5422 | 2797 | 2430 | 3597 | 765.3674 | 882.0476 | 982.3129 | 402.1297
| 3455 | 783.771 | 734.4163 | 908.3219 | 734.4163 | 734.4163 | 908.3219 | 734.4163 | 734.4163 | 908.3219 | 734.4163 | 972.7891 | 491.3874 | 734.4163 | 908.3219 | 734.4163 | 3455 | 734.4163 | 908.3219 | 972.7891 | 491.3874 | 4624 | 1582 | 6357 | 2002 | 3344 | 8107 | 2421 | 2175 | 765.3674 | 882.0453 | 982.3129 | 402.1297
| 3456 | 766.5585 | 729.2257 | 913.0972 | 729.2257 | 729.2257 | 913.0972 | 729.2257 | 729.2257 | 913.0972 | 729.2257 | 993.1973 | 252.4272 | 729.2257 | 913.0972 | 729.2257 | 3456 | 729.2257 | 913.0972 | 993.1973 | 252.4272 | 4849 | 1315 | 666 | 7374 | 2120 | 571 | 2411 | 8595 | 765.3674 | 882.0453 | 982.3129 | 401.8165
| 3457 | 776.2827 | 710.8185 | 916.6655 | 710.8185 | 710.8185 | 916.6655 | 710.8185 | 710.8185 | 916.6655 | 710.8185 | 990.4762 | 524.2718 | 710.8185 | 916.6655 | 710.8185 | 3457 | 710.8185 | 916.6655 | 990.4762 | 524.2718 | 5603 | 1152 | 1053 | 1596 | 678 | 7328 | 2409 | 6489 | 765.3674 | 881.989 | 982.3129 | 401.8165
| 3458 | 776.8964 | 702.9846 | 917.0943 | 702.9846 | 702.9846 | 917.0943 | 702.9846 | 702.9846 | 917.0943 | 702.9846 | 998.6395 | 585.6561 | 702.9846 | 917.0943 | 702.9846 | 3458 | 702.9846 | 917.0943 | 998.6395 | 585.6561 | 5968 | 1126 | 116 | 964 | 1730 | 272 | 2407 | 5541 | 765.3194 | 881.9889 | 982.3129 | 401.8165
| 3459 | 761.8266 | 688.4702 | 929.6055 | 688.4702 | 688.4702 | 929.6055 | 688.4702 | 688.4702 | 929.6055 | 688.4702 | 995.9184 | 443.4701 | 688.4702 | 929.6055 | 688.4702 | 3459 | 688.4702 | 929.6055 | 995.9184 | 443.4701 | 6581 | 539 | 334 | 2775 | 824 | 2082 | 2347 | 4140 | 765.3194 | 881.9797 | 982.3129 | 401.8165
| 3460 | 737.423 | 656.8463 | 921.0966 | 656.8463 | 656.8463 | 921.0966 | 656.8463 | 656.8463 | 921.0966 | 656.8463 | 986.3946 | 398.3714 | 656.8463 | 921.0966 | 656.8463 | 3460 | 656.8463 | 921.0966 | 986.3946 | 398.3714 | 7667 | 923 | 1939 | 3521 | 3480 | 2509 | 2346 | 1813 | 765.2713 | 881.9587 | 982.3129 | 401.8165
| 3461 | 757.1907 | 691.9306 | 922.9579 | 691.9306 | 691.9306 | 922.9579 | 691.9306 | 691.9306 | 922.9579 | 691.9306 | 989.1156 | 384.2781 | 691.9306 | 922.9579 | 691.9306 | 3461 | 691.9306 | 922.958 | 989.1156 | 384.2781 | 6424 | 829 | 1253 | 3774 | 7117 | 5239 | 2337 | 2998 | 765.2232 | 881.9577 | 982.3129 | 401.6599
| 3462 | 745.421 | 672.4179 | 937.1749 | 672.4179 | 672.4179 | 937.1749 | 672.4179 | 672.4179 | 937.1749 | 672.4179 | 995.9184 | 311.9324 | 672.4179 | 937.1749 | 672.4179 | 3462 | 672.4179 | 937.1749 | 995.9184 | 311.9324 | 7229 | 301 | 333 | 5256 | 1050 | 1907 | 2328 | 8575 | 765.2232 | 881.9198 | 982.3129 | 401.5033
| 3463 | 734.0214 | 662.4694 | 920.5017 | 662.4694 | 662.4694 | 920.5017 | 662.4694 | 662.4694 | 920.5017 | 662.4694 | 974.1497 | 320.3883 | 662.4694 | 920.5017 | 662.4694 | 3463 | 662.4694 | 920.5017 | 974.1497 | 320.3884 | 7515 | 953 | 5939 | 5054 | 1752 | 729 | 2289 | 5062 | 765.1752 | 881.9088 | 982.3129 | 401.5033
| 3464 | 744.0207 | 676.3589 | 913.9323 | 676.3589 | 676.3589 | 913.9323 | 676.3589 | 676.3589 | 913.9323 | 676.3589 | 986.3946 | 363.2947 | 676.3589 | 913.9323 | 676.3589 | 3464 | 676.3589 | 913.9323 | 986.3946 | 363.2947 | 7086 | 1271 | 1938 | 4203 | 7859 | 67 | 2262 | 3284 | 765.1271 | 881.9088 | 982.3129 | 401.5033
| 3465 | 752.6876 | 670.5916 | 929.7309 | 670.5916 | 670.5916 | 929.7309 | 670.5916 | 670.5916 | 929.7309 | 670.5916 | 982.3129 | 471.6567 | 670.5916 | 929.7309 | 670.5916 | 3465 | 670.5916 | 929.7309 | 982.3129 | 471.6568 | 7282 | 533 | 3393 | 2278 | 6624 | 7433 | 2253 | 3141 | 765.1271 | 881.896 | 982.3129 | 401.5033
| 3466 | 773.8567 | 700.4854 | 941.7889 | 700.4854 | 700.4854 | 941.7889 | 700.4854 | 700.4854 | 941.7889 | 700.4854 | 985.034 | 477.9205 | 700.4854 | 941.7889 | 700.4854 | 3466 | 700.4854 | 941.7889 | 985.034 | 477.9205 | 6063 | 194 | 2274 | 2181 | 4651 | 377 | 2243 | 3103 | 765.1271 | 881.896 | 982.3129 | 401.5033
| 3467 | 768.8913 | 698.9475 | 927.1291 | 698.9475 | 698.9475 | 927.1291 | 698.9475 | 698.9475 | 927.1291 | 698.9475 | 971.4286 | 492.9533 | 698.9475 | 927.1291 | 698.9475 | 3467 | 698.9475 | 927.1291 | 971.4286 | 492.9533 | 6133 | 632 | 6743 | 1979 | 941 | 7130 | 2241 | 2832 | 765.0791 | 881.8612 | 982.3129 | 401.5033
| 3468 | 785.1951 | 703.4171 | 929.9812 | 703.4171 | 703.4171 | 929.9812 | 703.4171 | 703.4171 | 929.9812 | 703.4171 | 956.4626 | 689.0072 | 703.4171 | 929.9812 | 703.4171 | 3468 | 703.4171 | 929.9812 | 956.4626 | 689.0072 | 5939 | 522 | 8459 | 323 | 3682 | 1399 | 2239 | 7176 | 765.031 | 881.849 | 982.3129 | 401.1901
| 3469 | 765.9224 | 702.3598 | 934.5034 | 702.3598 | 702.3598 | 934.5034 | 702.3598 | 702.3598 | 934.5034 | 702.3598 | 963.2653 | 402.756 | 702.3598 | 934.5034 | 702.3598 | 3469 | 702.3598 | 934.5034 | 963.2653 | 402.756 | 5996 | 380 | 8125 | 3434 | 2933 | 2802 | 2179 | 2940 | 764.9829 | 881.8449 | 982.3129 | 401.1901
| 3470 | 792.8082 | 712.7409 | 917.5583 | 712.7409 | 712.7409 | 917.5583 | 712.7409 | 712.7409 | 917.5583 | 712.7409 | 975.5102 | 751.6442 | 712.7409 | 917.5583 | 712.7409 | 3470 | 712.7409 | 917.5583 | 975.5102 | 751.6442 | 5518 | 1105 | 5519 | 143 | 2046 | 2026 | 2178 | 2508 | 764.9829 | 881.835 | 982.3129 | 401.1901
| 3471 | 809.5991 | 717.8353 | 1000 | 717.8353 | 717.8353 | 1000 | 717.8353 | 717.8353 | 1000 | 717.8353 | 997.2789 | 594.4253 | 717.8353 | 1000 | 717.8353 | 3471 | 717.8353 | 1000 | 997.2789 | 594.4253 | 5320 | 1 | 188 | 883 | 7214 | 7774 | 2169 | 1808 | 764.9349 | 881.8328 | 982.3129 | 401.1901
| 3472 | 800.0867 | 710.0014 | 970.168 | 710.0014 | 710.0014 | 970.168 | 710.0014 | 710.0014 | 970.168 | 710.0014 | 985.034 | 655.4964 | 710.0014 | 970.168 | 710.0014 | 3472 | 710.0014 | 970.168 | 985.034 | 655.4964 | 5646 | 14 | 2273 | 468 | 6353 | 8013 | 2160 | 1424 | 764.8868 | 881.8188 | 982.3129 | 401.1901
| 3473 | 789.5286 | 720.8632 | 943.0881 | 720.8632 | 720.8632 | 943.0881 | 720.8632 | 720.8632 | 943.0881 | 720.8632 | 998.6395 | 515.5027 | 720.8632 | 943.0881 | 720.8632 | 3473 | 720.8632 | 943.0881 | 998.6395 | 515.5027 | 5199 | 169 | 115 | 1702 | 2406 | 2009 | 2121 | 857 | 764.8388 | 881.8031 | 982.3129 | 401.1901
| 3474 | 790.2732 | 737.1077 | 928.7362 | 737.1077 | 737.1077 | 928.7362 | 737.1077 | 737.1077 | 928.7362 | 737.1077 | 953.7415 | 498.2775 | 737.1077 | 928.7362 | 737.1077 | 3474 | 737.1077 | 928.7362 | 953.7415 | 498.2775 | 4499 | 566 | 8532 | 1917 | 3625 | 133 | 2094 | 7142 | 764.6465 | 881.801 | 982.3129 | 400.8769
| 3475 | 863.3851 | 842.7933 | 943.5426 | 842.7933 | 842.7933 | 943.5426 | 842.7933 | 842.7933 | 943.5426 | 842.7933 | 975.5102 | 595.3649 | 842.7933 | 943.5426 | 842.7933 | 3475 | 842.7933 | 943.5426 | 975.5102 | 595.3649 | 1179 | 161 | 5518 | 878 | 2942 | 7046 | 2085 | 5903 | 764.6465 | 881.8005 | 982.3129 | 400.8769
| 3476 | 859.9161 | 853.655 | 932.6724 | 853.655 | 853.655 | 932.6724 | 853.655 | 853.655 | 932.6724 | 853.655 | 972.7891 | 506.1071 | 853.655 | 932.6724 | 853.655 | 3476 | 853.655 | 932.6724 | 972.7891 | 506.1071 | 994 | 444 | 6356 | 1815 | 1698 | 7663 | 2075 | 3598 | 764.6465 | 881.7878 | 982.3129 | 400.7203
| 3477 | 844.5186 | 851.7326 | 922.4763 | 851.7326 | 851.7326 | 922.4763 | 851.7326 | 851.7326 | 922.4763 | 851.7326 | 976.8707 | 342.6245 | 851.7326 | 922.4763 | 851.7326 | 3477 | 851.7326 | 922.4763 | 976.8708 | 342.6245 | 1022 | 857 | 5101 | 4598 | 2943 | 7684 | 2073 | 8035 | 764.5504 | 881.7705 | 982.3129 | 400.5637
| 3478 | 828.9555 | 823.7132 | 928.4994 | 823.7132 | 823.7132 | 928.4994 | 823.7132 | 823.7132 | 928.4994 | 823.7132 | 989.1156 | 312.5587 | 823.7132 | 928.4994 | 823.7132 | 3478 | 823.7132 | 928.4994 | 989.1156 | 312.5587 | 1534 | 574 | 1252 | 5232 | 823 | 8250 | 2071 | 6193 | 764.4543 | 881.734 | 982.3129 | 400.5637
| 3479 | 806.5447 | 794.8767 | 917.9718 | 794.8767 | 794.8767 | 917.9718 | 794.8767 | 794.8767 | 917.9718 | 794.8767 | 978.2313 | 282.493 | 794.8767 | 917.9718 | 794.8767 | 3479 | 794.8767 | 917.9718 | 978.2313 | 282.493 | 2372 | 1082 | 4601 | 6275 | 1257 | 5337 | 2011 | 5046 | 764.4062 | 881.7319 | 982.3129 | 400.5637
| 3480 | 794.5015 | 765.2713 | 921.5698 | 765.2713 | 765.2713 | 921.5698 | 765.2713 | 765.2713 | 921.5698 | 765.2713 | 970.068 | 344.5036 | 765.2713 | 921.5698 | 765.2713 | 3480 | 765.2713 | 921.5698 | 970.068 | 344.5036 | 3460 | 904 | 7139 | 4561 | 8290 | 5107 | 2010 | 4975 | 764.3582 | 881.7319 | 982.3129 | 400.5637
| 3481 | 778.2758 | 733.9357 | 917.3187 | 733.9357 | 733.9357 | 917.3187 | 733.9357 | 733.9357 | 917.3187 | 733.9357 | 979.5918 | 375.5089 | 733.9357 | 917.3187 | 733.9357 | 3481 | 733.9357 | 917.3187 | 979.5918 | 375.5089 | 4646 | 1115 | 4139 | 3959 | 7565 | 7749 | 2001 | 4159 | 764.262 | 881.7224 | 982.3129 | 400.5637
| 3482 | 778.1136 | 727.3514 | 921.9923 | 727.3514 | 727.3514 | 921.9923 | 727.3514 | 727.3514 | 921.9923 | 727.3514 | 968.7075 | 418.1021 | 727.3514 | 921.9923 | 727.3514 | 3482 | 727.3514 | 921.9923 | 968.7075 | 418.1021 | 4914 | 885 | 7398 | 3186 | 3553 | 1869 | 1992 | 2147 | 764.262 | 881.7174 | 982.3129 | 400.5637
| 3483 | 763.779 | 702.3598 | 922.6362 | 702.3598 | 702.3598 | 922.6362 | 702.3598 | 702.3598 | 922.6362 | 702.3598 | 974.1497 | 409.3329 | 702.3598 | 922.6362 | 702.3598 | 3483 | 702.3598 | 922.6362 | 974.1497 | 409.3329 | 5995 | 849 | 5938 | 3331 | 1875 | 7065 | 1953 | 1618 | 764.262 | 881.7018 | 982.3129 | 400.5637
| 3484 | 774.4242 | 702.3117 | 919.6116 | 702.3117 | 702.3117 | 919.6116 | 702.3117 | 702.3117 | 919.6116 | 702.3117 | 980.9524 | 564.0464 | 702.3117 | 919.6116 | 702.3117 | 3484 | 702.3117 | 919.6116 | 980.9524 | 564.0464 | 5998 | 998 | 3849 | 1158 | 774 | 7405 | 1926 | 499 | 764.262 | 881.692 | 982.3129 | 400.5637
| 3485 | 794.2977 | 723.0259 | 943.5124 | 723.0259 | 723.0259 | 943.5124 | 723.0259 | 723.0259 | 943.5124 | 723.0259 | 980.9524 | 580.9583 | 723.0259 | 943.5124 | 723.0259 | 3485 | 723.0259 | 943.5124 | 980.9524 | 580.9583 | 5102 | 162 | 3848 | 1000 | 4942 | 349 | 1917 | 3503 | 764.1659 | 881.692 | 982.3129 | 400.4398
| 3486 | 769.4749 | 686.692 | 925.7989 | 686.692 | 686.692 | 925.7989 | 686.692 | 686.692 | 925.7989 | 686.692 | 987.7551 | 588.1616 | 686.692 | 925.7989 | 686.692 | 3486 | 686.692 | 925.7989 | 987.7551 | 588.1616 | 6665 | 691 | 1575 | 942 | 2960 | 7408 | 1907 | 2450 | 764.1659 | 881.6872 | 982.3129 | 400.4071
| 3487 | 757.9767 | 683.6161 | 908.2866 | 683.6161 | 683.6161 | 908.2866 | 683.6161 | 683.6161 | 908.2866 | 683.6161 | 976.8707 | 532.7278 | 683.6161 | 908.2866 | 683.6161 | 3487 | 683.6161 | 908.2867 | 976.8708 | 532.7278 | 6802 | 1587 | 5100 | 1494 | 45 | 352 | 1905 | 8592 | 764.1659 | 881.6872 | 982.3129 | 400.2506
| 3488 | 774.7743 | 706.6853 | 921.9308 | 706.6853 | 706.6853 | 921.9308 | 706.6853 | 706.6853 | 921.9308 | 706.6853 | 978.2313 | 527.4037 | 706.6853 | 921.9308 | 706.6853 | 3488 | 706.6853 | 921.9308 | 978.2313 | 527.4037 | 5789 | 889 | 4600 | 1559 | 8580 | 2908 | 1903 | 7891 | 764.0698 | 881.6656 | 982.3129 | 400.2506
| 3489 | 782.0978 | 701.6869 | 911.0297 | 701.6869 | 701.6869 | 911.0297 | 701.6869 | 701.6869 | 911.0297 | 701.6869 | 971.4286 | 720.3257 | 701.6869 | 911.0297 | 701.6869 | 3489 | 701.6869 | 911.0297 | 971.4286 | 720.3257 | 6024 | 1430 | 6742 | 213 | 8546 | 7897 | 1843 | 7890 | 764.0698 | 881.6595 | 982.3129 | 400.2506
| 3490 | 797.6013 | 736.4349 | 935.1012 | 736.4349 | 736.4349 | 935.1012 | 736.4349 | 736.4349 | 935.1012 | 736.4349 | 960.5442 | 573.99 | 736.4349 | 935.1012 | 736.4349 | 3490 | 736.4349 | 935.1012 | 960.5442 | 573.99 | 4535 | 367 | 8251 | 1060 | 5706 | 4752 | 1842 | 4111 | 764.0698 | 881.6522 | 982.3129 | 399.9374
| 3491 | 765.5869 | 695.8235 | 903.5195 | 695.8235 | 695.8235 | 903.5195 | 695.8235 | 695.8235 | 903.5195 | 695.8235 | 976.8707 | 560.6796 | 695.8235 | 903.5195 | 695.8235 | 3491 | 695.8235 | 903.5195 | 976.8708 | 560.6796 | 6247 | 1878 | 5099 | 1187 | 3664 | 4769 | 1833 | 2590 | 764.0698 | 881.626 | 982.3129 | 399.9374
| 3492 | 781.2451 | 708.2232 | 921.1264 | 708.2232 | 708.2232 | 921.1264 | 708.2232 | 708.2232 | 921.1264 | 708.2232 | 967.3469 | 619.7933 | 708.2232 | 921.1264 | 708.2232 | 3492 | 708.2232 | 921.1264 | 967.3469 | 619.7933 | 5719 | 921 | 7646 | 690 | 7620 | 2846 | 1824 | 1169 | 764.0217 | 881.6203 | 982.3129 | 399.9374
| 3493 | 786.5386 | 729.2738 | 913.8095 | 729.2738 | 729.2738 | 913.8095 | 729.2738 | 729.2738 | 913.8095 | 729.2738 | 940.1361 | 581.9762 | 729.2738 | 913.8095 | 729.2738 | 3493 | 729.2738 | 913.8095 | 940.1361 | 581.9762 | 4848 | 1277 | 8686 | 988 | 3507 | 6954 | 1785 | 834 | 764.0217 | 881.6175 | 982.3129 | 399.9374
| 3494 | 776.456 | 734.6085 | 909.4087 | 734.6085 | 734.6085 | 909.4087 | 734.6085 | 734.6085 | 909.4087 | 734.6085 | 946.9388 | 408.9414 | 734.6085 | 909.4087 | 734.6085 | 3494 | 734.6085 | 909.4087 | 946.9388 | 408.9414 | 4616 | 1522 | 8583 | 3334 | 3743 | 2836 | 1758 | 5902 | 763.9737 | 881.6117 | 982.3129 | 399.7808
| 3495 | 776.3245 | 714.2788 | 920.9898 | 714.2788 | 714.2788 | 920.9898 | 714.2788 | 714.2788 | 920.9898 | 714.2788 | 979.5918 | 490.761 | 714.2788 | 920.9898 | 714.2788 | 3495 | 714.2789 | 920.9898 | 979.5918 | 490.761 | 5457 | 928 | 4138 | 2008 | 2657 | 7235 | 1749 | 8271 | 763.9737 | 881.5713 | 982.3129 | 399.6242
| 3496 | 796.1913 | 743.7881 | 919.5185 | 743.7881 | 743.7881 | 919.5185 | 743.7881 | 743.7881 | 919.5185 | 743.7881 | 970.068 | 548.2305 | 743.7881 | 919.5185 | 743.7881 | 3496 | 743.7882 | 919.5185 | 970.068 | 548.2305 | 4242 | 1006 | 7138 | 1320 | 7876 | 4689 | 1739 | 6395 | 763.9256 | 881.5708 | 982.3129 | 399.6242
| 3497 | 799.1617 | 753.2561 | 911.4928 | 753.2561 | 753.2561 | 911.4928 | 753.2561 | 753.2561 | 911.4928 | 753.2561 | 972.7891 | 543.4544 | 753.2561 | 911.4928 | 753.2561 | 3497 | 753.2561 | 911.4928 | 972.7891 | 543.4544 | 3892 | 1403 | 6355 | 1365 | 5993 | 7930 | 1737 | 5985 | 763.9256 | 881.5465 | 982.3129 | 399.6242
| 3498 | 797.7121 | 766.3767 | 901.0291 | 766.3767 | 766.3767 | 901.0291 | 766.3767 | 766.3767 | 901.0291 | 766.3767 | 986.3946 | 446.4453 | 766.3767 | 901.0291 | 766.3767 | 3498 | 766.3767 | 901.0291 | 986.3946 | 446.4454 | 3422 | 2033 | 1937 | 2728 | 8584 | 7790 | 1735 | 2260 | 763.8775 | 881.5351 | 982.3129 | 399.6242
| 3499 | 869.3261 | 874.994 | 926.6827 | 874.994 | 874.994 | 926.6827 | 874.994 | 874.994 | 926.6827 | 874.994 | 970.068 | 493.8146 | 874.994 | 926.6827 | 874.994 | 3499 | 874.994 | 926.6827 | 970.068 | 493.8146 | 750 | 659 | 7137 | 1966 | 3428 | 4647 | 1675 | 1385 | 763.8775 | 881.5158 | 982.3129 | 399.6242
| 3500 | 850.9598 | 872.591 | 907.9842 | 872.591 | 872.591 | 907.9842 | 872.591 | 872.591 | 907.9842 | 872.591 | 983.6735 | 317.0999 | 872.591 | 907.9842 | 872.591 | 3500 | 872.591 | 907.9842 | 983.6735 | 317.0999 | 787 | 1605 | 2810 | 5119 | 2321 | 1007 | 1674 | 8420 | 763.8775 | 881.5117 | 982.3129 | 399.311
| 3501 | 869.6088 | 886.4805 | 927.1502 | 886.4805 | 886.4805 | 927.1502 | 886.4805 | 886.4805 | 927.1502 | 886.4805 | 983.6735 | 390.4048 | 886.4805 | 927.1502 | 886.4805 | 3501 | 886.4805 | 927.1502 | 983.6735 | 390.4048 | 618 | 630 | 2809 | 3664 | 6311 | 7690 | 1665 | 7252 | 763.8295 | 881.4661 | 982.3129 | 399.311
| 3502 | 860.9948 | 869.0825 | 925.558 | 869.0825 | 869.0825 | 925.558 | 869.0825 | 869.0825 | 925.558 | 869.0825 | 979.5918 | 419.4429 | 869.0825 | 925.558 | 869.0825 | 3502 | 869.0825 | 925.558 | 979.5918 | 419.4429 | 819 | 703 | 4137 | 3160 | 8714 | 6893 | 1656 | 6848 | 763.7814 | 881.4625 | 982.3129 | 399.311
| 3503 | 844.0114 | 834.1904 | 937.2496 | 834.1904 | 834.1904 | 937.2496 | 834.1904 | 834.1904 | 937.2496 | 834.1904 | 993.1973 | 400.4398 | 834.1904 | 937.2496 | 834.1904 | 3503 | 834.1904 | 937.2496 | 993.1973 | 400.4398 | 1317 | 298 | 665 | 3485 | 8724 | 4867 | 1617 | 4797 | 763.7334 | 881.4546 | 982.3129 | 399.311
| 3504 | 829.9466 | 807.3725 | 938.3748 | 807.3725 | 807.3725 | 938.3748 | 807.3725 | 807.3725 | 938.3748 | 807.3725 | 982.3129 | 424.4604 | 807.3725 | 938.3748 | 807.3725 | 3504 | 807.3725 | 938.3748 | 982.3129 | 424.4604 | 1982 | 271 | 3392 | 3087 | 3066 | 3829 | 1590 | 3952 | 763.5892 | 881.4465 | 982.3129 | 399.311
| 3505 | 804.1597 | 772.7207 | 933.0993 | 772.7207 | 772.7207 | 933.0993 | 772.7207 | 772.7207 | 933.0993 | 772.7207 | 994.5578 | 349.5146 | 772.7207 | 933.0993 | 772.7207 | 3505 | 772.7207 | 933.0994 | 994.5578 | 349.5146 | 3154 | 429 | 510 | 4469 | 1382 | 79 | 1581 | 3599 | 763.5892 | 881.4398 | 982.3129 | 399.311
| 3506 | 801.6483 | 754.2654 | 931.1275 | 754.2654 | 754.2654 | 931.1275 | 754.2654 | 754.2654 | 931.1275 | 754.2654 | 990.4762 | 473.9665 | 754.2654 | 931.1275 | 754.2654 | 3506 | 754.2654 | 931.1275 | 990.4762 | 473.9665 | 3847 | 487 | 1052 | 2237 | 7911 | 3608 | 1571 | 2917 | 763.5411 | 881.4384 | 982.3129 | 399.311
| 3507 | 808.057 | 764.0217 | 932.9031 | 764.0217 | 764.0217 | 932.9031 | 764.0217 | 764.0217 | 932.9031 | 764.0217 | 975.5102 | 493.5014 | 764.0217 | 932.9031 | 764.0217 | 3507 | 764.0217 | 932.9031 | 975.5102 | 493.5014 | 3493 | 436 | 5517 | 1969 | 6649 | 2946 | 1569 | 1646 | 763.4931 | 881.4384 | 982.3129 | 399.311
| 3508 | 790.2438 | 749.988 | 922.2282 | 749.988 | 749.988 | 922.2282 | 749.988 | 749.988 | 922.2282 | 749.988 | 979.5918 | 395.0047 | 749.988 | 922.2282 | 749.988 | 3508 | 749.988 | 922.2282 | 979.5918 | 395.0047 | 4010 | 870 | 4136 | 3575 | 2984 | 102 | 1567 | 8463 | 763.4931 | 881.4338 | 982.3129 | 399.1936
| 3509 | 793.426 | 755.8514 | 917.0097 | 755.8514 | 755.8514 | 917.0097 | 755.8514 | 755.8514 | 917.0097 | 755.8514 | 985.034 | 408.0802 | 755.8514 | 917.0097 | 755.8514 | 3509 | 755.8514 | 917.0097 | 985.034 | 408.0802 | 3787 | 1131 | 2272 | 3347 | 2365 | 2518 | 1507 | 8324 | 763.4931 | 881.4322 | 982.3129 | 398.9978
| 3510 | 779.8802 | 724.8522 | 919.3303 | 724.8522 | 724.8522 | 919.3303 | 724.8522 | 724.8522 | 919.3303 | 724.8522 | 965.9864 | 476.1979 | 724.8522 | 919.3303 | 724.8522 | 3510 | 724.8522 | 919.3303 | 965.9864 | 476.1979 | 5018 | 1016 | 7897 | 2209 | 2292 | 1962 | 1506 | 6054 | 763.4931 | 881.4095 | 982.3129 | 398.9978
| 3511 | 747.5692 | 682.7991 | 907.0958 | 682.7991 | 682.7991 | 907.0958 | 682.7991 | 682.7991 | 907.0958 | 682.7991 | 978.2313 | 396.9621 | 682.7991 | 907.0958 | 682.7991 | 3511 | 682.7991 | 907.0958 | 978.2313 | 396.9621 | 6838 | 1668 | 4599 | 3546 | 7902 | 7260 | 1497 | 5064 | 763.3969 | 881.3965 | 982.3129 | 398.9978
| 3512 | 779.8798 | 733.8876 | 907.8321 | 733.8876 | 733.8876 | 907.8321 | 733.8876 | 733.8876 | 907.8321 | 733.8876 | 980.9524 | 434.9358 | 733.8876 | 907.8321 | 733.8876 | 3512 | 733.8876 | 907.8321 | 980.9524 | 434.9358 | 4647 | 1626 | 3847 | 2914 | 1091 | 7264 | 1488 | 8346 | 763.3489 | 881.3931 | 982.3129 | 398.6846
| 3513 | 798.4099 | 745.7106 | 919.3354 | 745.7106 | 745.7106 | 919.3354 | 745.7106 | 745.7106 | 919.3354 | 745.7106 | 982.3129 | 552.3998 | 745.7106 | 919.3354 | 745.7106 | 3513 | 745.7106 | 919.3354 | 982.3129 | 552.3998 | 4155 | 1014 | 3391 | 1279 | 6684 | 2602 | 1449 | 2283 | 763.2528 | 881.3797 | 982.3129 | 398.6846
| 3514 | 834.7838 | 788.1482 | 941.0815 | 788.1482 | 788.1482 | 941.0815 | 788.1482 | 788.1482 | 941.0815 | 788.1482 | 978.2313 | 639.2303 | 788.1482 | 941.0815 | 788.1482 | 3514 | 788.1482 | 941.0815 | 978.2313 | 639.2304 | 2610 | 210 | 4598 | 561 | 1550 | 7936 | 1422 | 2003 | 763.2528 | 881.3752 | 982.3129 | 398.6846
| 3515 | 827.517 | 788.5327 | 928.3287 | 788.5327 | 788.5327 | 928.3287 | 788.5327 | 788.5327 | 928.3287 | 788.5327 | 974.1497 | 589.5122 | 788.5327 | 928.3287 | 788.5327 | 3515 | 788.5327 | 928.3287 | 974.1497 | 589.5122 | 2593 | 583 | 5937 | 931 | 1135 | 179 | 1413 | 969 | 763.2528 | 881.3747 | 982.3129 | 398.6846
| 3516 | 825.8317 | 782.429 | 906.0321 | 782.429 | 782.429 | 906.0321 | 782.429 | 782.429 | 906.0321 | 782.429 | 983.6735 | 694.4096 | 782.429 | 906.0321 | 782.429 | 3516 | 782.429 | 906.0321 | 983.6735 | 694.4096 | 2785 | 1732 | 2808 | 303 | 7778 | 5243 | 1403 | 8591 | 763.2047 | 881.3642 | 982.3129 | 398.3714
| 3517 | 809.4083 | 757.9661 | 929.1989 | 757.9661 | 757.9661 | 929.1989 | 757.9661 | 757.9661 | 929.1989 | 757.9661 | 965.9864 | 585.2059 | 757.9661 | 929.1989 | 757.9661 | 3517 | 757.9661 | 929.1989 | 965.9864 | 585.2059 | 3696 | 551 | 7896 | 968 | 7229 | 1816 | 1401 | 7517 | 763.2047 | 881.3311 | 982.3129 | 398.3714
| 3518 | 832.1251 | 796.7992 | 936.8103 | 796.7992 | 796.7992 | 930.5164 | 796.7992 | 796.7992 | 936.8103 | 796.7992 | 991.8367 | 542.5736 | 796.7992 | 936.8103 | 796.7992 | 3518 | 796.7992 | 936.8103 | 991.8367 | 542.5736 | 2318 | 318 | 886 | 1379 | 6288 | 8270 | 1399 | 6463 | 763.2047 | 881.3233 | 982.3129 | 398.3714
| 3519 | 833.7888 | 800.4998 | 931.8338 | 800.4998 | 800.4998 | 931.8338 | 800.4998 | 800.4998 | 931.8338 | 800.4998 | 970.068 | 571.6411 | 800.4998 | 931.8338 | 800.4998 | 3519 | 800.4998 | 931.8338 | 970.068 | 571.6411 | 2194 | 466 | 7136 | 1083 | 8027 | 2669 | 1339 | 6378 | 763.1086 | 881.3165 | 982.3129 | 398.3714
| 3520 | 819.9963 | 779.4012 | 917.9224 | 779.4012 | 779.4012 | 917.9224 | 779.4012 | 779.4012 | 917.9224 | 779.4012 | 983.6735 | 589.3752 | 779.4012 | 917.9224 | 779.4012 | 3520 | 779.4012 | 917.9225 | 983.6735 | 589.3752 | 2896 | 1087 | 2807 | 935 | 491 | 721 | 1338 | 4775 | 763.1086 | 881.312 | 982.3129 | 398.3714
| 3521 | 824.8667 | 791.3683 | 926.219 | 791.3683 | 791.3683 | 926.219 | 791.3683 | 791.3683 | 926.219 | 791.3683 | 989.1156 | 523.1953 | 791.3683 | 926.219 | 791.3683 | 3521 | 791.3683 | 926.219 | 989.1156 | 523.1953 | 2501 | 673 | 1251 | 1606 | 7034 | 59 | 1329 | 3460 | 762.9644 | 881.312 | 982.3129 | 398.3714
| 3522 | 818.0395 | 798.0007 | 898.8585 | 798.0007 | 798.0007 | 898.8585 | 798.0007 | 798.0007 | 898.8585 | 798.0007 | 982.3129 | 490.8002 | 798.0007 | 898.8585 | 798.0007 | 3522 | 798.0007 | 898.8585 | 982.3129 | 490.8002 | 2268 | 2202 | 3390 | 2006 | 2843 | 716 | 1320 | 8347 | 762.9644 | 881.2967 | 982.3129 | 398.0974
| 3523 | 886.797 | 897.3422 | 935.4195 | 897.3422 | 897.3422 | 935.4195 | 897.3422 | 897.3422 | 935.4195 | 897.3422 | 982.3129 | 512.4295 | 897.3422 | 935.4195 | 897.3422 | 3523 | 897.3422 | 935.4195 | 982.3129 | 512.4295 | 512 | 356 | 3389 | 1739 | 8585 | 1245 | 1281 | 6141 | 762.8683 | 881.2625 | 982.3129 | 398.0583
| 3524 | 893.5457 | 929.6871 | 924.878 | 929.6871 | 929.6871 | 924.878 | 929.6871 | 929.6871 | 924.878 | 929.6871 | 991.8367 | 380.7939 | 929.6871 | 924.878 | 929.6871 | 3524 | 929.6871 | 924.878 | 991.8367 | 380.7939 | 222 | 742 | 885 | 3833 | 7282 | 7400 | 1254 | 5626 | 762.8683 | 881.2573 | 982.3129 | 398.0583
| 3525 | 888.5204 | 927.9089 | 912.7415 | 927.9089 | 927.9089 | 912.7415 | 927.9089 | 927.9089 | 912.7415 | 927.9089 | 974.1497 | 390.899 | 927.9089 | 912.7415 | 927.9089 | 3525 | 927.9089 | 912.7415 | 974.1497 | 390.899 | 237 | 1338 | 5936 | 3652 | 1210 | 344 | 1245 | 4652 | 762.8683 | 881.2573 | 982.3129 | 398.0583
| 3526 | 873.7543 | 906.8102 | 919.8767 | 906.8102 | 906.8102 | 919.8767 | 906.8102 | 906.8102 | 919.8767 | 906.8102 | 971.4286 | 327.1438 | 906.8102 | 919.8767 | 906.8102 | 3526 | 906.8102 | 919.8767 | 971.4286 | 327.1439 | 419 | 982 | 6741 | 4903 | 798 | 7150 | 1235 | 4515 | 762.8683 | 881.2536 | 982.3129 | 398.0583
| 3527 | 865.2812 | 872.3987 | 929.7377 | 872.3987 | 872.3987 | 929.7377 | 872.3987 | 872.3987 | 929.7377 | 872.3987 | 987.7551 | 428.0408 | 872.3987 | 929.7377 | 872.3987 | 3527 | 872.3987 | 929.7377 | 987.7551 | 428.0408 | 790 | 532 | 1574 | 3033 | 3362 | 1060 | 1233 | 2984 | 762.8202 | 881.2517 | 982.3129 | 398.0583
| 3528 | 853.2166 | 867.5446 | 920.1826 | 867.5446 | 867.5446 | 920.1826 | 867.5446 | 867.5446 | 920.1826 | 867.5446 | 978.2313 | 345.7147 | 867.5446 | 920.1826 | 867.5446 | 3528 | 867.5446 | 920.1826 | 978.2313 | 345.7148 | 836 | 972 | 4597 | 4542 | 8130 | 6926 | 1231 | 2428 | 762.7722 | 881.2364 | 982.3129 | 398.0583
| 3529 | 819.9261 | 818.6187 | 904.867 | 818.6187 | 818.6187 | 904.867 | 818.6187 | 818.6187 | 904.867 | 818.6187 | 989.1156 | 321.4323 | 818.6187 | 904.867 | 818.6187 | 3529 | 818.6187 | 904.867 | 989.1156 | 321.4323 | 1679 | 1810 | 1250 | 5021 | 1895 | 3296 | 1171 | 8486 | 762.7721 | 881.2361 | 982.3129 | 397.98
| 3530 | 825.0241 | 818.859 | 901.8336 | 818.859 | 818.859 | 901.8336 | 818.859 | 818.859 | 901.8336 | 818.859 | 972.7891 | 419.3418 | 818.859 | 901.8336 | 818.859 | 3530 | 818.859 | 901.8336 | 972.7891 | 419.3418 | 1664 | 1973 | 6354 | 3163 | 594 | 7629 | 1170 | 5210 | 762.7721 | 881.1571 | 982.3129 | 397.7451
| 3531 | 815.1623 | 789.59 | 894.0346 | 789.59 | 789.59 | 894.0346 | 789.59 | 789.59 | 894.0346 | 789.59 | 987.7551 | 531.6578 | 789.59 | 894.0346 | 789.59 | 3531 | 789.59 | 894.0346 | 987.7551 | 531.6578 | 2558 | 2534 | 1573 | 1500 | 8698 | 7704 | 1161 | 4180 | 762.7241 | 881.1547 | 982.3129 | 397.7451
| 3532 | 811.7149 | 794.2519 | 892.6993 | 794.2519 | 794.2519 | 892.6993 | 794.2519 | 794.2519 | 892.6993 | 794.2519 | 991.8367 | 447.3588 | 794.2519 | 892.6993 | 794.2519 | 3532 | 794.2519 | 892.6993 | 991.8367 | 447.3588 | 2390 | 2655 | 884 | 2705 | 6846 | 5086 | 1152 | 3021 | 762.7241 | 881.1146 | 982.3129 | 397.7451
| 3533 | 802.586 | 778.0074 | 901.0595 | 778.0074 | 778.0074 | 901.0595 | 778.0074 | 778.0074 | 901.0595 | 778.0074 | 972.7891 | 435.1185 | 778.0074 | 901.0595 | 778.0074 | 3533 | 778.0074 | 901.0595 | 972.7891 | 435.1185 | 2944 | 2032 | 6353 | 2908 | 1428 | 7809 | 1113 | 2320 | 762.7241 | 881.0921 | 982.3129 | 397.7451
| 3534 | 779.5186 | 727.832 | 892.1016 | 727.832 | 727.832 | 892.1016 | 727.832 | 727.832 | 892.1016 | 727.832 | 985.034 | 537.1646 | 727.832 | 892.1016 | 727.832 | 3534 | 727.832 | 892.1016 | 985.034 | 537.1646 | 4896 | 2703 | 2271 | 1444 | 8479 | 3725 | 1086 | 83 | 762.676 | 881.0837 | 982.3129 | 397.7451
| 3535 | 751.2306 | 685.4905 | 907.6657 | 685.4905 | 685.4905 | 907.6657 | 685.4905 | 685.4905 | 907.6657 | 685.4905 | 975.5102 | 427.1323 | 685.4905 | 907.6657 | 685.4905 | 3535 | 685.4905 | 907.6657 | 975.5102 | 427.1323 | 6709 | 1637 | 5516 | 3051 | 4222 | 7798 | 1077 | 5283 | 762.676 | 881.0813 | 982.3129 | 397.5885
| 3536 | 778.5842 | 727.1111 | 907.8318 | 727.1111 | 727.1111 | 907.8318 | 727.1111 | 727.1111 | 907.8318 | 727.1111 | 983.6735 | 468.29 | 727.1111 | 907.8318 | 727.1111 | 3536 | 727.1111 | 907.8318 | 983.6735 | 468.29 | 4922 | 1627 | 2806 | 2333 | 1255 | 6841 | 1067 | 8079 | 762.676 | 881.0766 | 982.3129 | 397.4319
| 3537 | 806.4988 | 757.6777 | 915.8167 | 757.6777 | 757.6777 | 915.8167 | 757.6777 | 757.6777 | 915.8167 | 757.6777 | 978.2313 | 588.0637 | 757.6777 | 915.8167 | 757.6777 | 3537 | 757.6777 | 915.8167 | 978.2313 | 588.0637 | 3712 | 1190 | 4596 | 944 | 8029 | 1154 | 1065 | 8032 | 762.628 | 881.065 | 982.3129 | 397.4319
| 3538 | 744.2487 | 645.3117 | 917.5776 | 645.3117 | 645.3117 | 917.5776 | 645.3117 | 645.3117 | 917.5776 | 645.3117 | 978.2313 | 608.4469 | 645.3117 | 917.5776 | 645.3117 | 3538 | 645.3117 | 917.5776 | 978.2313 | 608.4469 | 7940 | 1104 | 4595 | 766 | 2045 | 3717 | 1063 | 5253 | 762.628 | 881.0437 | 982.3129 | 397.4319
| 3539 | 743.9259 | 643.0528 | 917.1512 | 643.0528 | 643.0528 | 917.1512 | 643.0528 | 643.0528 | 917.1512 | 643.0528 | 974.1497 | 627.786 | 643.0528 | 917.1512 | 643.0528 | 3539 | 643.0528 | 917.1512 | 974.1497 | 627.786 | 7995 | 1123 | 5935 | 639 | 493 | 6045 | 1003 | 3911 | 762.628 | 881.0395 | 982.3129 | 397.4319
| 3540 | 740.2134 | 634.3538 | 916.055 | 634.3538 | 634.3538 | 916.055 | 634.3538 | 634.3538 | 916.055 | 634.3538 | 976.8707 | 647.0665 | 634.3538 | 916.055 | 634.3538 | 3540 | 634.3538 | 916.055 | 976.8708 | 647.0665 | 8158 | 1182 | 5098 | 510 | 6530 | 3371 | 1002 | 2334 | 762.5799 | 881.0325 | 982.3129 | 397.4319
| 3541 | 743.455 | 681.5975 | 848.6057 | 681.5975 | 681.5975 | 848.6057 | 681.5975 | 681.5975 | 848.6057 | 681.5975 | 983.6735 | 577.4937 | 681.5975 | 848.6057 | 681.5975 | 3541 | 681.5975 | 848.6057 | 983.6735 | 577.4937 | 6886 | 5746 | 2805 | 1027 | 1907 | 2975 | 993 | 543 | 762.5799 | 881.0218 | 982.3129 | 397.4319
| 3542 | 708.794 | 669.7746 | 776.74 | 669.7746 | 669.7746 | 776.74 | 669.7746 | 669.7746 | 776.74 | 669.7746 | 983.6735 | 474.2862 | 669.7746 | 776.74 | 669.7746 | 3542 | 669.7746 | 776.74 | 983.6735 | 474.2862 | 7315 | 7199 | 2804 | 2235 | 1351 | 2404 | 984 | 496 | 762.5318 | 881.0209 | 982.3129 | 397.4319
| 3543 | 716.6624 | 675.7822 | 770.1653 | 675.7822 | 675.7822 | 770.1653 | 675.7822 | 675.7822 | 770.1653 | 675.7822 | 970.068 | 576.2867 | 675.7822 | 770.1653 | 675.7822 | 3543 | 675.7822 | 770.1653 | 970.068 | 576.2867 | 7115 | 7248 | 7135 | 1036 | 6699 | 2174 | 945 | 5208 | 762.4838 | 881.0209 | 982.3129 | 397.1187
| 3544 | 712.697 | 686.7881 | 755.8509 | 686.7881 | 686.7881 | 755.8509 | 686.7881 | 686.7881 | 755.8509 | 686.7881 | 976.8707 | 483.1794 | 686.7881 | 755.8509 | 686.7881 | 3544 | 686.7881 | 755.8509 | 976.8708 | 483.1794 | 6660 | 7402 | 5097 | 2112 | 2285 | 7706 | 918 | 4848 | 762.3877 | 880.9875 | 982.3129 | 397.1187
| 3545 | 727.4623 | 713.5099 | 764.1214 | 713.5099 | 713.5099 | 764.1214 | 713.5099 | 713.5099 | 764.1214 | 713.5099 | 978.2313 | 441.6758 | 713.5099 | 764.1214 | 713.5099 | 3545 | 713.5099 | 764.1214 | 978.2313 | 441.6758 | 5485 | 7303 | 4594 | 2804 | 1253 | 719 | 909 | 1982 | 762.3877 | 880.9838 | 982.3129 | 397.1187
| 3546 | 774.174 | 716.3935 | 914.6435 | 716.3935 | 716.3935 | 914.6435 | 716.3935 | 716.3935 | 914.6435 | 716.3935 | 983.6735 | 465.0407 | 716.3935 | 914.6435 | 716.3935 | 3546 | 716.3935 | 914.6435 | 983.6735 | 465.0407 | 5377 | 1238 | 2803 | 2385 | 7035 | 4756 | 899 | 3511 | 762.3396 | 880.9047 | 982.3129 | 396.9621
| 3547 | 846.4477 | 850.3388 | 920.4598 | 850.3388 | 850.3388 | 920.4598 | 850.3388 | 850.3388 | 920.4598 | 850.3388 | 927.8912 | 437.8262 | 850.3388 | 920.4598 | 850.3388 | 3547 | 850.3388 | 920.4598 | 927.8912 | 437.8262 | 1045 | 956 | 8739 | 2865 | 3076 | 8639 | 897 | 8569 | 762.2435 | 880.8554 | 982.3129 | 396.8055
| 3548 | 867.3446 | 889.5564 | 927.8631 | 889.5564 | 889.5564 | 927.8631 | 889.5564 | 889.5564 | 927.8631 | 889.5564 | 968.7075 | 346.2131 | 889.5564 | 927.8631 | 889.5564 | 3548 | 889.5564 | 927.8631 | 968.7075 | 346.2131 | 577 | 602 | 7397 | 4524 | 3027 | 1059 | 895 | 5796 | 762.1954 | 880.8104 | 982.3129 | 396.8055
| 3549 | 862.163 | 877.8776 | 920.8675 | 877.8776 | 877.8776 | 920.8675 | 877.8776 | 877.8776 | 920.8675 | 877.8776 | 960.5442 | 403.247 | 877.8776 | 920.8675 | 877.8776 | 3549 | 877.8776 | 920.8675 | 960.5442 | 403.247 | 713 | 936 | 8250 | 3427 | 2966 | 7925 | 835 | 5743 | 762.1954 | 880.8075 | 982.3129 | 396.8055
| 3550 | 866.2693 | 880.9055 | 917.3877 | 880.9055 | 880.9055 | 917.3877 | 880.9055 | 880.9055 | 917.3877 | 880.9055 | 974.1497 | 436.8255 | 880.9055 | 917.3877 | 880.9055 | 3550 | 880.9055 | 917.3877 | 974.1497 | 436.8255 | 677 | 1112 | 5934 | 2875 | 2235 | 1064 | 834 | 2151 | 762.1474 | 880.798 | 982.3129 | 396.8055
| 3551 | 815.955 | 793.1465 | 925.3708 | 793.1465 | 793.1465 | 925.3708 | 793.1465 | 793.1465 | 925.3708 | 793.1465 | 980.9524 | 395.7621 | 793.1465 | 925.3708 | 793.1465 | 3551 | 793.1465 | 925.3708 | 980.9524 | 395.7621 | 2440 | 718 | 3846 | 3567 | 769 | 7517 | 825 | 4061 | 762.1474 | 880.7663 | 982.3129 | 396.4923
| 3552 | 823.3973 | 801.9417 | 926.8793 | 801.9417 | 801.9417 | 926.8793 | 801.9417 | 801.9417 | 926.8793 | 801.9417 | 971.4286 | 433.0831 | 801.9417 | 926.8793 | 801.9417 | 3552 | 801.9417 | 926.8793 | 971.4286 | 433.0831 | 2153 | 648 | 6740 | 2944 | 3777 | 6664 | 816 | 3085 | 762.0993 | 880.7515 | 982.3129 | 396.4923
| 3553 | 789.9548 | 764.262 | 921.5863 | 764.262 | 764.262 | 921.5863 | 764.262 | 764.262 | 921.5863 | 764.262 | 968.7075 | 290.2182 | 764.262 | 921.5863 | 764.262 | 3553 | 764.262 | 921.5863 | 968.7075 | 290.2182 | 3482 | 903 | 7396 | 5956 | 2480 | 3918 | 777 | 2259 | 762.0993 | 880.7478 | 982.3129 | 396.4923
| 3554 | 789.5904 | 743.3556 | 916.832 | 743.3556 | 743.3556 | 916.832 | 743.3556 | 743.3556 | 916.832 | 743.3556 | 967.3469 | 472.7464 | 743.3556 | 916.832 | 743.3556 | 3554 | 743.3556 | 916.832 | 967.3469 | 472.7464 | 4254 | 1139 | 7645 | 2257 | 2090 | 1276 | 750 | 8586 | 762.0993 | 880.7415 | 982.3129 | 396.1792
| 3555 | 795.6149 | 749.0748 | 924.9159 | 749.0748 | 749.0748 | 924.9159 | 749.0748 | 749.0748 | 924.9159 | 749.0748 | 965.9864 | 480.3607 | 749.0748 | 924.9159 | 749.0748 | 3555 | 749.0748 | 924.9159 | 965.9864 | 480.3607 | 4038 | 738 | 7895 | 2147 | 7441 | 708 | 741 | 8201 | 762.0512 | 880.7356 | 982.3129 | 396.1792
| 3556 | 784.5693 | 748.402 | 923.1305 | 748.402 | 748.402 | 923.1305 | 748.402 | 748.402 | 923.1305 | 748.402 | 963.2653 | 340.9672 | 748.402 | 923.1305 | 748.402 | 3556 | 748.402 | 923.1305 | 963.2653 | 340.9672 | 4063 | 816 | 8124 | 4630 | 867 | 5818 | 731 | 7135 | 762.0512 | 880.7316 | 982.3129 | 396.1791
| 3557 | 788.3806 | 742.5386 | 935.203 | 742.5386 | 742.5386 | 935.203 | 742.5386 | 742.5386 | 935.203 | 742.5386 | 963.2653 | 392.9429 | 742.5386 | 935.203 | 742.5386 | 3557 | 742.5386 | 935.203 | 963.2653 | 392.9429 | 4296 | 364 | 8123 | 3621 | 463 | 5156 | 729 | 7030 | 762.0512 | 880.7316 | 982.3129 | 396.1791
| 3558 | 771.531 | 703.6094 | 927.3021 | 703.6094 | 703.6094 | 927.3021 | 703.6094 | 703.6094 | 927.3021 | 703.6094 | 965.9864 | 497.364 | 703.6094 | 927.3021 | 703.6094 | 3558 | 703.6094 | 927.3021 | 965.9864 | 497.364 | 5928 | 625 | 7894 | 1928 | 385 | 4899 | 727 | 665 | 762.0512 | 880.7082 | 982.3129 | 396.1791
| 3559 | 762.6082 | 699.7645 | 928.8742 | 699.7645 | 699.7645 | 928.8742 | 699.7645 | 699.7645 | 928.8742 | 699.7645 | 957.8231 | 405.0788 | 699.7645 | 928.8742 | 699.7645 | 3559 | 699.7645 | 928.8742 | 957.8231 | 405.0788 | 6094 | 562 | 8375 | 3390 | 8453 | 7928 | 667 | 7860 | 762.0032 | 880.7057 | 982.3129 | 395.866
| 3560 | 759.6347 | 691.5942 | 929.7881 | 691.5942 | 691.5942 | 929.7881 | 691.5942 | 691.5942 | 929.7881 | 691.5942 | 945.5782 | 437.4021 | 691.5942 | 929.7881 | 691.5942 | 3560 | 691.5942 | 929.7881 | 945.5782 | 437.4021 | 6434 | 529 | 8634 | 2866 | 8547 | 7700 | 666 | 7857 | 761.9551 | 880.6962 | 982.3129 | 395.866
| 3561 | 758.3083 | 675.8783 | 921.4316 | 675.8783 | 675.8783 | 921.4316 | 675.8783 | 675.8783 | 921.4316 | 675.8783 | 967.3469 | 556.2167 | 675.8783 | 921.4316 | 675.8783 | 3561 | 675.8783 | 921.4316 | 967.3469 | 556.2167 | 7106 | 913 | 7644 | 1235 | 7619 | 7979 | 657 | 7848 | 761.9551 | 880.6891 | 982.3129 | 395.866
| 3562 | 738.7498 | 653.8665 | 919.1339 | 653.8665 | 653.8665 | 919.1339 | 653.8665 | 653.8665 | 919.1339 | 653.8665 | 964.6259 | 470.404 | 653.8665 | 919.1339 | 653.8665 | 3562 | 653.8665 | 919.1339 | 964.6259 | 470.404 | 7745 | 1027 | 8010 | 2301 | 140 | 7259 | 648 | 5710 | 761.9551 | 880.6823 | 982.3129 | 395.866
| 3563 | 742.4472 | 658.4323 | 896.5034 | 658.4323 | 658.4323 | 896.5034 | 658.4323 | 658.4323 | 896.5034 | 658.4323 | 967.3469 | 573.4419 | 658.4323 | 896.5034 | 658.4323 | 3563 | 658.4323 | 896.5034 | 967.3469 | 573.4419 | 7620 | 2363 | 7643 | 1066 | 5111 | 7651 | 609 | 5571 | 761.9071 | 880.6585 | 982.3129 | 395.866
| 3564 | 751.0116 | 665.4972 | 923.095 | 665.4972 | 665.4972 | 923.095 | 665.4972 | 665.4972 | 923.095 | 665.4972 | 978.2313 | 519.5741 | 665.4972 | 923.095 | 665.4972 | 3564 | 665.4972 | 923.095 | 978.2313 | 519.5741 | 7418 | 818 | 4593 | 1645 | 6888 | 7892 | 582 | 4183 | 761.859 | 880.6345 | 982.3129 | 395.866
| 3565 | 756.4474 | 679.0503 | 921.0479 | 679.0503 | 679.0503 | 921.0479 | 679.0503 | 679.0503 | 921.0479 | 679.0503 | 970.068 | 503.6016 | 679.0503 | 921.0479 | 679.0503 | 3565 | 679.0503 | 921.0479 | 970.068 | 503.6016 | 6987 | 925 | 7134 | 1846 | 8609 | 1275 | 573 | 3820 | 761.8109 | 880.6294 | 982.3129 | 395.866
| 3566 | 761.8778 | 690.681 | 927.8302 | 690.681 | 690.681 | 927.8302 | 690.681 | 690.681 | 927.8302 | 690.681 | 974.1497 | 455.3711 | 690.681 | 927.8302 | 690.681 | 3566 | 690.681 | 927.8302 | 974.1497 | 455.3711 | 6478 | 605 | 5933 | 2566 | 8597 | 206 | 563 | 2181 | 761.8109 | 880.6205 | 982.3129 | 395.866
| 3567 | 776.197 | 701.2063 | 947.4496 | 701.2063 | 701.2063 | 947.4496 | 701.2063 | 701.2063 | 947.4496 | 701.2063 | 972.7891 | 494.5193 | 701.2063 | 947.4496 | 701.2063 | 3567 | 701.2063 | 947.4496 | 972.7891 | 494.5193 | 6038 | 105 | 6352 | 1957 | 6687 | 1994 | 561 | 3551 | 761.8109 | 880.6098 | 982.3129 | 395.7621
| 3568 | 774.1676 | 709.4728 | 930.1314 | 709.4728 | 709.4728 | 930.1314 | 709.4728 | 709.4728 | 930.1314 | 709.4728 | 970.068 | 471.9699 | 709.4728 | 930.1314 | 709.4728 | 3568 | 709.4728 | 930.1314 | 970.068 | 471.9699 | 5667 | 516 | 7133 | 2271 | 7186 | 7757 | 559 | 8012 | 761.7629 | 880.6006 | 982.3129 | 395.5528
| 3569 | 786.3603 | 720.6709 | 934.3808 | 720.6709 | 720.6709 | 934.3808 | 720.6709 | 720.6709 | 934.3808 | 720.6709 | 976.8707 | 529.2828 | 720.6709 | 934.3808 | 720.6709 | 3569 | 720.6709 | 934.3808 | 976.8708 | 529.2828 | 5207 | 382 | 5096 | 1530 | 2741 | 2030 | 499 | 6308 | 761.7629 | 880.5936 | 982.3129 | 395.5528
| 3570 | 806.8668 | 780.5066 | 908.4837 | 780.5066 | 780.5066 | 908.4837 | 780.5066 | 780.5066 | 908.4837 | 780.5066 | 976.8707 | 441.2778 | 780.5066 | 908.4837 | 780.5066 | 3570 | 780.5066 | 908.4837 | 976.8708 | 441.2778 | 2852 | 1570 | 5095 | 2812 | 1780 | 1132 | 498 | 2644 | 761.7629 | 880.573 | 982.3129 | 395.5528
| 3571 | 871.4549 | 872.4468 | 931.4916 | 872.4468 | 872.4468 | 931.4916 | 872.4468 | 872.4468 | 931.4916 | 872.4468 | 956.4626 | 538.3652 | 872.4468 | 931.4916 | 872.4468 | 3571 | 872.4468 | 931.4916 | 956.4626 | 538.3652 | 789 | 479 | 8458 | 1427 | 3264 | 1964 | 489 | 6552 | 761.7148 | 880.5287 | 982.3129 | 395.2396
| 3572 | 864.9363 | 881.7225 | 923.496 | 881.7225 | 881.7225 | 923.496 | 881.7225 | 881.7225 | 923.496 | 881.7225 | 971.4286 | 389.9154 | 881.7225 | 923.496 | 881.7225 | 3572 | 881.7225 | 923.496 | 971.4286 | 389.9154 | 669 | 795 | 6739 | 3674 | 8311 | 7401 | 480 | 5784 | 761.6668 | 880.518 | 982.3129 | 395.2396
| 3573 | 857.1134 | 868.5539 | 925.6412 | 868.5539 | 868.5539 | 925.6412 | 868.5539 | 868.5539 | 925.6412 | 868.5539 | 975.5102 | 373.0817 | 868.5539 | 925.6412 | 868.5539 | 3573 | 868.5539 | 925.6412 | 975.5102 | 373.0817 | 825 | 697 | 5515 | 4002 | 3724 | 345 | 441 | 5186 | 761.6668 | 880.5179 | 982.3129 | 395.2396
| 3574 | 832.1306 | 833.2773 | 919.1336 | 833.2773 | 833.2773 | 919.1336 | 833.2773 | 833.2773 | 919.1336 | 833.2773 | 983.6735 | 323.4028 | 833.2773 | 919.1336 | 833.2773 | 3574 | 833.2773 | 919.1336 | 983.6735 | 323.4028 | 1335 | 1028 | 2802 | 4985 | 7467 | 5222 | 414 | 8490 | 761.6187 | 880.5147 | 982.3129 | 395.1613
| 3575 | 821.3052 | 795.9341 | 928.3349 | 795.9341 | 795.9341 | 928.3349 | 795.9341 | 795.9341 | 928.3349 | 795.9341 | 983.6735 | 433.7875 | 795.9341 | 928.3349 | 795.9341 | 3575 | 795.9341 | 928.335 | 983.6735 | 433.7875 | 2341 | 581 | 2801 | 2927 | 2310 | 4969 | 405 | 3508 | 761.6187 | 880.4474 | 982.3129 | 395.0047
| 3576 | 780.5227 | 743.8843 | 911.7444 | 743.8843 | 743.8843 | 911.7444 | 743.8843 | 743.8843 | 911.7444 | 743.8843 | 975.5102 | 353.7556 | 743.8843 | 911.7444 | 743.8843 | 3576 | 743.8843 | 911.7444 | 975.5102 | 353.7556 | 4237 | 1387 | 5514 | 4382 | 2019 | 3760 | 395 | 8589 | 761.6187 | 880.447 | 982.3129 | 394.9264
| 3577 | 779.4993 | 750.2283 | 920.5229 | 750.2283 | 750.2283 | 920.5229 | 750.2283 | 750.2283 | 920.5229 | 750.2283 | 970.068 | 259.0041 | 750.2283 | 920.5229 | 750.2283 | 3577 | 750.2283 | 920.5229 | 970.068 | 259.0041 | 4002 | 950 | 7132 | 7146 | 411 | 2680 | 393 | 8078 | 761.6187 | 880.439 | 982.3129 | 394.9264
| 3578 | 790.6688 | 737.1077 | 918.7304 | 737.1077 | 737.1077 | 918.7304 | 737.1077 | 737.1077 | 918.7304 | 737.1077 | 971.4286 | 526.151 | 737.1077 | 918.7304 | 737.1077 | 3578 | 737.1077 | 918.7304 | 971.4286 | 526.151 | 4498 | 1040 | 6738 | 1576 | 46 | 6915 | 391 | 7117 | 761.6187 | 880.4306 | 982.3129 | 394.9264
| 3579 | 772.4136 | 716.5858 | 921.1735 | 716.5858 | 716.5858 | 921.1735 | 716.5858 | 716.5858 | 921.1735 | 716.5858 | 967.3469 | 429.0636 | 716.5858 | 921.1735 | 716.5858 | 3579 | 716.5858 | 921.1735 | 967.3469 | 429.0636 | 5365 | 919 | 7642 | 3019 | 7587 | 7172 | 331 | 6006 | 761.5706 | 880.4275 | 982.3129 | 394.9264
| 3580 | 752.2148 | 704.4745 | 921.6215 | 704.4745 | 704.4745 | 921.6215 | 704.4745 | 704.4745 | 921.6215 | 704.4745 | 974.1497 | 234.5756 | 704.4745 | 921.6215 | 704.4745 | 3580 | 704.4745 | 921.6215 | 974.1497 | 234.5756 | 5896 | 901 | 5932 | 7946 | 2092 | 3222 | 330 | 4952 | 761.5706 | 880.3961 | 982.3129 | 394.9264
| 3581 | 775.6129 | 723.6026 | 935.8705 | 723.6026 | 723.6026 | 935.8705 | 723.6026 | 723.6026 | 935.8705 | 723.6026 | 975.5102 | 350.7673 | 723.6026 | 935.8705 | 723.6026 | 3581 | 723.6026 | 935.8705 | 975.5102 | 350.7673 | 5072 | 341 | 5513 | 4443 | 1304 | 7584 | 321 | 3008 | 761.5226 | 880.3934 | 982.3129 | 394.9264
| 3582 | 778.9178 | 721.7763 | 922.3505 | 721.7763 | 721.7763 | 922.3505 | 721.7763 | 721.7763 | 922.3505 | 721.7763 | 983.6735 | 457.5634 | 721.7763 | 922.3505 | 721.7763 | 3582 | 721.7763 | 922.3505 | 983.6735 | 457.5634 | 5158 | 865 | 2800 | 2529 | 7432 | 7661 | 312 | 2597 | 761.4745 | 880.3749 | 982.3129 | 394.9264
| 3583 | 751.8568 | 681.8859 | 926.3924 | 681.8859 | 681.8859 | 926.3924 | 681.8859 | 681.8859 | 926.3924 | 681.8859 | 982.3129 | 383.0254 | 681.8859 | 926.3924 | 681.8859 | 3583 | 681.8859 | 926.3924 | 982.3129 | 383.0254 | 6875 | 669 | 3388 | 3794 | 1610 | 3061 | 273 | 2215 | 761.4745 | 880.3702 | 982.3129 | 394.9264
| 3584 | 775.8302 | 720.719 | 927.7812 | 720.719 | 720.719 | 927.7812 | 720.719 | 720.719 | 927.7812 | 720.719 | 978.2313 | 406.5142 | 720.719 | 927.7812 | 720.719 | 3584 | 720.719 | 927.7812 | 978.2313 | 406.5143 | 5204 | 607 | 4592 | 3367 | 376 | 7705 | 246 | 542 | 761.4745 | 880.3628 | 982.3129 | 394.9264
| 3585 | 794.366 | 730.5234 | 942.1183 | 730.5234 | 730.5234 | 942.1183 | 730.5234 | 730.5234 | 942.1183 | 730.5234 | 982.3129 | 526.151 | 730.5234 | 942.1183 | 730.5234 | 3585 | 730.5234 | 942.1183 | 982.3129 | 526.151 | 4799 | 189 | 3387 | 1575 | 4655 | 4635 | 237 | 6712 | 761.4264 | 880.3414 | 982.3129 | 394.6132
| 3586 | 852.6151 | 778.6803 | 956.971 | 778.6803 | 778.6803 | 956.971 | 778.6803 | 778.6803 | 956.971 | 778.6803 | 986.3946 | 892.8907 | 778.6803 | 956.971 | 778.6803 | 3586 | 778.6803 | 956.971 | 986.3946 | 892.8907 | 2930 | 40 | 1936 | 7 | 3269 | 8219 | 227 | 6394 | 761.2823 | 880.3164 | 982.3129 | 394.6132
| 3587 | 835.6085 | 783.246 | 969.747 | 783.246 | 783.246 | 969.747 | 783.246 | 783.246 | 969.747 | 783.246 | 982.3129 | 571.2496 | 783.246 | 969.747 | 783.246 | 3587 | 783.246 | 969.747 | 982.3129 | 571.2496 | 2752 | 16 | 3386 | 1088 | 6539 | 683 | 225 | 5214 | 761.2342 | 880.3164 | 982.3129 | 394.6132
| 3588 | 843.5102 | 768.972 | 959.3236 | 768.972 | 768.972 | 959.3236 | 768.972 | 768.972 | 959.3236 | 768.972 | 978.2313 | 841.8415 | 768.972 | 959.3236 | 768.972 | 3588 | 768.972 | 959.3236 | 978.2313 | 841.8415 | 3311 | 30 | 4591 | 24 | 8152 | 5214 | 223 | 5116 | 761.1861 | 880.2958 | 982.3129 | 394.6132
| 3589 | 850.6563 | 802.182 | 929.997 | 802.182 | 802.182 | 929.997 | 802.182 | 802.182 | 929.997 | 802.182 | 980.9524 | 790.7924 | 802.182 | 929.997 | 802.182 | 3589 | 802.182 | 929.997 | 980.9524 | 790.7924 | 2145 | 520 | 3845 | 69 | 616 | 5231 | 163 | 3315 | 761.1861 | 880.2812 | 982.3129 | 394.6132
| 3590 | 819.3433 | 783.198 | 921.4761 | 783.198 | 783.198 | 921.4761 | 783.198 | 783.198 | 921.4761 | 783.198 | 980.9524 | 538.3652 | 783.198 | 921.4761 | 783.198 | 3590 | 783.198 | 921.4761 | 980.9524 | 538.3652 | 2753 | 912 | 3844 | 1426 | 8410 | 5259 | 162 | 7637 | 761.1381 | 880.2724 | 982.3129 | 394.3
| 3591 | 818.9645 | 774.6431 | 940.1622 | 774.6431 | 774.6431 | 940.1622 | 774.6431 | 774.6431 | 940.1622 | 774.6431 | 972.7891 | 534.9201 | 774.6431 | 940.1622 | 774.6431 | 3591 | 774.6432 | 940.1622 | 972.7891 | 534.9201 | 3076 | 232 | 6351 | 1473 | 8065 | 1055 | 153 | 7435 | 761.1381 | 880.1973 | 982.3129 | 394.3
| 3592 | 832.1176 | 755.3227 | 947.4281 | 755.3227 | 755.3227 | 947.4281 | 755.3227 | 755.3227 | 947.4281 | 755.3227 | 975.5102 | 841.8415 | 755.3227 | 947.4281 | 755.3227 | 3592 | 755.3227 | 947.4281 | 975.5102 | 841.8415 | 3810 | 106 | 5512 | 23 | 2091 | 6884 | 144 | 6612 | 761.1381 | 880.1968 | 982.3129 | 394.3
| 3593 | 847.2054 | 782.5732 | 960.2925 | 782.5732 | 782.5732 | 960.2925 | 782.5732 | 782.5732 | 960.2925 | 782.5732 | 983.6735 | 775.4463 | 782.5732 | 960.2925 | 782.5732 | 3593 | 782.5732 | 960.2925 | 983.6735 | 775.4463 | 2776 | 28 | 2799 | 82 | 529 | 2981 | 105 | 5026 | 761.1381 | 880.1872 | 982.3129 | 394.3
| 3594 | 841.1115 | 806.6997 | 948.5038 | 806.6997 | 806.6997 | 948.5038 | 806.6997 | 806.6997 | 948.5038 | 806.6997 | 967.3469 | 560.6013 | 806.6997 | 948.5038 | 806.6997 | 3594 | 806.6997 | 948.5038 | 967.3469 | 560.6013 | 2008 | 91 | 7641 | 1188 | 1088 | 5232 | 78 | 1928 | 761.09 | 880.1473 | 982.3129 | 394.3
| 3595 | 862.895 | 835.5842 | 940.4002 | 835.5842 | 835.5842 | 940.4002 | 835.5842 | 835.5842 | 940.4002 | 835.5842 | 980.9524 | 653.3041 | 835.5842 | 940.4002 | 835.5842 | 3595 | 835.5842 | 940.4002 | 980.9524 | 653.3041 | 1297 | 225 | 3843 | 475 | 1851 | 5254 | 69 | 379 | 761.042 | 880.1387 | 982.3129 | 394.3
| 3596 | 862.6683 | 876.1955 | 930.5437 | 876.1955 | 876.1955 | 930.5437 | 876.1955 | 876.1955 | 930.5437 | 876.1955 | 986.3946 | 359.2233 | 876.1955 | 930.5437 | 876.1955 | 3596 | 876.1955 | 930.5437 | 986.3946 | 359.2233 | 732 | 504 | 1935 | 4276 | 2297 | 7750 | 59 | 5337 | 760.9458 | 880.1172 | 982.3129 | 393.9869
| 3597 | 859.0517 | 868.2174 | 924.1353 | 868.2174 | 868.2174 | 924.1353 | 868.2174 | 868.2174 | 924.1353 | 868.2174 | 982.3129 | 402.1297 | 868.2174 | 924.1353 | 868.2174 | 3597 | 868.2174 | 924.1353 | 982.3129 | 402.1297 | 829 | 766 | 3385 | 3454 | 7745 | 7605 | 57 | 4970 | 760.8978 | 880.0989 | 982.3129 | 393.9869
| 3598 | 840.1093 | 841.2553 | 914.8348 | 841.2553 | 841.2553 | 914.8348 | 841.2553 | 841.2553 | 914.8348 | 841.2553 | 971.4286 | 400.7203 | 841.2553 | 914.8348 | 841.2553 | 3598 | 841.2554 | 914.8348 | 971.4286 | 400.7203 | 1205 | 1223 | 6737 | 3476 | 4096 | 1947 | 55 | 3869 | 760.8978 | 880.0876 | 982.3129 | 393.9869
| 3599 | 833.1759 | 813.6204 | 942.7887 | 813.6204 | 813.6204 | 942.7887 | 813.6204 | 813.6204 | 942.7887 | 813.6204 | 985.034 | 399.311 | 813.6204 | 942.7887 | 813.6204 | 3599 | 813.6204 | 942.7887 | 985.034 | 399.311 | 1809 | 178 | 2270 | 3505 | 3815 | 466 | 8759 | 8029 | 760.8978 | 880.0662 | 980.9524 | 393.6737
| 3600 | 832.5016 | 781.66 | 929.9138 | 781.66 | 781.66 | 929.9138 | 781.66 | 781.66 | 929.9138 | 781.66 | 987.7551 | 694.3313 | 781.66 | 929.9138 | 781.66 | 3600 | 781.66 | 929.9139 | 987.7551 | 694.3314 | 2814 | 525 | 1572 | 304 | 6017 | 7173 | 8720 | 7051 | 760.8497 | 880.0568 | 980.9524 | 393.6737
| 3601 | 768.367 | 765.5116 | 851.504 | 765.5116 | 765.5116 | 851.504 | 765.5116 | 765.5116 | 851.504 | 765.5116 | 987.7551 | 239.2734 | 765.5116 | 851.504 | 765.5116 | 3601 | 765.5116 | 851.504 | 987.7551 | 239.2734 | 3446 | 5526 | 1571 | 7812 | 3690 | 181 | 8693 | 5883 | 760.8497 | 880.0374 | 980.9524 | 393.6737
| 3602 | 776.4125 | 757.4855 | 862.004 | 757.4855 | 757.4855 | 862.004 | 757.4855 | 757.4855 | 862.004 | 757.4855 | 995.9184 | 365.9568 | 757.4855 | 862.004 | 757.4855 | 3602 | 757.4855 | 862.004 | 995.9184 | 365.9568 | 3722 | 4850 | 332 | 4156 | 1692 | 4869 | 8692 | 5042 | 760.8017 | 880.0366 | 980.9524 | 393.6737
| 3603 | 781.7792 | 732.2055 | 850.1419 | 732.2055 | 732.2055 | 850.1419 | 732.2055 | 732.2055 | 850.1419 | 732.2055 | 994.5578 | 692.1391 | 732.2055 | 850.1419 | 732.2055 | 3603 | 732.2055 | 850.1419 | 994.5578 | 692.1391 | 4733 | 5615 | 509 | 313 | 8503 | 1068 | 8658 | 4682 | 760.7536 | 880.0164 | 980.9524 | 393.6737
| 3604 | 764.4289 | 730.4753 | 870.8349 | 730.4753 | 730.4753 | 870.8349 | 730.4753 | 730.4753 | 870.8349 | 730.4753 | 991.8367 | 383.0254 | 730.4753 | 870.8349 | 730.4753 | 3604 | 730.4753 | 870.8349 | 991.8367 | 383.0254 | 4801 | 4222 | 883 | 3793 | 2716 | 8049 | 8635 | 4454 | 760.7536 | 879.9702 | 980.9524 | 393.6737
| 3605 | 763.5788 | 734.0799 | 877.3275 | 734.0799 | 734.0799 | 877.3275 | 734.0799 | 734.0799 | 877.3275 | 734.0799 | 991.8367 | 316.3169 | 734.0799 | 877.3275 | 734.0799 | 3605 | 734.0799 | 877.3275 | 991.8367 | 316.3169 | 4642 | 3802 | 882 | 5136 | 6542 | 513 | 8630 | 4446 | 760.7055 | 879.9702 | 980.9524 | 393.6737
| 3606 | 777.848 | 732.3497 | 875.4068 | 732.3497 | 732.3497 | 875.4068 | 732.3497 | 732.3497 | 875.4068 | 732.3497 | 982.3129 | 547.1344 | 732.3497 | 875.4068 | 732.3497 | 3606 | 732.3497 | 875.4068 | 982.3129 | 547.1344 | 4724 | 3938 | 3384 | 1331 | 6070 | 6919 | 8629 | 3211 | 760.6575 | 879.9536 | 980.9524 | 393.6737
| 3607 | 760.6494 | 706.4449 | 918.259 | 706.4449 | 706.4449 | 918.259 | 706.4449 | 706.4449 | 918.259 | 706.4449 | 972.7891 | 351.7069 | 706.4449 | 918.259 | 706.4449 | 3607 | 706.445 | 918.259 | 972.7891 | 351.7069 | 5803 | 1062 | 6350 | 4423 | 3785 | 8150 | 8591 | 2262 | 760.6575 | 879.934 | 980.9524 | 393.6737
| 3608 | 771.018 | 729.9467 | 881.4384 | 729.9467 | 729.9467 | 881.4384 | 729.9467 | 729.9467 | 881.4384 | 729.9467 | 986.3946 | 442.5305 | 729.9467 | 881.4384 | 729.9467 | 3608 | 729.9467 | 881.4384 | 986.3946 | 442.5305 | 4823 | 3506 | 1934 | 2793 | 4271 | 614 | 8552 | 1645 | 760.5614 | 879.934 | 980.9524 | 393.6737
| 3609 | 736.5278 | 723.4585 | 768.2681 | 723.4585 | 723.4585 | 768.2681 | 723.4585 | 723.4585 | 768.2681 | 723.4585 | 959.1837 | 491.4657 | 723.4585 | 768.2681 | 723.4585 | 3609 | 723.4585 | 768.2681 | 959.1837 | 491.4657 | 5079 | 7265 | 8323 | 2000 | 3887 | 7773 | 8525 | 493 | 760.5614 | 879.9151 | 980.9524 | 393.6737
| 3610 | 796.4532 | 781.5158 | 827.3068 | 781.5158 | 781.5158 | 827.3068 | 781.5158 | 781.5158 | 827.3068 | 781.5158 | 976.8707 | 612.1203 | 781.5158 | 827.3068 | 781.5158 | 3610 | 781.5158 | 827.3068 | 976.8708 | 612.1203 | 2820 | 6694 | 5094 | 731 | 2210 | 7585 | 8524 | 3214 | 760.5133 | 879.9142 | 980.9524 | 393.5171
| 3611 | 829.0221 | 784.2553 | 903.5165 | 784.2553 | 784.2553 | 903.5165 | 784.2553 | 784.2553 | 903.5165 | 784.2553 | 985.034 | 733.1663 | 784.2553 | 903.5165 | 784.2553 | 3611 | 784.2553 | 903.5165 | 985.034 | 733.1663 | 2726 | 1879 | 2269 | 180 | 4243 | 458 | 8490 | 7892 | 760.4172 | 879.9117 | 980.9524 | 393.3605
| 3612 | 814.8075 | 780.2182 | 887.3617 | 780.2182 | 780.2182 | 887.3617 | 780.2182 | 780.2182 | 887.3617 | 780.2182 | 989.1156 | 626.9966 | 780.2182 | 887.3617 | 780.2182 | 3612 | 780.2182 | 887.3618 | 989.1156 | 626.9966 | 2865 | 3036 | 1249 | 644 | 4162 | 1843 | 8467 | 5524 | 760.3691 | 879.8841 | 980.9524 | 393.3605
| 3613 | 803.7764 | 775.4602 | 874.3738 | 775.4602 | 775.4602 | 874.3738 | 775.4602 | 775.4602 | 874.3738 | 775.4602 | 986.3946 | 565.2991 | 775.4602 | 874.3738 | 775.4602 | 3613 | 775.4602 | 874.3738 | 986.3946 | 565.2991 | 3052 | 4008 | 1933 | 1143 | 1564 | 7723 | 8462 | 1945 | 760.3691 | 879.881 | 980.9524 | 393.3605
| 3614 | 804.8395 | 788.3405 | 876.5031 | 788.3405 | 788.3405 | 876.5031 | 788.3405 | 788.3405 | 876.5031 | 788.3405 | 983.6735 | 471.3436 | 788.3405 | 876.5031 | 788.3405 | 3614 | 788.3405 | 876.5031 | 983.6735 | 471.3436 | 2598 | 3850 | 2798 | 2281 | 7945 | 1039 | 8461 | 7067 | 760.3211 | 879.8556 | 980.9524 | 393.0473
| 3615 | 833.5771 | 807.4206 | 889.1255 | 807.4206 | 807.4206 | 889.1255 | 807.4206 | 807.4206 | 889.1255 | 807.4206 | 987.7551 | 666.4579 | 807.4206 | 889.1255 | 807.4206 | 3615 | 807.4206 | 889.1255 | 987.7551 | 666.4579 | 1979 | 2912 | 1570 | 417 | 7806 | 1074 | 8423 | 6618 | 760.3211 | 879.7907 | 980.9524 | 393.0473
| 3616 | 760.7729 | 705.2915 | 927.2004 | 705.2915 | 705.2915 | 927.2004 | 705.2915 | 705.2915 | 927.2004 | 705.2915 | 987.7551 | 311.9324 | 705.2915 | 927.2004 | 705.2915 | 3616 | 705.2915 | 927.2004 | 987.7551 | 311.9324 | 5861 | 626 | 1569 | 5255 | 1810 | 7218 | 8384 | 6368 | 760.2249 | 879.7774 | 980.9524 | 393.0473
| 3617 | 778.1386 | 742.7308 | 923.429 | 742.7308 | 742.7308 | 923.429 | 742.7308 | 742.7308 | 923.429 | 742.7308 | 1000 | 258.3777 | 742.7308 | 923.429 | 742.7308 | 3617 | 742.7308 | 923.429 | 1000 | 258.3777 | 4282 | 801 | 31 | 7169 | 4796 | 4642 | 8357 | 2621 | 760.1769 | 879.7755 | 980.9524 | 393.0473
| 3618 | 806.7392 | 776.0369 | 911.8061 | 776.0369 | 776.0369 | 911.8061 | 776.0369 | 776.0369 | 911.8061 | 776.0369 | 980.9524 | 457.8766 | 776.0369 | 911.8061 | 776.0369 | 3618 | 776.0369 | 911.8061 | 980.9524 | 457.8766 | 3027 | 1383 | 3842 | 2522 | 2149 | 4700 | 8356 | 2265 | 760.1288 | 879.7692 | 980.9524 | 393.0473
| 3619 | 823.9092 | 823.5209 | 910.8521 | 823.5209 | 823.5209 | 910.8521 | 823.5209 | 823.5209 | 910.8521 | 823.5209 | 995.9184 | 307.2346 | 823.5209 | 910.8521 | 823.5209 | 3619 | 823.5209 | 910.8521 | 995.9184 | 307.2346 | 1538 | 1435 | 331 | 5395 | 943 | 7669 | 8322 | 923 | 760.0807 | 879.7325 | 980.9524 | 393.0473
| 3620 | 806.3445 | 790.5993 | 911.263 | 790.5993 | 790.5993 | 911.263 | 790.5993 | 790.5993 | 911.263 | 790.5993 | 978.2313 | 340.7454 | 790.5993 | 911.263 | 790.5993 | 3620 | 790.5993 | 911.263 | 978.2313 | 340.7454 | 2525 | 1416 | 4590 | 4634 | 8240 | 8021 | 8299 | 475 | 760.0327 | 879.694 | 980.9524 | 393.0473
| 3621 | 824.508 | 807.2764 | 915.8164 | 807.2764 | 807.2764 | 915.8164 | 807.2764 | 807.2764 | 915.8164 | 807.2764 | 993.1973 | 428.4372 | 807.2764 | 915.8164 | 807.2764 | 3621 | 807.2764 | 915.8165 | 993.1973 | 428.4372 | 1987 | 1191 | 664 | 3026 | 2501 | 485 | 8294 | 3557 | 760.0327 | 879.694 | 980.9524 | 392.9429
| 3622 | 831.6898 | 823.3767 | 914.8322 | 823.3767 | 823.3767 | 914.8322 | 823.3767 | 823.3767 | 914.8322 | 823.3767 | 994.5578 | 402.756 | 823.3767 | 914.8322 | 823.3767 | 3622 | 823.3768 | 914.8322 | 994.5578 | 402.756 | 1544 | 1227 | 508 | 3433 | 7042 | 39 | 8293 | 6648 | 759.9846 | 879.694 | 980.9524 | 392.7341
| 3623 | 797.2318 | 771.9037 | 909.0378 | 771.9037 | 771.9037 | 909.0378 | 771.9037 | 771.9037 | 909.0378 | 771.9037 | 972.7891 | 377.0749 | 771.9037 | 909.0378 | 771.9037 | 3623 | 771.9037 | 909.0378 | 972.7891 | 377.0749 | 3184 | 1546 | 6349 | 3917 | 2453 | 1841 | 8255 | 5651 | 759.9846 | 879.6644 | 980.9524 | 392.7341
| 3624 | 807.2517 | 778.0074 | 904.3271 | 778.0074 | 778.0074 | 904.3271 | 778.0074 | 778.0074 | 904.3271 | 778.0074 | 993.1973 | 466.959 | 778.0074 | 904.3271 | 778.0074 | 3624 | 778.0074 | 904.3271 | 993.1973 | 466.959 | 2943 | 1840 | 663 | 2353 | 7958 | 7799 | 8231 | 4348 | 759.9366 | 879.6354 | 980.9524 | 392.7341
| 3625 | 792.8229 | 764.6465 | 901.8203 | 764.6465 | 764.6465 | 901.8203 | 764.6465 | 764.6465 | 901.8203 | 764.6465 | 990.4762 | 384.5913 | 764.6465 | 901.8203 | 764.6465 | 3625 | 764.6465 | 901.8203 | 990.4762 | 384.5913 | 3474 | 1975 | 1051 | 3765 | 5976 | 7972 | 8192 | 3038 | 759.8885 | 879.6301 | 980.9524 | 392.7341
| 3626 | 799.7236 | 757.3893 | 899.7677 | 757.3893 | 757.3893 | 899.7677 | 757.3893 | 757.3893 | 899.7677 | 757.3893 | 998.6395 | 539.3047 | 757.3893 | 899.7677 | 757.3893 | 3626 | 757.3893 | 899.7677 | 998.6395 | 539.3047 | 3729 | 2129 | 114 | 1419 | 4964 | 3903 | 8165 | 8568 | 759.8885 | 879.6276 | 980.9524 | 392.4209
| 3627 | 792.1198 | 741.7696 | 897.0882 | 741.7696 | 741.7696 | 897.0882 | 741.7696 | 741.7696 | 897.0882 | 741.7696 | 995.9184 | 571.2496 | 741.7696 | 897.0882 | 741.7696 | 3627 | 741.7696 | 897.0882 | 995.9184 | 571.2496 | 4328 | 2314 | 330 | 1087 | 1866 | 8133 | 8164 | 7966 | 759.8885 | 879.6194 | 980.9524 | 392.4209
| 3628 | 782.5328 | 731.5327 | 877.6976 | 731.5327 | 731.5327 | 877.6976 | 731.5327 | 731.5327 | 877.6976 | 731.5327 | 986.3946 | 606.0132 | 731.5327 | 877.6976 | 731.5327 | 3628 | 731.5327 | 877.6976 | 986.3946 | 606.0132 | 4759 | 3774 | 1932 | 785 | 7045 | 597 | 8130 | 6233 | 759.8404 | 879.6194 | 980.9524 | 392.4209
| 3629 | 799.9978 | 759.3598 | 883.7433 | 759.3598 | 759.3598 | 883.7433 | 759.3598 | 759.3598 | 883.7433 | 759.3598 | 989.1156 | 601.0022 | 759.3598 | 883.7433 | 759.3598 | 3629 | 759.3598 | 883.7433 | 989.1156 | 601.0022 | 3647 | 3341 | 1248 | 831 | 8090 | 1763 | 8107 | 6177 | 759.7924 | 879.6124 | 980.9524 | 392.4209
| 3630 | 764.1064 | 712.1161 | 903.1336 | 712.1161 | 712.1161 | 903.1336 | 712.1161 | 712.1161 | 903.1336 | 712.1161 | 995.9184 | 392.1077 | 712.1161 | 903.1336 | 712.1161 | 3630 | 712.1161 | 903.1336 | 995.9184 | 392.1077 | 5543 | 1902 | 329 | 3635 | 989 | 711 | 8102 | 3133 | 759.7924 | 879.6083 | 980.9524 | 392.4209
| 3631 | 761.7322 | 710.6743 | 898.2956 | 710.6743 | 710.6743 | 898.2956 | 710.6743 | 710.6743 | 898.2956 | 710.6743 | 974.1497 | 411.5252 | 710.6743 | 898.2956 | 710.6743 | 3631 | 710.6743 | 898.2956 | 974.1497 | 411.5252 | 5615 | 2231 | 5931 | 3293 | 554 | 7963 | 8101 | 1769 | 759.7924 | 879.567 | 980.9524 | 392.4209
| 3632 | 740.6407 | 703.6094 | 819.904 | 703.6094 | 703.6094 | 819.904 | 703.6094 | 703.6094 | 819.904 | 703.6094 | 986.3946 | 474.0839 | 703.6094 | 819.904 | 703.6094 | 3632 | 703.6094 | 819.904 | 986.3946 | 474.0839 | 5927 | 6850 | 1931 | 2236 | 7167 | 3284 | 8063 | 1448 | 759.7443 | 879.5637 | 980.9524 | 392.4209
| 3633 | 719.7841 | 710.1937 | 719.4949 | 710.1937 | 710.1937 | 719.4949 | 710.1937 | 710.1937 | 719.4949 | 710.1937 | 982.3129 | 535.1355 | 710.1937 | 719.4949 | 710.1937 | 3633 | 710.1937 | 719.4949 | 982.3129 | 535.1355 | 5636 | 7800 | 3383 | 1470 | 8456 | 7946 | 8024 | 6525 | 759.6963 | 879.5589 | 980.9524 | 392.2643
| 3634 | 709.3828 | 719.181 | 717.339 | 719.181 | 719.181 | 717.339 | 719.181 | 719.181 | 717.339 | 719.181 | 985.034 | 323.5202 | 719.181 | 717.339 | 719.181 | 3634 | 719.181 | 717.339 | 985.034 | 323.5202 | 5265 | 7831 | 2268 | 4981 | 4147 | 6778 | 7986 | 8758 | 759.6963 | 879.5588 | 980.9524 | 392.1077
| 3635 | 735.0967 | 719.8058 | 698.0741 | 719.8058 | 719.8058 | 698.0741 | 719.8058 | 719.8058 | 698.0741 | 719.8058 | 971.4286 | 769.1826 | 719.8058 | 698.0741 | 719.8058 | 3635 | 719.8058 | 698.0741 | 971.4286 | 769.1826 | 5241 | 8044 | 6736 | 95 | 8548 | 1029 | 7963 | 3630 | 759.6482 | 879.5308 | 980.9524 | 392.1077
| 3636 | 726.7424 | 733.1187 | 716.8079 | 733.1187 | 733.1187 | 716.8079 | 733.1187 | 733.1187 | 716.8079 | 733.1187 | 956.4626 | 485.7501 | 733.1187 | 716.8079 | 733.1187 | 3636 | 733.1187 | 716.8079 | 956.4626 | 485.7501 | 4691 | 7842 | 8457 | 2073 | 8451 | 2 | 7958 | 7514 | 759.6482 | 879.4958 | 980.9524 | 391.9512
| 3637 | 730.7906 | 729.9467 | 711.6614 | 729.9467 | 729.9467 | 711.6614 | 729.9467 | 729.9467 | 711.6614 | 729.9467 | 963.2653 | 581.5847 | 729.9467 | 711.6614 | 729.9467 | 3637 | 729.9467 | 711.6614 | 963.2653 | 581.5847 | 4822 | 7908 | 8122 | 996 | 7950 | 747 | 7957 | 7234 | 759.6001 | 879.4864 | 980.9524 | 391.7946
| 3638 | 726.3612 | 728.8893 | 689.3397 | 728.8893 | 728.8893 | 689.3397 | 728.8893 | 728.8893 | 689.3397 | 728.8893 | 975.5102 | 605.0736 | 728.8893 | 689.3397 | 728.8893 | 3638 | 728.8893 | 689.3398 | 975.5102 | 605.0736 | 4856 | 8130 | 5511 | 795 | 6719 | 746 | 7919 | 4637 | 759.6001 | 879.4731 | 980.9524 | 391.7946
| 3639 | 712.711 | 688.5663 | 707.5287 | 688.5663 | 688.5663 | 707.5287 | 688.5663 | 688.5663 | 707.5287 | 688.5663 | 997.2789 | 642.0294 | 688.5663 | 707.5287 | 688.5663 | 3639 | 688.5664 | 707.5287 | 997.2789 | 642.0294 | 6575 | 7957 | 187 | 539 | 6506 | 836 | 7880 | 4314 | 759.6001 | 879.4444 | 980.9524 | 391.7946
| 3640 | 745.8605 | 740.2797 | 700.0892 | 740.2797 | 740.2797 | 700.0892 | 740.2797 | 740.2797 | 700.0892 | 740.2797 | 985.034 | 734.419 | 740.2797 | 700.0892 | 740.2797 | 3640 | 740.2797 | 700.0892 | 985.034 | 734.419 | 4383 | 8033 | 2267 | 176 | 4391 | 4925 | 7853 | 4091 | 759.6001 | 879.4412 | 980.9524 | 391.7946
| 3641 | 742.8437 | 744.7974 | 708.0205 | 744.7974 | 744.7974 | 708.0205 | 744.7974 | 744.7974 | 708.0205 | 744.7974 | 998.6395 | 610.7109 | 744.7974 | 708.0205 | 744.7974 | 3641 | 744.7974 | 708.0205 | 998.6395 | 610.7109 | 4187 | 7950 | 113 | 743 | 1586 | 1985 | 7852 | 1193 | 759.5521 | 879.4325 | 980.9524 | 391.7946
| 3642 | 765.1364 | 788.4846 | 693.4528 | 788.4846 | 788.4846 | 693.4528 | 788.4846 | 788.4846 | 693.4528 | 788.4846 | 953.7415 | 676.4798 | 788.4846 | 693.4528 | 788.4846 | 3642 | 788.4846 | 693.4528 | 953.7415 | 676.4798 | 2594 | 8085 | 8531 | 370 | 1654 | 7110 | 7818 | 8588 | 759.456 | 879.427 | 980.9524 | 391.4814
| 3643 | 798.1304 | 838.9965 | 720.6306 | 838.9965 | 838.9965 | 720.6306 | 838.9965 | 838.9965 | 720.6306 | 838.9965 | 975.5102 | 603.8209 | 838.9965 | 720.6306 | 838.9965 | 3643 | 838.9965 | 720.6306 | 975.5102 | 603.8209 | 1241 | 7787 | 5510 | 807 | 1432 | 4634 | 7795 | 7678 | 759.4319 | 879.4015 | 980.9524 | 391.4814
| 3644 | 801.9683 | 863.123 | 701.6017 | 863.123 | 863.123 | 701.6017 | 863.123 | 863.123 | 701.6017 | 863.123 | 972.7891 | 543.3761 | 863.123 | 701.6017 | 863.123 | 3644 | 863.123 | 701.6017 | 972.7891 | 543.3761 | 885 | 8011 | 6348 | 1369 | 3684 | 7906 | 7790 | 6616 | 759.4079 | 879.4007 | 980.9524 | 391.4814
| 3645 | 811.0711 | 873.8405 | 688.9266 | 873.8405 | 873.8405 | 688.9266 | 873.8405 | 873.8405 | 688.9266 | 873.8405 | 976.8707 | 631.6943 | 873.8405 | 688.9266 | 873.8405 | 3645 | 873.8405 | 688.9266 | 976.8708 | 631.6943 | 767 | 8137 | 5093 | 619 | 3365 | 7158 | 7789 | 4710 | 759.4079 | 879.3795 | 980.9524 | 391.4814
| 3646 | 798.3144 | 857.0673 | 710.1533 | 857.0673 | 857.0673 | 710.1533 | 857.0673 | 857.0673 | 710.1533 | 857.0673 | 989.1156 | 490.1347 | 857.0673 | 710.1533 | 857.0673 | 3646 | 857.0673 | 710.1533 | 989.1156 | 490.1347 | 957 | 7926 | 1247 | 2014 | 4175 | 7943 | 7751 | 1975 | 759.3598 | 879.3737 | 980.9524 | 391.4814
| 3647 | 776.6922 | 816.0715 | 715.8214 | 816.0715 | 816.0715 | 715.8214 | 816.0715 | 816.0715 | 715.8214 | 816.0715 | 978.2313 | 503.6016 | 816.0715 | 715.8214 | 816.0715 | 3647 | 816.0715 | 715.8214 | 978.2313 | 503.6016 | 1748 | 7858 | 4589 | 1845 | 3629 | 7751 | 7712 | 1668 | 759.3598 | 879.371 | 980.9524 | 391.4814
| 3648 | 771.4721 | 805.9788 | 713.4356 | 805.9788 | 805.9788 | 713.4356 | 805.9788 | 805.9788 | 713.4356 | 805.9788 | 970.068 | 528.9696 | 805.9788 | 713.4356 | 805.9788 | 3648 | 805.9788 | 713.4356 | 970.068 | 528.9696 | 2032 | 7889 | 7131 | 1536 | 6875 | 7276 | 7685 | 8682 | 759.3118 | 879.3446 | 980.9524 | 391.3444
| 3649 | 748.9164 | 791.8489 | 706.7207 | 791.8489 | 791.8489 | 706.7207 | 791.8489 | 791.8489 | 706.7207 | 791.8489 | 979.5918 | 343.564 | 791.8489 | 706.7207 | 791.8489 | 3649 | 791.8489 | 706.7207 | 979.5918 | 343.5641 | 2484 | 7966 | 4135 | 4581 | 1839 | 6614 | 7684 | 3120 | 759.3118 | 879.3446 | 980.9524 | 391.1682
| 3650 | 744.6 | 789.7823 | 701.2079 | 789.7823 | 789.7823 | 701.2079 | 789.7823 | 789.7823 | 701.2079 | 789.7823 | 968.7075 | 332.6026 | 789.7823 | 701.2079 | 789.7823 | 3650 | 789.7823 | 701.2079 | 968.7075 | 332.6026 | 2551 | 8017 | 7395 | 4786 | 8079 | 1828 | 7650 | 2301 | 759.2637 | 879.3201 | 980.9524 | 391.1682
| 3651 | 739.8053 | 776.8059 | 696.8046 | 776.8059 | 776.8059 | 696.8046 | 776.8059 | 776.8059 | 696.8046 | 776.8059 | 974.1497 | 381.4594 | 776.8059 | 696.8046 | 776.8059 | 3651 | 776.8059 | 696.8046 | 974.1497 | 381.4594 | 2993 | 8052 | 5930 | 3816 | 1393 | 3323 | 7627 | 8322 | 759.2637 | 879.311 | 980.9524 | 391.0116
| 3652 | 756.3528 | 782.1887 | 697.7039 | 782.1887 | 782.1887 | 697.7039 | 782.1887 | 782.1887 | 697.7039 | 782.1887 | 980.9524 | 559.6618 | 782.1887 | 697.7039 | 782.1887 | 3652 | 782.1887 | 697.7039 | 980.9524 | 559.6618 | 2792 | 8048 | 3841 | 1200 | 543 | 175 | 7622 | 3525 | 759.2637 | 879.311 | 980.9524 | 390.899
| 3653 | 756.4625 | 786.37 | 713.9972 | 786.37 | 786.37 | 713.9972 | 786.37 | 786.37 | 713.9972 | 786.37 | 980.9524 | 462.5744 | 786.37 | 713.9972 | 786.37 | 3653 | 786.37 | 713.9972 | 980.9524 | 462.5744 | 2666 | 7882 | 3840 | 2437 | 7547 | 4749 | 7621 | 8502 | 759.1195 | 879.2578 | 980.9524 | 390.855
| 3654 | 752.9146 | 771.5192 | 717.053 | 771.5192 | 771.5192 | 717.053 | 771.5192 | 771.5192 | 717.053 | 771.5192 | 987.7551 | 512.684 | 771.5192 | 717.053 | 771.5192 | 3654 | 771.5192 | 717.053 | 987.7551 | 512.684 | 3206 | 7839 | 1568 | 1738 | 4726 | 987 | 7583 | 5276 | 759.1195 | 879.2487 | 980.9524 | 390.855
| 3655 | 717.1917 | 728.5048 | 722.8177 | 728.5048 | 728.5048 | 722.8177 | 728.5048 | 728.5048 | 722.8177 | 728.5048 | 976.8707 | 344.5036 | 728.5048 | 722.8177 | 728.5048 | 3655 | 728.5048 | 722.8177 | 976.8708 | 344.5036 | 4872 | 7761 | 5092 | 4560 | 3315 | 757 | 7544 | 4733 | 759.1195 | 879.2487 | 980.9524 | 390.855
| 3656 | 725.7126 | 744.7013 | 709.465 | 744.7013 | 744.7013 | 709.465 | 744.7013 | 744.7013 | 709.465 | 744.7013 | 978.2313 | 386.2747 | 744.7013 | 709.465 | 744.7013 | 3656 | 744.7013 | 709.465 | 978.2313 | 386.2747 | 4192 | 7933 | 4588 | 3734 | 1597 | 6817 | 7517 | 3703 | 759.1195 | 879.2235 | 980.9524 | 390.855
| 3657 | 806.1292 | 778.8725 | 939.4218 | 778.8725 | 778.8725 | 939.4218 | 778.8725 | 778.8725 | 939.4218 | 778.8725 | 971.4286 | 325.7125 | 778.8725 | 939.4218 | 778.8725 | 3657 | 778.8725 | 939.4218 | 971.4286 | 325.7125 | 2921 | 252 | 6735 | 4934 | 4413 | 6573 | 7516 | 3423 | 759.0234 | 879.2235 | 980.9524 | 390.855
| 3658 | 809.8557 | 787.3792 | 889.6286 | 787.3792 | 787.3792 | 889.6286 | 787.3792 | 787.3792 | 889.6286 | 787.3792 | 960.5442 | 519.8873 | 787.3792 | 889.6286 | 787.3792 | 3658 | 787.3793 | 889.6286 | 960.5442 | 519.8873 | 2635 | 2871 | 8249 | 1643 | 6540 | 3740 | 7482 | 833 | 758.9754 | 879.1965 | 980.9524 | 390.855
| 3659 | 842.3378 | 794.8767 | 893.4157 | 794.8767 | 794.8767 | 893.4157 | 794.8767 | 794.8767 | 893.4157 | 794.8767 | 976.8707 | 883.182 | 794.8767 | 893.4157 | 794.8767 | 3659 | 794.8767 | 893.4157 | 976.8708 | 883.182 | 2371 | 2601 | 5091 | 10 | 7495 | 8222 | 7459 | 6004 | 758.8312 | 879.1763 | 980.9524 | 390.5418
| 3660 | 812.42 | 767.0015 | 893.6559 | 767.0015 | 767.0015 | 893.6559 | 767.0015 | 767.0015 | 893.6559 | 767.0015 | 967.3469 | 695.8973 | 767.0015 | 893.6559 | 767.0015 | 3660 | 767.0015 | 893.6559 | 967.3469 | 695.8973 | 3396 | 2575 | 7640 | 299 | 1012 | 686 | 7454 | 3865 | 758.8312 | 879.1762 | 980.9524 | 390.5418
| 3661 | 808.8434 | 756.332 | 900.8236 | 756.332 | 756.332 | 900.8236 | 756.332 | 756.332 | 900.8236 | 756.332 | 940.1361 | 729.7213 | 756.332 | 900.8236 | 756.332 | 3661 | 756.332 | 900.8236 | 940.1361 | 729.7213 | 3772 | 2054 | 8685 | 188 | 439 | 7270 | 7453 | 2448 | 758.8312 | 879.1325 | 980.9524 | 390.5418
| 3662 | 721.4268 | 716.6819 | 700.6516 | 716.6819 | 716.6819 | 700.6516 | 716.6819 | 716.6819 | 700.6516 | 716.6819 | 946.9388 | 616.9746 | 716.6819 | 700.6516 | 716.6819 | 3662 | 716.6819 | 700.6516 | 946.9388 | 616.9746 | 5363 | 8027 | 8582 | 703 | 6531 | 3273 | 7415 | 977 | 758.735 | 879.1284 | 980.9524 | 390.5418
| 3663 | 759.0033 | 766.4728 | 686.6071 | 766.4728 | 766.4728 | 686.6071 | 766.4728 | 766.4728 | 686.6071 | 766.4728 | 979.5918 | 768.243 | 766.4728 | 686.6071 | 766.4728 | 3663 | 766.4728 | 686.6071 | 979.5918 | 768.243 | 3416 | 8159 | 4134 | 98 | 6361 | 7685 | 7376 | 976 | 758.735 | 879.1051 | 980.9524 | 390.5418
| 3664 | 811.7159 | 764.0698 | 917.9845 | 764.0698 | 764.0698 | 917.9845 | 764.0698 | 764.0698 | 917.9845 | 764.0698 | 970.068 | 609.4582 | 764.0698 | 917.9845 | 764.0698 | 3664 | 764.0698 | 917.9845 | 970.068 | 609.4582 | 3491 | 1079 | 7130 | 755 | 3126 | 8230 | 7349 | 3501 | 758.735 | 879.0621 | 980.9524 | 390.4048
| 3665 | 815.329 | 790.2148 | 900.2093 | 790.2148 | 790.2148 | 900.2093 | 790.2148 | 790.2148 | 900.2093 | 790.2148 | 972.7891 | 519.2609 | 790.2148 | 900.2093 | 790.2148 | 3665 | 790.2148 | 900.2093 | 972.7891 | 519.2609 | 2533 | 2103 | 6347 | 1649 | 3080 | 694 | 7348 | 6602 | 758.735 | 879.0621 | 980.9524 | 390.2286
| 3666 | 806.7872 | 793.2907 | 868.3154 | 793.2907 | 793.2907 | 868.3154 | 793.2907 | 793.2907 | 868.3154 | 793.2907 | 986.3946 | 489.0385 | 793.2907 | 868.3154 | 793.2907 | 3666 | 793.2907 | 868.3154 | 986.3946 | 489.0385 | 2437 | 4392 | 1930 | 2033 | 464 | 7950 | 7314 | 6355 | 758.735 | 879.0601 | 980.9524 | 390.2286
| 3667 | 880.8951 | 906.8727 | 886.632 | 906.8727 | 906.8727 | 886.632 | 906.8727 | 906.8727 | 886.632 | 906.8727 | 970.068 | 560.9536 | 906.8727 | 886.632 | 906.8727 | 3667 | 906.8727 | 886.632 | 970.068 | 560.9537 | 418 | 3102 | 7129 | 1185 | 2965 | 7920 | 7291 | 6060 | 758.687 | 879.0487 | 980.9524 | 390.2286
| 3668 | 890.6152 | 911.3183 | 918.9395 | 911.3183 | 911.3183 | 918.9395 | 911.3183 | 911.3183 | 918.9395 | 911.3183 | 983.6735 | 518.6345 | 911.3183 | 918.9395 | 911.3183 | 3668 | 911.3183 | 918.9395 | 983.6735 | 518.6345 | 368 | 1035 | 2797 | 1658 | 6208 | 1092 | 7286 | 2637 | 758.6389 | 879.0334 | 980.9524 | 390.2286
| 3669 | 846.1379 | 883.2124 | 847.5892 | 883.2124 | 883.2124 | 847.5892 | 883.2124 | 883.2124 | 847.5892 | 883.2124 | 983.6735 | 406.2011 | 883.2124 | 847.5892 | 883.2124 | 3669 | 883.2124 | 847.5892 | 983.6735 | 406.2011 | 658 | 5800 | 2796 | 3369 | 8106 | 1149 | 7285 | 4453 | 758.5909 | 879.025 | 980.9524 | 390.072
| 3670 | 835.1031 | 832.5564 | 907.0719 | 832.5564 | 832.5564 | 907.0719 | 832.5564 | 832.5564 | 907.0719 | 832.5564 | 979.5918 | 423.1131 | 832.5564 | 907.0719 | 832.5564 | 3670 | 832.5564 | 907.0719 | 979.5918 | 423.1131 | 1347 | 1670 | 4133 | 3112 | 4487 | 6688 | 7247 | 7186 | 758.5909 | 879.0151 | 980.9524 | 389.9937
| 3671 | 830.5213 | 804.1044 | 914.629 | 804.1044 | 804.1044 | 914.629 | 804.1044 | 804.1044 | 914.629 | 804.1044 | 993.1973 | 542.7498 | 804.1044 | 914.629 | 804.1044 | 3671 | 804.1044 | 914.629 | 993.1973 | 542.7498 | 2093 | 1243 | 662 | 1378 | 570 | 3274 | 7208 | 8422 | 758.5909 | 878.9974 | 980.9524 | 389.9154
| 3672 | 832.3178 | 805.2578 | 919.8433 | 805.2578 | 805.2578 | 919.8433 | 805.2578 | 805.2578 | 919.8433 | 805.2578 | 982.3129 | 548.7003 | 805.2578 | 919.8433 | 805.2578 | 3672 | 805.2578 | 919.8433 | 982.3129 | 548.7003 | 2057 | 986 | 3382 | 1314 | 1949 | 4688 | 7181 | 5857 | 758.5428 | 878.9935 | 980.9524 | 389.9154
| 3673 | 804.0345 | 780.6988 | 928.6844 | 780.6988 | 780.6988 | 928.6844 | 780.6988 | 780.6988 | 928.6844 | 780.6988 | 994.5578 | 301.5972 | 780.6988 | 928.6844 | 780.6988 | 3673 | 780.6988 | 928.6844 | 994.5578 | 301.5972 | 2850 | 568 | 507 | 5592 | 6660 | 7917 | 7180 | 5056 | 758.4947 | 878.979 | 980.9524 | 389.9154
| 3674 | 785.7339 | 741.9138 | 914.3313 | 741.9138 | 741.9138 | 914.3313 | 741.9138 | 741.9138 | 914.3313 | 741.9138 | 990.4762 | 417.1625 | 741.9138 | 914.3313 | 741.9138 | 3674 | 741.9138 | 914.3314 | 990.4762 | 417.1625 | 4321 | 1252 | 1050 | 3203 | 4025 | 4673 | 7146 | 3572 | 758.4947 | 878.9687 | 980.9524 | 389.9154
| 3675 | 775.8385 | 738.4053 | 910.4215 | 738.4053 | 738.4053 | 910.4215 | 738.4053 | 738.4053 | 910.4215 | 738.4053 | 975.5102 | 337.3003 | 738.4053 | 910.4215 | 738.4053 | 3675 | 738.4053 | 910.4215 | 975.5102 | 337.3003 | 4459 | 1464 | 5509 | 4701 | 3314 | 1153 | 7123 | 8321 | 758.4467 | 878.9158 | 980.9524 | 389.6023
| 3676 | 773.756 | 739.751 | 910.6171 | 739.751 | 739.751 | 910.6171 | 739.751 | 739.751 | 910.6171 | 739.751 | 979.5918 | 292.5149 | 739.751 | 910.6171 | 739.751 | 3676 | 739.751 | 910.6171 | 979.5918 | 292.5149 | 4404 | 1449 | 4132 | 5875 | 2569 | 5179 | 7118 | 8317 | 758.4467 | 878.9107 | 980.9524 | 389.6023
| 3677 | 781.6648 | 744.6532 | 919.225 | 744.6532 | 744.6532 | 919.225 | 744.6532 | 744.6532 | 919.225 | 744.6532 | 985.034 | 324.1466 | 744.6532 | 919.225 | 744.6532 | 3677 | 744.6532 | 919.225 | 985.034 | 324.1466 | 4196 | 1022 | 2266 | 4970 | 2010 | 2406 | 7117 | 5736 | 758.4467 | 878.9015 | 980.9524 | 389.6023
| 3678 | 779.5718 | 749.4113 | 907.8501 | 749.4113 | 749.4113 | 907.8501 | 749.4113 | 749.4113 | 907.8501 | 749.4113 | 965.9864 | 321.3279 | 749.4113 | 907.8501 | 749.4113 | 3678 | 749.4113 | 907.8501 | 965.9864 | 321.3279 | 4027 | 1625 | 7893 | 5026 | 7521 | 2176 | 7079 | 4500 | 758.3986 | 878.9015 | 980.9524 | 389.6023
| 3679 | 776.9121 | 715.961 | 909.9222 | 715.961 | 715.961 | 909.9222 | 715.961 | 715.961 | 909.9222 | 715.961 | 978.2313 | 531.1619 | 715.961 | 909.9222 | 715.961 | 3679 | 715.961 | 909.9222 | 978.2313 | 531.1619 | 5394 | 1490 | 4587 | 1508 | 3427 | 7417 | 7040 | 4340 | 758.3986 | 878.836 | 980.9524 | 389.6023
| 3680 | 761.1031 | 719.133 | 905.7405 | 719.133 | 719.133 | 905.7405 | 719.133 | 719.133 | 905.7405 | 719.133 | 980.9524 | 298.4654 | 719.133 | 905.7405 | 719.133 | 3680 | 719.133 | 905.7405 | 980.9524 | 298.4654 | 5267 | 1755 | 3839 | 5685 | 8057 | 361 | 7013 | 1338 | 758.3506 | 878.836 | 980.9524 | 389.6023
| 3681 | 802.2006 | 753.16 | 916.3582 | 753.16 | 753.16 | 916.3582 | 753.16 | 753.16 | 916.3582 | 753.16 | 982.3129 | 557.7826 | 753.16 | 916.3582 | 753.16 | 3681 | 753.16 | 916.3582 | 982.3129 | 557.7827 | 3897 | 1168 | 3381 | 1218 | 521 | 7159 | 7012 | 3358 | 758.3506 | 878.8185 | 980.9524 | 389.4457
| 3682 | 813.9851 | 765.031 | 933.0032 | 765.031 | 765.031 | 933.0032 | 765.031 | 765.031 | 933.0032 | 765.031 | 978.2313 | 565.2991 | 765.031 | 933.0032 | 765.031 | 3682 | 765.031 | 933.0032 | 978.2313 | 565.2991 | 3468 | 433 | 4586 | 1142 | 5975 | 3716 | 6978 | 4467 | 758.3025 | 878.8155 | 980.9524 | 389.2891
| 3683 | 807.6431 | 751.3817 | 917.437 | 751.3817 | 751.3817 | 917.437 | 751.3817 | 751.3817 | 917.437 | 751.3817 | 974.1497 | 652.0514 | 751.3817 | 917.437 | 751.3817 | 3683 | 751.3818 | 917.437 | 974.1497 | 652.0514 | 3959 | 1108 | 5929 | 479 | 2433 | 4841 | 6955 | 1946 | 758.3025 | 878.8137 | 980.9524 | 389.2891
| 3684 | 810.6158 | 759.4079 | 924.7542 | 759.4079 | 759.4079 | 924.7542 | 759.4079 | 759.4079 | 924.7542 | 759.4079 | 983.6735 | 590.6671 | 759.4079 | 924.7542 | 759.4079 | 3684 | 759.4079 | 924.7542 | 983.6735 | 590.6671 | 3644 | 746 | 2795 | 923 | 2598 | 8458 | 6950 | 5209 | 758.2544 | 878.8103 | 980.9524 | 388.9759
| 3685 | 789.2035 | 734.176 | 923.3312 | 734.176 | 734.176 | 923.3312 | 734.176 | 734.176 | 923.3312 | 734.176 | 965.9864 | 516.129 | 734.176 | 923.3312 | 734.176 | 3685 | 734.176 | 923.3313 | 965.9864 | 516.129 | 4639 | 805 | 7892 | 1697 | 2284 | 1222 | 6949 | 7662 | 758.2064 | 878.7886 | 980.9524 | 388.9237
| 3686 | 810.0432 | 757.1971 | 922.0775 | 757.1971 | 757.1971 | 922.0775 | 757.1971 | 757.1971 | 922.0775 | 757.1971 | 991.8367 | 602.8813 | 757.1971 | 922.0775 | 757.1971 | 3686 | 757.1971 | 922.0775 | 991.8367 | 602.8813 | 3736 | 881 | 881 | 815 | 1184 | 7674 | 6911 | 5164 | 758.2064 | 878.7844 | 980.9524 | 388.6627
| 3687 | 802.869 | 747.7291 | 924.3211 | 747.7291 | 747.7291 | 924.3211 | 747.7291 | 747.7291 | 924.3211 | 747.7291 | 970.068 | 590.9803 | 747.7291 | 924.3211 | 747.7291 | 3687 | 747.7291 | 924.3211 | 970.068 | 590.9803 | 4094 | 761 | 7128 | 916 | 8021 | 6891 | 6872 | 2524 | 758.1583 | 878.7568 | 980.9524 | 388.6627
| 3688 | 804.0723 | 752.8236 | 924.808 | 752.8236 | 752.8236 | 924.808 | 752.8236 | 752.8236 | 924.808 | 752.8236 | 983.6735 | 551.5189 | 752.8236 | 924.808 | 752.8236 | 3688 | 752.8236 | 924.808 | 983.6735 | 551.519 | 3912 | 745 | 2794 | 1290 | 8001 | 8000 | 6845 | 2284 | 758.1583 | 878.7559 | 980.9524 | 388.6627
| 3689 | 824.3741 | 738.4534 | 948.0795 | 738.4534 | 738.4534 | 948.0795 | 738.4534 | 738.4534 | 948.0795 | 738.4534 | 989.1156 | 852.1766 | 738.4534 | 948.0795 | 738.4534 | 3689 | 738.4534 | 948.0795 | 989.1156 | 852.1766 | 4453 | 97 | 1246 | 15 | 485 | 7975 | 6844 | 465 | 758.1583 | 878.7285 | 980.9524 | 388.6627
| 3690 | 789.224 | 760.8497 | 919.607 | 760.8497 | 760.8497 | 919.607 | 760.8497 | 760.8497 | 919.607 | 760.8497 | 982.3129 | 301.5972 | 760.8497 | 919.607 | 760.8497 | 3690 | 760.8497 | 919.607 | 982.3129 | 301.5972 | 3601 | 999 | 3380 | 5591 | 2775 | 5094 | 6810 | 6624 | 758.1103 | 878.7206 | 980.9524 | 388.4891
| 3691 | 875.4331 | 878.9734 | 930.9692 | 878.9734 | 878.9734 | 930.9692 | 878.9734 | 878.9734 | 930.9692 | 878.9734 | 982.3129 | 518.0864 | 878.9734 | 930.9692 | 878.9734 | 3691 | 878.9734 | 930.9692 | 982.3129 | 518.0864 | 699 | 491 | 3379 | 1667 | 2500 | 4638 | 6787 | 8503 | 758.0622 | 878.7063 | 980.9524 | 388.3495
| 3692 | 868.3019 | 874.7921 | 918.3531 | 874.7921 | 874.7921 | 918.3531 | 874.7921 | 874.7921 | 918.3531 | 874.7921 | 991.8367 | 492.6402 | 874.7921 | 918.3531 | 874.7921 | 3692 | 874.7921 | 918.3531 | 991.8367 | 492.6402 | 754 | 1059 | 880 | 1987 | 8700 | 7475 | 6782 | 7845 | 758.0141 | 878.6885 | 980.9524 | 388.3495
| 3693 | 856.8437 | 859.5665 | 916.7732 | 859.5665 | 859.5665 | 916.7732 | 859.5665 | 859.5665 | 916.7732 | 859.5665 | 974.1497 | 478.0379 | 859.5665 | 916.7732 | 859.5665 | 3693 | 859.5665 | 916.7732 | 974.1497 | 478.0379 | 931 | 1146 | 5928 | 2175 | 8159 | 419 | 6781 | 5973 | 758.0141 | 878.6885 | 980.9524 | 388.3495
| 3694 | 839.7859 | 848.7048 | 888.8506 | 848.7048 | 848.7048 | 888.8506 | 848.7048 | 848.7048 | 888.8506 | 848.7048 | 971.4286 | 440.534 | 848.7048 | 888.8506 | 848.7048 | 3694 | 848.7048 | 888.8506 | 971.4286 | 440.534 | 1077 | 2933 | 6734 | 2819 | 4176 | 1954 | 6743 | 5542 | 758.0141 | 878.6796 | 980.9524 | 388.3495
| 3695 | 819.0301 | 789.3978 | 908.6678 | 789.3978 | 789.3978 | 908.6678 | 789.3978 | 789.3978 | 908.6678 | 789.3978 | 987.7551 | 528.813 | 789.3978 | 908.6678 | 789.3978 | 3695 | 789.3978 | 908.6678 | 987.7551 | 528.813 | 2566 | 1564 | 1567 | 1539 | 623 | 1892 | 6704 | 3769 | 758.0141 | 878.6795 | 980.9524 | 388.3495
| 3696 | 801.2721 | 767.6743 | 892.2742 | 767.6743 | 767.6743 | 892.2742 | 767.6743 | 767.6743 | 892.2742 | 767.6743 | 978.2313 | 529.0871 | 767.6743 | 892.2742 | 767.6743 | 3696 | 767.6743 | 892.2742 | 978.2313 | 529.0871 | 3369 | 2695 | 4585 | 1533 | 3517 | 6710 | 6677 | 3386 | 757.9661 | 878.6728 | 980.9524 | 388.3495
| 3697 | 796.6393 | 785.7452 | 884.7322 | 785.7452 | 785.7452 | 884.7322 | 785.7452 | 785.7452 | 884.7322 | 785.7452 | 989.1156 | 338.9446 | 785.7452 | 884.7322 | 785.7452 | 3697 | 785.7452 | 884.7322 | 989.1156 | 338.9446 | 2682 | 3281 | 1245 | 4664 | 2832 | 7628 | 6676 | 2516 | 757.9661 | 878.6533 | 980.9524 | 388.3495
| 3698 | 778.1911 | 755.6111 | 864.5672 | 755.6111 | 755.6111 | 864.5672 | 755.6111 | 755.6111 | 864.5672 | 755.6111 | 972.7891 | 418.7285 | 755.6111 | 864.5672 | 755.6111 | 3698 | 755.6111 | 864.5672 | 972.7891 | 418.7285 | 3803 | 4673 | 6346 | 3173 | 3053 | 7905 | 6642 | 2364 | 757.918 | 878.6369 | 980.9524 | 388.3495
| 3699 | 785.5178 | 741.3851 | 896.0321 | 741.3851 | 741.3851 | 896.0321 | 741.3851 | 741.3851 | 896.0321 | 741.3851 | 987.7551 | 494.2844 | 741.3851 | 896.0321 | 741.3851 | 3699 | 741.3851 | 896.0321 | 987.7551 | 494.2844 | 4337 | 2389 | 1566 | 1959 | 702 | 1131 | 6619 | 1792 | 757.918 | 878.627 | 980.9524 | 388.3495
| 3700 | 785.048 | 741.1929 | 892.5579 | 741.1929 | 741.1929 | 892.5579 | 741.1929 | 741.1929 | 892.5579 | 741.1929 | 991.8367 | 499.0604 | 741.1929 | 892.5579 | 741.1929 | 3700 | 741.1929 | 892.5579 | 991.8367 | 499.0604 | 4345 | 2663 | 879 | 1903 | 1984 | 461 | 6614 | 4926 | 757.8699 | 878.6014 | 980.9524 | 388.1929
| 3701 | 778.8854 | 734.8969 | 895.4873 | 734.8969 | 734.8969 | 895.4873 | 734.8969 | 734.8969 | 895.4873 | 734.8969 | 972.7891 | 470.4823 | 734.8969 | 895.4873 | 734.8969 | 3701 | 734.8969 | 895.4873 | 972.7891 | 470.4823 | 4609 | 2431 | 6345 | 2296 | 1013 | 4929 | 6613 | 4346 | 757.8699 | 878.5931 | 980.9524 | 388.1929
| 3702 | 728.5623 | 649.9255 | 888.2541 | 649.9255 | 649.9255 | 888.2541 | 649.9255 | 649.9255 | 888.2541 | 649.9255 | 985.034 | 462.4178 | 649.9255 | 888.2541 | 649.9255 | 3702 | 649.9255 | 888.2541 | 985.034 | 462.4178 | 7842 | 2975 | 2265 | 2438 | 6677 | 2662 | 6575 | 2146 | 757.8219 | 878.588 | 980.9524 | 388.0363
| 3703 | 730.8715 | 673.5233 | 869.4124 | 673.5233 | 673.5233 | 869.4124 | 673.5233 | 673.5233 | 869.4124 | 673.5233 | 975.5102 | 390.855 | 673.5233 | 869.4124 | 673.5233 | 3703 | 673.5233 | 869.4124 | 975.5102 | 390.855 | 7194 | 4307 | 5508 | 3656 | 6659 | 4807 | 6536 | 8587 | 757.8219 | 878.5687 | 980.9524 | 387.7232
| 3704 | 777.2761 | 722.0166 | 938.5142 | 722.0166 | 722.0166 | 938.5142 | 722.0166 | 722.0166 | 938.5142 | 722.0166 | 983.6735 | 368.0023 | 722.0166 | 938.5142 | 722.0166 | 3704 | 722.0166 | 938.5142 | 983.6735 | 368.0023 | 5144 | 268 | 2793 | 4117 | 5490 | 8129 | 6509 | 4636 | 757.8219 | 878.5577 | 980.9524 | 387.7231
| 3705 | 743.7442 | 688.9028 | 870.4673 | 688.9028 | 688.9028 | 870.4673 | 688.9028 | 688.9028 | 870.4673 | 688.9028 | 978.2313 | 441.0967 | 688.9028 | 870.4673 | 688.9028 | 3705 | 688.9028 | 870.4673 | 978.2313 | 441.0967 | 6554 | 4254 | 4584 | 2814 | 2283 | 593 | 6508 | 3888 | 757.8219 | 878.5577 | 980.9524 | 387.7231
| 3706 | 755.3796 | 689.912 | 887.5763 | 689.912 | 689.912 | 887.5763 | 689.912 | 689.912 | 887.5763 | 689.912 | 978.2313 | 527.482 | 689.912 | 887.5763 | 689.912 | 3706 | 689.9121 | 887.5763 | 978.2313 | 527.482 | 6503 | 3020 | 4583 | 1554 | 820 | 3300 | 6474 | 468 | 757.8219 | 878.557 | 980.9524 | 387.7231
| 3707 | 766.8479 | 716.2974 | 837.0909 | 716.2974 | 716.2974 | 837.0909 | 716.2974 | 716.2974 | 837.0909 | 716.2974 | 974.1497 | 682.9784 | 716.2974 | 837.0909 | 716.2974 | 3707 | 716.2974 | 837.0909 | 974.1497 | 682.9784 | 5379 | 6355 | 5927 | 341 | 5543 | 3373 | 6451 | 8492 | 757.7738 | 878.551 | 980.9524 | 387.4883
| 3708 | 778.1506 | 729.0335 | 887.2776 | 729.0335 | 729.0335 | 887.2776 | 729.0335 | 729.0335 | 887.2776 | 729.0335 | 976.8707 | 535.8597 | 729.0335 | 887.2776 | 729.0335 | 3708 | 729.0335 | 887.2776 | 976.8708 | 535.8597 | 4853 | 3045 | 5090 | 1462 | 8089 | 4703 | 6446 | 8681 | 757.7258 | 878.4434 | 980.9524 | 387.41
| 3709 | 784.6249 | 732.4939 | 892.6644 | 732.4939 | 732.4939 | 892.6644 | 732.4939 | 732.4939 | 892.6644 | 732.4939 | 983.6735 | 570.4666 | 732.4939 | 892.6644 | 732.4939 | 3709 | 732.4939 | 892.6644 | 983.6735 | 570.4666 | 4715 | 2656 | 2792 | 1096 | 7564 | 6260 | 6445 | 6966 | 757.7258 | 878.4321 | 980.9524 | 387.41
| 3710 | 793.3506 | 740.9045 | 894.1298 | 740.9045 | 740.9045 | 894.1298 | 740.9045 | 740.9045 | 894.1298 | 740.9045 | 983.6735 | 619.4801 | 740.9045 | 894.1298 | 740.9045 | 3710 | 740.9045 | 894.1298 | 983.6735 | 619.4801 | 4354 | 2523 | 2791 | 695 | 7206 | 8627 | 6407 | 6799 | 757.7258 | 878.4234 | 980.9524 | 387.41
| 3711 | 786.0253 | 734.3202 | 896.5707 | 734.3202 | 734.3202 | 896.5707 | 734.3202 | 734.3202 | 896.5707 | 734.3202 | 970.068 | 573.4419 | 734.3202 | 896.5707 | 734.3202 | 3711 | 734.3202 | 896.5707 | 970.068 | 573.4419 | 4629 | 2355 | 7127 | 1065 | 553 | 5355 | 6368 | 5435 | 757.7258 | 878.3993 | 980.9524 | 387.41
| 3712 | 786.1383 | 743.8362 | 887.606 | 743.8362 | 743.8362 | 887.606 | 743.8362 | 743.8362 | 887.606 | 743.8362 | 976.8707 | 527.9518 | 743.8362 | 887.606 | 743.8362 | 3712 | 743.8362 | 887.606 | 976.8708 | 527.9518 | 4240 | 3017 | 5089 | 1549 | 3537 | 5111 | 6341 | 5390 | 757.6777 | 878.3993 | 980.9524 | 387.41
| 3713 | 788.1591 | 744.4129 | 892.774 | 744.4129 | 744.4129 | 892.774 | 744.4129 | 744.4129 | 892.774 | 744.4129 | 978.2313 | 529.596 | 744.4129 | 892.774 | 744.4129 | 3713 | 744.4129 | 892.774 | 978.2313 | 529.596 | 4209 | 2646 | 4582 | 1527 | 8317 | 1873 | 6340 | 2249 | 757.6297 | 878.389 | 980.9524 | 387.41
| 3714 | 791.2156 | 752.9678 | 882.2907 | 752.9678 | 752.9678 | 882.2907 | 752.9678 | 752.9678 | 882.2907 | 752.9678 | 983.6735 | 540.44 | 752.9678 | 882.2907 | 752.9678 | 3714 | 752.9678 | 882.2908 | 983.6735 | 540.44 | 3906 | 3444 | 2790 | 1405 | 6281 | 3834 | 6306 | 1666 | 757.6297 | 878.3722 | 980.9524 | 387.41
| 3715 | 860.4782 | 879.8476 | 894.1419 | 879.8476 | 879.8476 | 894.1419 | 879.8476 | 879.8476 | 894.1419 | 879.8476 | 927.8912 | 503.4548 | 879.8476 | 894.1419 | 879.8476 | 3715 | 879.8477 | 894.1419 | 927.8912 | 503.4548 | 687 | 2521 | 8738 | 1848 | 6833 | 1167 | 6283 | 8461 | 757.5816 | 878.3661 | 980.9524 | 387.3317
| 3716 | 880.4154 | 921.9001 | 878.8155 | 921.9001 | 921.9001 | 878.8155 | 921.9001 | 921.9001 | 878.8155 | 921.9001 | 968.7075 | 466.6458 | 921.9001 | 878.8155 | 921.9001 | 3716 | 921.9001 | 878.8155 | 968.7075 | 466.6458 | 297 | 3682 | 7394 | 2359 | 4583 | 4973 | 6278 | 6171 | 757.5816 | 878.3595 | 980.9524 | 387.0968
| 3717 | 887.7053 | 924.1601 | 881.0437 | 924.1601 | 924.1601 | 881.0437 | 924.1601 | 924.1601 | 881.0437 | 924.1601 | 960.5442 | 549.8747 | 924.1601 | 881.0437 | 924.1601 | 3717 | 924.1601 | 881.0437 | 960.5442 | 549.8747 | 283 | 3538 | 8248 | 1304 | 6533 | 5238 | 6277 | 2595 | 757.5335 | 878.3418 | 980.9524 | 387.0968
| 3718 | 869.0292 | 907.8195 | 867.937 | 907.8195 | 907.8195 | 867.937 | 907.8195 | 907.8195 | 867.937 | 907.8195 | 974.1497 | 457.9549 | 907.8195 | 867.937 | 907.8195 | 3718 | 907.8195 | 867.937 | 974.1497 | 457.9549 | 409 | 4416 | 5926 | 2520 | 3886 | 2046 | 6239 | 1787 | 757.5335 | 878.3283 | 980.9524 | 387.0968
| 3719 | 859.2584 | 880.6652 | 872.1168 | 880.6652 | 880.6652 | 872.1168 | 880.6652 | 880.6652 | 872.1168 | 880.6652 | 980.9524 | 514.8763 | 880.6652 | 872.1168 | 880.6652 | 3719 | 880.6652 | 872.1168 | 980.9524 | 514.8763 | 679 | 4137 | 3838 | 1710 | 7249 | 2042 | 6200 | 1266 | 757.4855 | 878.3267 | 980.9524 | 387.0968
| 3720 | 830.7749 | 832.0277 | 873.4311 | 832.0277 | 832.0277 | 873.4311 | 832.0277 | 832.0277 | 873.4311 | 832.0277 | 971.4286 | 509.4738 | 832.0277 | 873.4311 | 832.0277 | 3720 | 832.0277 | 873.4311 | 971.4286 | 509.4739 | 1365 | 4061 | 6733 | 1771 | 5633 | 4902 | 6173 | 1265 | 757.4855 | 878.3217 | 980.9524 | 387.0968
| 3721 | 773.686 | 742.7308 | 876.696 | 742.7308 | 742.7308 | 876.696 | 742.7308 | 742.7308 | 876.696 | 742.7308 | 968.7075 | 414.2656 | 742.7308 | 876.696 | 742.7308 | 3721 | 742.7308 | 876.696 | 968.7075 | 414.2656 | 4281 | 3844 | 7393 | 3246 | 4675 | 2998 | 6172 | 7571 | 757.4855 | 878.3175 | 980.9524 | 386.7836
| 3722 | 766.6001 | 723.4104 | 883.3601 | 723.4104 | 723.4104 | 883.3601 | 723.4104 | 723.4104 | 883.3601 | 723.4104 | 967.3469 | 444.3313 | 723.4104 | 883.3601 | 723.4104 | 3722 | 723.4104 | 883.3601 | 967.3469 | 444.3314 | 5081 | 3373 | 7639 | 2765 | 3602 | 7935 | 6138 | 6321 | 757.4855 | 878.3146 | 980.9524 | 386.7836
| 3723 | 799.7397 | 782.3809 | 871.6669 | 782.3809 | 782.3809 | 871.6669 | 782.3809 | 782.3809 | 871.6669 | 782.3809 | 965.9864 | 484.6539 | 782.3809 | 871.6669 | 782.3809 | 3723 | 782.3809 | 871.6669 | 965.9864 | 484.6539 | 2787 | 4168 | 7891 | 2089 | 2363 | 5028 | 6115 | 4276 | 757.4855 | 878.2889 | 980.9524 | 386.7836
| 3724 | 790.2414 | 761.6667 | 870.2945 | 761.6667 | 761.6667 | 870.2945 | 761.6667 | 761.6667 | 870.2945 | 761.6667 | 963.2653 | 525.6029 | 761.6667 | 870.2945 | 761.6667 | 3724 | 761.6668 | 870.2945 | 963.2653 | 525.6029 | 3573 | 4264 | 8121 | 1580 | 7949 | 1401 | 6110 | 3241 | 757.4374 | 878.2885 | 980.9524 | 386.7836
| 3725 | 779.7802 | 738.4053 | 881.0837 | 738.4053 | 738.4053 | 881.0837 | 738.4053 | 738.4053 | 881.0837 | 738.4053 | 963.2653 | 522.0795 | 738.4053 | 881.0837 | 738.4053 | 3725 | 738.4053 | 881.0837 | 963.2653 | 522.0796 | 4458 | 3534 | 8120 | 1620 | 6430 | 113 | 6109 | 3199 | 757.4374 | 878.2848 | 980.9524 | 386.7836
| 3726 | 753.5469 | 697.1692 | 889.1458 | 697.1692 | 697.1692 | 889.1458 | 697.1692 | 697.1692 | 889.1458 | 697.1692 | 965.9864 | 449.7338 | 697.1692 | 889.1458 | 697.1692 | 3726 | 697.1692 | 889.1458 | 965.9864 | 449.7338 | 6185 | 2910 | 7890 | 2664 | 5970 | 4804 | 6071 | 3040 | 757.4374 | 878.2746 | 980.9524 | 386.7836
| 3727 | 714.0259 | 645.1675 | 866.301 | 645.1675 | 645.1675 | 866.301 | 645.1675 | 645.1675 | 866.301 | 645.1675 | 957.8231 | 411.995 | 645.1675 | 866.301 | 645.1675 | 3727 | 645.1675 | 866.301 | 957.8231 | 411.995 | 7943 | 4525 | 8374 | 3280 | 5926 | 2959 | 6032 | 2665 | 757.4374 | 878.2672 | 980.9524 | 386.7836
| 3728 | 729.2909 | 682.7029 | 866.17 | 682.7029 | 682.7029 | 866.17 | 682.7029 | 682.7029 | 866.17 | 682.7029 | 945.5782 | 338.191 | 682.7029 | 866.17 | 682.7029 | 3728 | 682.7029 | 866.17 | 945.5782 | 338.191 | 6845 | 4538 | 8633 | 4683 | 4163 | 1989 | 6005 | 2488 | 757.4374 | 878.262 | 980.9524 | 386.7836
| 3729 | 725.5162 | 662.6135 | 862.5105 | 662.6135 | 662.6135 | 862.5105 | 662.6135 | 662.6135 | 862.5105 | 662.6135 | 967.3469 | 438.9289 | 662.6135 | 862.5105 | 662.6135 | 3729 | 662.6135 | 862.5105 | 967.3469 | 438.9289 | 7513 | 4807 | 7638 | 2842 | 3626 | 478 | 6004 | 835 | 757.3893 | 878.2369 | 980.9524 | 386.7836
| 3730 | 737.2798 | 651.5115 | 905.3298 | 651.5115 | 651.5115 | 905.3298 | 651.5115 | 651.5115 | 905.3298 | 651.5115 | 964.6259 | 523.8804 | 651.5115 | 905.3298 | 651.5115 | 3730 | 651.5115 | 905.3298 | 964.6259 | 523.8804 | 7810 | 1776 | 8009 | 1598 | 7959 | 5255 | 5970 | 8484 | 757.3413 | 878.2323 | 980.9524 | 386.627
| 3731 | 748.2796 | 655.068 | 902.0551 | 655.068 | 655.068 | 902.0551 | 655.068 | 655.068 | 902.0551 | 655.068 | 967.3469 | 659.8027 | 655.068 | 902.0551 | 655.068 | 3731 | 655.068 | 902.0551 | 967.3469 | 659.8027 | 7716 | 1962 | 7637 | 455 | 6678 | 2396 | 5947 | 7529 | 757.3413 | 878.2277 | 980.9524 | 386.4704
| 3732 | 745.3506 | 668.0925 | 895.0958 | 668.0925 | 668.0925 | 895.0958 | 668.0925 | 668.0925 | 895.0958 | 668.0925 | 978.2313 | 531.5534 | 668.0925 | 895.0958 | 668.0925 | 3732 | 668.0925 | 895.0958 | 978.2313 | 531.5534 | 7353 | 2458 | 4581 | 1502 | 3327 | 1212 | 5942 | 5436 | 757.3413 | 878.2275 | 980.9524 | 386.4704
| 3733 | 761.5215 | 701.4947 | 893.0964 | 701.4947 | 701.4947 | 893.0964 | 701.4947 | 701.4947 | 893.0964 | 701.4947 | 970.068 | 506.8901 | 701.4947 | 893.0964 | 701.4947 | 3733 | 701.4947 | 893.0964 | 970.068 | 506.8901 | 6029 | 2623 | 7126 | 1801 | 3429 | 8524 | 5941 | 8470 | 757.2932 | 878.2117 | 980.9524 | 386.4117
| 3734 | 766.602 | 705.4357 | 891.0926 | 705.4357 | 705.4357 | 891.0926 | 705.4357 | 705.4357 | 891.0926 | 705.4357 | 974.1497 | 550.4228 | 705.4357 | 891.0926 | 705.4357 | 3734 | 705.4357 | 891.0926 | 974.1497 | 550.4228 | 5855 | 2782 | 5925 | 1301 | 1458 | 8064 | 5903 | 3656 | 757.2452 | 878.2117 | 980.9524 | 386.2747
| 3735 | 771.3947 | 709.2325 | 904.7829 | 709.2325 | 709.2325 | 904.7829 | 709.2325 | 709.2325 | 904.7829 | 709.2325 | 972.7891 | 533.7457 | 709.2325 | 904.7829 | 709.2325 | 3735 | 709.2325 | 904.7829 | 972.7891 | 533.7457 | 5678 | 1814 | 6344 | 1483 | 8359 | 528 | 5864 | 7282 | 757.2307 | 878.2117 | 980.9524 | 386.1572
| 3736 | 766.2667 | 712.3084 | 898.4905 | 712.3084 | 712.3084 | 898.4905 | 712.3084 | 712.3084 | 898.4905 | 712.3084 | 970.068 | 465.2365 | 712.3084 | 898.4905 | 712.3084 | 3736 | 712.3084 | 898.4905 | 970.068 | 465.2365 | 5534 | 2222 | 7125 | 2379 | 3686 | 2663 | 5837 | 7004 | 757.1971 | 878.206 | 980.9524 | 386.1572
| 3737 | 748.5153 | 664.4879 | 905.0699 | 664.4879 | 664.4879 | 905.0699 | 664.4879 | 664.4879 | 905.0699 | 664.4879 | 976.8707 | 566.1604 | 664.4879 | 905.0699 | 664.4879 | 3737 | 664.4879 | 905.0699 | 976.8708 | 566.1604 | 7453 | 1796 | 5088 | 1133 | 1841 | 7586 | 5836 | 6736 | 757.1971 | 878.205 | 980.9524 | 386.1572
| 3738 | 768.2923 | 710.8185 | 911.4446 | 710.8185 | 710.8185 | 911.4446 | 710.8185 | 710.8185 | 911.4446 | 710.8185 | 976.8707 | 446.8956 | 710.8185 | 911.4446 | 710.8185 | 3738 | 710.8185 | 911.4446 | 976.8708 | 446.8956 | 5602 | 1405 | 5087 | 2722 | 1286 | 813 | 5802 | 5849 | 757.1971 | 878.202 | 980.9524 | 386.1572
| 3739 | 825.5736 | 813.7934 | 900.1465 | 813.7934 | 813.7934 | 900.1465 | 813.7934 | 813.7934 | 900.1465 | 813.7934 | 956.4626 | 490.6338 | 813.7934 | 900.1465 | 813.7934 | 3739 | 813.7934 | 900.1465 | 956.4626 | 490.6338 | 1803 | 2109 | 8456 | 2010 | 5159 | 7068 | 5779 | 5655 | 757.149 | 878.1966 | 980.9524 | 386.1572
| 3740 | 835.987 | 842.5626 | 879.1965 | 842.5626 | 842.5626 | 879.1965 | 842.5626 | 842.5626 | 879.1965 | 842.5626 | 971.4286 | 475.1018 | 842.5626 | 879.1965 | 842.5626 | 3740 | 842.5626 | 879.1965 | 971.4286 | 475.1018 | 1182 | 3658 | 6732 | 2227 | 4292 | 4782 | 5774 | 3177 | 757.149 | 878.1936 | 980.9524 | 386.1572
| 3741 | 849.2811 | 860.1913 | 900.9701 | 860.1913 | 860.1913 | 900.9701 | 860.1913 | 860.1913 | 900.9701 | 860.1913 | 975.5102 | 429.0146 | 860.1913 | 900.9701 | 860.1913 | 3741 | 860.1913 | 900.9701 | 975.5102 | 429.0146 | 923 | 2039 | 5507 | 3020 | 3287 | 2749 | 5773 | 8685 | 757.149 | 878.1538 | 980.9524 | 385.9223
| 3742 | 835.5711 | 833.854 | 905.9629 | 833.854 | 833.854 | 905.9629 | 833.854 | 833.854 | 905.9629 | 833.854 | 983.6735 | 419.6387 | 833.854 | 905.9629 | 833.854 | 3742 | 833.854 | 905.9629 | 983.6735 | 419.6387 | 1323 | 1743 | 2789 | 3158 | 8679 | 4844 | 5735 | 4781 | 757.0529 | 878.153 | 980.9524 | 385.844
| 3743 | 798.022 | 763.9737 | 898.8016 | 763.9737 | 763.9737 | 898.8016 | 763.9737 | 763.9737 | 898.8016 | 763.9737 | 983.6735 | 481.6395 | 763.9737 | 898.8016 | 763.9737 | 3743 | 763.9737 | 898.8016 | 983.6735 | 481.6395 | 3494 | 2204 | 2788 | 2133 | 7036 | 7912 | 5696 | 3375 | 757.0529 | 878.1303 | 980.9524 | 385.844
| 3744 | 775.8169 | 731.1962 | 901.2873 | 731.1962 | 731.1962 | 901.2873 | 731.1962 | 731.1962 | 901.2873 | 731.1962 | 975.5102 | 431.2069 | 731.1962 | 901.2873 | 731.1962 | 3744 | 731.1962 | 901.2873 | 975.5102 | 431.2069 | 4772 | 2022 | 5506 | 2977 | 6018 | 8136 | 5669 | 2285 | 757.0529 | 878.1024 | 980.9524 | 385.844
| 3745 | 752.3479 | 713.7021 | 903.4782 | 713.7021 | 713.7021 | 903.4782 | 713.7021 | 713.7021 | 903.4782 | 713.7021 | 970.068 | 239.2734 | 713.7021 | 903.4782 | 713.7021 | 3745 | 713.7021 | 903.4782 | 970.068 | 239.2734 | 5478 | 1882 | 7124 | 7811 | 7589 | 600 | 5668 | 7337 | 757.0049 | 878.1024 | 980.9524 | 385.5309
| 3746 | 742.2807 | 699.38 | 895.9989 | 699.38 | 699.38 | 895.9989 | 699.38 | 699.38 | 895.9989 | 699.38 | 971.4286 | 241.4657 | 699.38 | 895.9989 | 699.38 | 3746 | 699.38 | 895.9989 | 971.4286 | 241.4657 | 6115 | 2391 | 6731 | 7751 | 1213 | 7411 | 5634 | 7291 | 757.0049 | 878.0694 | 980.9524 | 385.5309
| 3747 | 747.3644 | 705.2434 | 902.0677 | 705.2434 | 705.2434 | 902.0677 | 705.2434 | 705.2434 | 902.0677 | 705.2434 | 967.3469 | 245.5371 | 705.2434 | 902.0677 | 705.2434 | 3747 | 705.2434 | 902.0677 | 967.3469 | 245.5371 | 5865 | 1960 | 7636 | 7610 | 7456 | 355 | 5611 | 281 | 756.9568 | 878.0693 | 980.9524 | 385.5308
| 3748 | 736.5723 | 692.4112 | 890.4512 | 692.4112 | 692.4112 | 890.4512 | 692.4112 | 692.4112 | 890.4512 | 692.4112 | 974.1497 | 236.7679 | 692.4112 | 890.4512 | 692.4112 | 3748 | 692.4112 | 890.4512 | 974.1497 | 236.7679 | 6405 | 2812 | 5924 | 7887 | 6048 | 6892 | 5606 | 8081 | 756.9568 | 878.0529 | 980.9524 | 385.2177
| 3749 | 749.6239 | 712.02 | 894.1471 | 712.02 | 712.02 | 894.1471 | 712.02 | 712.02 | 894.1471 | 712.02 | 975.5102 | 246.4767 | 712.02 | 894.1471 | 712.02 | 3749 | 712.02 | 894.1471 | 975.5102 | 246.4767 | 5547 | 2517 | 5505 | 7583 | 1378 | 1003 | 5605 | 7003 | 756.9568 | 878.0085 | 980.9524 | 385.2177
| 3750 | 742.9884 | 695.1987 | 900.019 | 695.1987 | 695.1987 | 900.019 | 695.1987 | 695.1987 | 900.019 | 695.1987 | 983.6735 | 256.4986 | 695.1987 | 900.019 | 695.1987 | 3750 | 695.1987 | 900.019 | 983.6735 | 256.4986 | 6276 | 2116 | 2787 | 7223 | 400 | 7379 | 5567 | 5511 | 756.9568 | 877.9986 | 980.9524 | 385.2177
| 3751 | 745.0692 | 698.611 | 898.625 | 698.611 | 698.611 | 898.625 | 698.611 | 698.611 | 898.625 | 698.611 | 982.3129 | 265.2678 | 698.611 | 898.625 | 698.611 | 3751 | 698.611 | 898.625 | 982.3129 | 265.2678 | 6143 | 2214 | 3378 | 6922 | 7688 | 323 | 5528 | 5212 | 756.8607 | 877.9986 | 980.9524 | 385.2177
| 3752 | 750.7616 | 707.1659 | 897.9961 | 707.1659 | 707.1659 | 897.9961 | 707.1659 | 707.1659 | 897.9961 | 707.1659 | 978.2313 | 283.1193 | 707.1659 | 897.9961 | 707.1659 | 3752 | 707.1659 | 897.9961 | 978.2313 | 283.1193 | 5769 | 2256 | 4580 | 6250 | 2673 | 7347 | 5501 | 3753 | 756.8126 | 877.9837 | 980.9524 | 385.2177
| 3753 | 774.3501 | 727.2553 | 913.8321 | 727.2553 | 727.2553 | 913.8321 | 727.2553 | 727.2553 | 913.8321 | 727.2553 | 982.3129 | 385.2177 | 727.2553 | 913.8321 | 727.2553 | 3753 | 727.2553 | 913.8321 | 982.3129 | 385.2177 | 4917 | 1275 | 3377 | 3752 | 1696 | 291 | 5500 | 3129 | 756.8126 | 877.9837 | 980.9524 | 385.2177
| 3754 | 805.2725 | 742.5386 | 920.4766 | 742.5386 | 742.5386 | 920.4766 | 742.5386 | 742.5386 | 920.4766 | 742.5386 | 986.3946 | 665.2051 | 742.5386 | 920.4766 | 742.5386 | 3754 | 742.5386 | 920.4766 | 986.3946 | 665.2051 | 4295 | 954 | 1929 | 423 | 4295 | 3 | 5466 | 1767 | 756.7646 | 877.949 | 980.9524 | 385.2177
| 3755 | 784.2127 | 719.8058 | 899.5952 | 719.8058 | 719.8058 | 899.5952 | 719.8058 | 719.8058 | 899.5952 | 719.8058 | 982.3129 | 639.8371 | 719.8058 | 899.5952 | 719.8058 | 3755 | 719.8058 | 899.5952 | 982.3129 | 639.8371 | 5240 | 2141 | 3376 | 558 | 1250 | 7804 | 5443 | 545 | 756.7646 | 877.949 | 980.9524 | 385.2177
| 3756 | 747.5838 | 675.7822 | 875.9646 | 675.7822 | 675.7822 | 875.9646 | 675.7822 | 675.7822 | 875.9646 | 675.7822 | 978.2313 | 577.8265 | 675.7822 | 875.9646 | 675.7822 | 3756 | 675.7822 | 875.9646 | 978.2313 | 577.8265 | 7114 | 3883 | 4579 | 1022 | 2554 | 7344 | 5438 | 8501 | 756.7165 | 877.949 | 980.9524 | 384.9045
| 3757 | 716.5088 | 703.0326 | 718.7543 | 703.0326 | 703.0326 | 718.7543 | 703.0326 | 703.0326 | 718.7543 | 703.0326 | 980.9524 | 550.8926 | 703.0326 | 718.7543 | 703.0326 | 3757 | 703.0326 | 718.7543 | 980.9524 | 550.8926 | 5962 | 7811 | 3837 | 1297 | 7145 | 288 | 5437 | 7565 | 756.6684 | 877.949 | 980.9524 | 384.9045
| 3758 | 718.3249 | 701.3505 | 704.9859 | 701.3505 | 701.3505 | 704.9859 | 701.3505 | 701.3505 | 704.9859 | 701.3505 | 980.9524 | 644.8481 | 701.3505 | 704.9859 | 701.3505 | 3758 | 701.3505 | 704.9859 | 980.9524 | 644.8481 | 6034 | 7979 | 3836 | 520 | 1896 | 5015 | 5399 | 6408 | 756.6684 | 877.9282 | 980.9524 | 384.9045
| 3759 | 770.3135 | 712.2122 | 911.3444 | 712.2122 | 712.2122 | 911.3444 | 712.2122 | 712.2122 | 911.3444 | 712.2122 | 972.7891 | 468.5249 | 712.2122 | 911.3444 | 712.2122 | 3759 | 712.2122 | 911.3444 | 972.7891 | 468.5249 | 5539 | 1410 | 6343 | 2329 | 7480 | 4935 | 5360 | 6197 | 756.6204 | 877.9128 | 980.9524 | 384.9045
| 3760 | 750.8822 | 706.1566 | 880.447 | 706.1566 | 706.1566 | 880.447 | 706.1566 | 706.1566 | 880.447 | 706.1566 | 975.5102 | 365.8002 | 706.1566 | 880.447 | 706.1566 | 3760 | 706.1566 | 880.447 | 975.5102 | 365.8002 | 5817 | 3576 | 5504 | 4162 | 6706 | 819 | 5333 | 2444 | 756.6204 | 877.9023 | 980.9524 | 384.9045
| 3761 | 778.2604 | 727.3514 | 893.8665 | 727.3514 | 727.3514 | 893.8665 | 727.3514 | 727.3514 | 893.8665 | 727.3514 | 983.6735 | 517.695 | 727.3514 | 893.8665 | 727.3514 | 3761 | 727.3514 | 893.8665 | 983.6735 | 517.695 | 4913 | 2547 | 2786 | 1675 | 5399 | 4650 | 5332 | 2433 | 756.6204 | 877.8744 | 980.9524 | 384.9045
| 3762 | 794.4277 | 772.3843 | 886.6259 | 772.3843 | 772.3843 | 886.6259 | 772.3843 | 772.3843 | 886.6259 | 772.3843 | 967.3469 | 429.0636 | 772.3843 | 886.6259 | 772.3843 | 3762 | 772.3843 | 886.6259 | 967.3469 | 429.0636 | 3166 | 3104 | 7635 | 3018 | 424 | 2085 | 5298 | 2028 | 756.6204 | 877.8725 | 980.9524 | 384.9045
| 3763 | 855.0078 | 873.9703 | 907.3505 | 873.9703 | 873.9703 | 907.3505 | 873.9703 | 873.9703 | 907.3505 | 873.9703 | 980.9524 | 367.9925 | 873.9703 | 907.3505 | 873.9703 | 3763 | 873.9703 | 907.3505 | 980.9524 | 367.9925 | 765 | 1656 | 3835 | 4118 | 7250 | 5263 | 5275 | 2005 | 756.5723 | 877.8567 | 980.9524 | 384.9045
| 3764 | 880.6586 | 921.1275 | 898.3213 | 921.1275 | 921.1275 | 898.3213 | 921.1275 | 921.1275 | 898.3213 | 921.1275 | 986.3946 | 380.5199 | 921.1275 | 898.3213 | 921.1275 | 3764 | 921.1275 | 898.3213 | 986.3946 | 380.5199 | 304 | 2230 | 1928 | 3835 | 6786 | 2987 | 5270 | 4377 | 756.5723 | 877.8477 | 980.9524 | 384.5913
| 3765 | 895.6445 | 916.2301 | 886.8144 | 916.2301 | 916.2301 | 886.8144 | 916.2301 | 916.2301 | 886.8144 | 916.2301 | 982.3129 | 679.6117 | 916.2301 | 886.8144 | 916.2301 | 3765 | 916.2301 | 886.8145 | 982.3129 | 679.6117 | 335 | 3082 | 3375 | 357 | 4097 | 2661 | 5269 | 3625 | 756.5723 | 877.8304 | 980.9524 | 384.5913
| 3766 | 873.3999 | 900.2739 | 874.7535 | 900.2739 | 900.2739 | 874.7535 | 900.2739 | 900.2739 | 874.7535 | 900.2739 | 971.4286 | 554.964 | 900.2739 | 874.7535 | 900.2739 | 3766 | 900.274 | 874.7535 | 971.4286 | 554.964 | 476 | 3983 | 6730 | 1249 | 8201 | 2849 | 5231 | 853 | 756.5243 | 877.8168 | 980.9524 | 384.5913
| 3767 | 839.9793 | 846.4459 | 865.403 | 846.4459 | 846.4459 | 865.403 | 846.4459 | 846.4459 | 865.403 | 846.4459 | 985.034 | 541.497 | 846.4459 | 865.403 | 846.4459 | 3767 | 846.4459 | 865.403 | 985.034 | 541.497 | 1112 | 4605 | 2264 | 1388 | 665 | 4585 | 5192 | 8641 | 756.5242 | 877.8113 | 980.9524 | 384.4739
| 3768 | 844.6831 | 817.273 | 886.76 | 817.273 | 817.273 | 886.76 | 817.273 | 817.273 | 886.76 | 817.273 | 987.7551 | 752.5838 | 817.273 | 886.76 | 817.273 | 3768 | 817.273 | 886.76 | 987.7551 | 752.5838 | 1713 | 3084 | 1565 | 141 | 7757 | 4355 | 5165 | 8323 | 756.4762 | 877.8113 | 980.9524 | 384.3564
| 3769 | 802.2594 | 784.2553 | 895.3711 | 784.2553 | 784.2553 | 895.3711 | 784.2553 | 784.2553 | 895.3711 | 784.2553 | 987.7551 | 388.3495 | 784.2553 | 895.3711 | 784.2553 | 3769 | 784.2553 | 895.3711 | 987.7551 | 388.3495 | 2725 | 2439 | 1564 | 3695 | 7121 | 4755 | 5164 | 7846 | 756.4762 | 877.7572 | 980.9524 | 384.2781
| 3770 | 807.174 | 771.9998 | 891.7447 | 771.9998 | 771.9998 | 891.7447 | 771.9998 | 771.9998 | 891.7447 | 771.9998 | 995.9184 | 561.5409 | 771.9998 | 891.7447 | 771.9998 | 3770 | 771.9998 | 891.7447 | 995.9184 | 561.5409 | 3179 | 2727 | 328 | 1183 | 2535 | 5088 | 5130 | 7118 | 756.3801 | 877.7516 | 980.9524 | 384.2781
| 3771 | 825.5269 | 771.6634 | 902.6552 | 771.6634 | 771.6634 | 902.6552 | 771.6634 | 771.6634 | 902.6552 | 771.6634 | 994.5578 | 778.8913 | 771.6634 | 902.6552 | 771.6634 | 3771 | 771.6634 | 902.6552 | 994.5578 | 778.8913 | 3201 | 1922 | 506 | 76 | 1852 | 143 | 5107 | 4722 | 756.3801 | 877.7445 | 980.9524 | 384.2781
| 3772 | 813.8141 | 778.9206 | 894.0994 | 778.9206 | 778.9206 | 894.0994 | 778.9206 | 778.9206 | 894.0994 | 778.9206 | 991.8367 | 593.7989 | 778.9206 | 894.0994 | 778.9206 | 3772 | 778.9206 | 894.0994 | 991.8367 | 593.7989 | 2920 | 2526 | 878 | 895 | 3661 | 5244 | 5102 | 4398 | 756.332 | 877.7258 | 980.9524 | 384.2781
| 3773 | 826.7024 | 777.9593 | 946.6115 | 777.9593 | 777.9593 | 946.6115 | 777.9593 | 777.9593 | 946.6115 | 777.9593 | 991.8367 | 571.876 | 777.9593 | 946.6115 | 777.9593 | 3773 | 777.9593 | 946.6115 | 991.8367 | 571.876 | 2947 | 117 | 877 | 1079 | 1249 | 6785 | 5101 | 4148 | 756.332 | 877.7019 | 980.9524 | 384.2781
| 3774 | 782.9726 | 717.4989 | 887.7327 | 717.4989 | 717.4989 | 887.7327 | 717.4989 | 717.4989 | 887.7327 | 717.4989 | 982.3129 | 688.3808 | 717.4989 | 887.7327 | 717.4989 | 3774 | 717.4989 | 887.7327 | 982.3129 | 688.3808 | 5334 | 3011 | 3374 | 325 | 2571 | 3628 | 5063 | 3461 | 756.2839 | 877.6976 | 980.9524 | 384.2781
| 3775 | 779.0722 | 724.4677 | 899.0893 | 724.4677 | 724.4677 | 899.0893 | 724.4677 | 724.4677 | 899.0893 | 724.4677 | 972.7891 | 542.1234 | 724.4677 | 899.0893 | 724.4677 | 3775 | 724.4677 | 899.0893 | 972.7891 | 542.1234 | 5033 | 2185 | 6342 | 1383 | 6509 | 2670 | 5024 | 6600 | 756.2359 | 877.6932 | 980.9524 | 384.2442
| 3776 | 753.1132 | 738.4534 | 830.2579 | 738.4534 | 738.4534 | 830.2579 | 738.4534 | 738.4534 | 830.2579 | 738.4534 | 986.3946 | 328.5312 | 738.4534 | 830.2579 | 738.4534 | 3776 | 738.4534 | 830.2579 | 986.3946 | 328.5312 | 4452 | 6618 | 1927 | 4871 | 2944 | 8737 | 4997 | 8665 | 756.1878 | 877.6921 | 980.9524 | 384.1215
| 3777 | 778.7402 | 762.0993 | 832.0159 | 762.0993 | 762.0993 | 832.0159 | 762.0993 | 762.0993 | 832.0159 | 762.0993 | 959.1837 | 518.3213 | 762.0993 | 832.0159 | 762.0993 | 3777 | 762.0993 | 832.0159 | 959.1837 | 518.3213 | 3552 | 6546 | 8322 | 1664 | 7387 | 8075 | 4996 | 4226 | 756.0917 | 877.6921 | 980.9524 | 383.9649
| 3778 | 803.7699 | 748.2578 | 922.1327 | 748.2578 | 748.2578 | 922.1327 | 748.2578 | 748.2578 | 922.1327 | 748.2578 | 976.8707 | 601.3154 | 748.2578 | 922.1327 | 748.2578 | 3778 | 748.2578 | 922.1327 | 976.8708 | 601.3154 | 4071 | 877 | 5086 | 828 | 1454 | 539 | 4962 | 3780 | 756.0917 | 877.6921 | 980.9524 | 383.9649
| 3779 | 774.6497 | 749.7477 | 855.5922 | 749.7477 | 749.7477 | 855.5922 | 749.7477 | 749.7477 | 855.5922 | 749.7477 | 985.034 | 439.7119 | 749.7477 | 855.5922 | 749.7477 | 3779 | 749.7477 | 855.5922 | 985.034 | 439.7119 | 4019 | 5272 | 2263 | 2837 | 331 | 7916 | 4939 | 8220 | 756.0917 | 877.6884 | 980.9524 | 383.6517
| 3780 | 756.9871 | 711.3952 | 883.3944 | 711.3952 | 711.3952 | 883.3944 | 711.3952 | 711.3952 | 883.3944 | 711.3952 | 989.1156 | 383.9649 | 711.3952 | 883.3944 | 711.3952 | 3780 | 711.3952 | 883.3944 | 989.1157 | 383.9649 | 5575 | 3371 | 1244 | 3778 | 3328 | 7184 | 4934 | 5855 | 756.0436 | 877.6784 | 980.9524 | 383.6517
| 3781 | 775.7828 | 748.3059 | 867.1124 | 748.3059 | 748.3059 | 867.1124 | 748.3059 | 748.3059 | 867.1124 | 748.3059 | 986.3946 | 419.668 | 748.3059 | 867.1124 | 748.3059 | 3781 | 748.3059 | 867.1124 | 986.3946 | 419.668 | 4068 | 4466 | 1926 | 3156 | 3376 | 7796 | 4933 | 5778 | 755.8995 | 877.6743 | 980.9524 | 383.6517
| 3782 | 775.6696 | 713.4138 | 889.3418 | 713.4138 | 713.4138 | 889.3418 | 713.4138 | 713.4138 | 889.3418 | 713.4138 | 983.6735 | 611.0241 | 713.4138 | 889.3418 | 713.4138 | 3782 | 713.4138 | 889.3418 | 983.6735 | 611.0241 | 5489 | 2893 | 2785 | 741 | 2307 | 1877 | 4895 | 3446 | 755.8995 | 877.6451 | 980.9524 | 383.6517
| 3783 | 758.0913 | 702.2156 | 898.2069 | 702.2156 | 702.2156 | 898.2069 | 702.2156 | 702.2156 | 898.2069 | 702.2156 | 987.7551 | 414.9702 | 702.2156 | 898.2069 | 702.2156 | 3783 | 702.2156 | 898.2069 | 987.7551 | 414.9703 | 6005 | 2239 | 1563 | 3236 | 465 | 6756 | 4856 | 684 | 755.8995 | 877.6449 | 980.9524 | 383.6517
| 3784 | 765.7008 | 723.122 | 886.2376 | 723.122 | 723.122 | 886.2376 | 723.122 | 723.122 | 886.2376 | 723.122 | 987.7551 | 402.1297 | 723.122 | 886.2376 | 723.122 | 3784 | 723.122 | 886.2376 | 987.7551 | 402.1297 | 5092 | 3134 | 1562 | 3453 | 8137 | 7156 | 4829 | 7046 | 755.8514 | 877.6414 | 980.9524 | 383.4952
| 3785 | 799.7606 | 760.6575 | 910.1678 | 760.6575 | 760.6575 | 910.1678 | 760.6575 | 760.6575 | 910.1678 | 760.6575 | 1000 | 470.7172 | 760.6575 | 910.1678 | 760.6575 | 3785 | 760.6575 | 910.1678 | 1000 | 470.7172 | 3607 | 1476 | 30 | 2293 | 4462 | 7719 | 4828 | 8348 | 755.8514 | 877.6377 | 980.9524 | 383.3386
| 3786 | 812.6927 | 779.9779 | 897.4361 | 779.9779 | 779.9779 | 897.4361 | 779.9779 | 779.9779 | 897.4361 | 779.9779 | 980.9524 | 567.1782 | 779.9779 | 897.4361 | 779.9779 | 3786 | 779.9779 | 897.4361 | 980.9524 | 567.1782 | 2875 | 2292 | 3834 | 1127 | 3958 | 2257 | 4794 | 7643 | 755.8514 | 877.6074 | 980.9524 | 383.3386
| 3787 | 849.962 | 856.0581 | 893.5083 | 856.0581 | 856.0581 | 893.5083 | 856.0581 | 856.0581 | 893.5083 | 856.0581 | 995.9184 | 481.0523 | 856.0581 | 893.5083 | 856.0581 | 3787 | 856.0581 | 893.5083 | 995.9184 | 481.0523 | 971 | 2590 | 327 | 2138 | 3509 | 7995 | 4771 | 7113 | 755.8514 | 877.592 | 980.9524 | 383.3386
| 3788 | 860.9622 | 881.9628 | 898.8713 | 881.9628 | 881.9628 | 898.8713 | 881.9628 | 881.9628 | 898.8713 | 881.9628 | 978.2313 | 424.0526 | 881.9628 | 898.8713 | 881.9628 | 3788 | 881.9628 | 898.8713 | 978.2313 | 424.0526 | 665 | 2201 | 4578 | 3095 | 1565 | 1939 | 4766 | 6001 | 755.8514 | 877.5736 | 980.9524 | 383.3386
| 3789 | 877.0148 | 897.3903 | 905.974 | 897.3903 | 897.3903 | 905.974 | 897.3903 | 897.3903 | 905.974 | 897.3903 | 993.1973 | 481.9919 | 897.3903 | 905.974 | 897.3903 | 3789 | 897.3903 | 905.974 | 993.1973 | 481.9919 | 511 | 1740 | 661 | 2124 | 1450 | 5030 | 4765 | 5590 | 755.8514 | 877.5394 | 980.9524 | 383.3386
| 3790 | 872.8739 | 884.7984 | 945.9203 | 884.7984 | 884.7984 | 945.9203 | 884.7984 | 884.7984 | 945.9203 | 884.7984 | 994.5578 | 363.6079 | 884.7984 | 945.9203 | 884.7984 | 3790 | 884.7984 | 945.9203 | 994.5578 | 363.6079 | 641 | 126 | 505 | 4196 | 601 | 1951 | 4727 | 3815 | 755.8514 | 877.5365 | 980.9524 | 383.3386
| 3791 | 833.3824 | 816.9847 | 921.7576 | 816.9847 | 816.9847 | 921.7576 | 816.9847 | 816.9847 | 921.7576 | 816.9847 | 972.7891 | 471.6567 | 816.9847 | 921.7576 | 816.9847 | 3791 | 816.9847 | 921.7576 | 972.7891 | 471.6568 | 1722 | 895 | 6341 | 2277 | 7832 | 4651 | 4688 | 3381 | 755.8033 | 877.5075 | 980.9524 | 383.3386
| 3792 | 723.1266 | 765.8961 | 698.9411 | 765.8961 | 765.8961 | 698.9411 | 765.8961 | 765.8961 | 698.9411 | 765.8961 | 993.1973 | 207.6417 | 765.8961 | 698.9411 | 765.8961 | 3792 | 765.8961 | 698.9411 | 993.1973 | 207.6417 | 3434 | 8041 | 660 | 8461 | 7645 | 7767 | 4661 | 1216 | 755.8033 | 877.5004 | 980.9524 | 383.182
| 3793 | 779.2257 | 705.2434 | 913.2961 | 705.2434 | 705.2434 | 913.2961 | 705.2434 | 705.2434 | 913.2961 | 705.2434 | 990.4762 | 623.5515 | 705.2434 | 913.2961 | 705.2434 | 3793 | 705.2434 | 913.2961 | 990.4762 | 623.5515 | 5864 | 1301 | 1049 | 665 | 6686 | 6044 | 4660 | 3604 | 755.8033 | 877.463 | 980.9524 | 383.0254
| 3794 | 699.5267 | 689.912 | 702.3546 | 689.912 | 689.912 | 702.3546 | 689.912 | 689.912 | 702.3546 | 689.912 | 998.6395 | 466.0194 | 689.912 | 702.3546 | 689.912 | 3794 | 689.9121 | 702.3546 | 998.6395 | 466.0194 | 6502 | 8005 | 112 | 2368 | 1983 | 825 | 4626 | 3583 | 755.8033 | 877.455 | 980.9524 | 383.0254
| 3795 | 693.5641 | 696.8088 | 674.636 | 696.8088 | 696.8088 | 674.636 | 696.8088 | 696.8088 | 674.636 | 696.8088 | 995.9184 | 440.9646 | 696.8088 | 674.636 | 696.8088 | 3795 | 696.8088 | 674.636 | 995.9184 | 440.9646 | 6200 | 8262 | 326 | 2817 | 1405 | 7025 | 4603 | 6557 | 755.8033 | 877.4417 | 980.9524 | 382.7122
| 3796 | 711.7731 | 702.8404 | 674.8173 | 702.8404 | 702.8404 | 674.8173 | 702.8404 | 702.8404 | 674.8173 | 702.8404 | 986.3946 | 656.436 | 702.8404 | 674.8173 | 702.8404 | 3796 | 702.8404 | 674.8173 | 986.3946 | 656.436 | 5974 | 8259 | 1925 | 464 | 4165 | 7707 | 4598 | 5207 | 755.7553 | 877.4311 | 980.9524 | 382.7122
| 3797 | 723.1305 | 704.0179 | 693.2117 | 704.0179 | 704.0179 | 693.2117 | 704.0179 | 704.0179 | 693.2117 | 704.0179 | 989.1156 | 729.7213 | 704.0179 | 693.2117 | 704.0179 | 3797 | 704.0179 | 693.2117 | 989.1157 | 729.7213 | 5914 | 8089 | 1243 | 187 | 1897 | 7969 | 4597 | 4611 | 755.7553 | 877.3914 | 980.9524 | 382.7122
| 3798 | 671.8804 | 685.3222 | 662.8216 | 685.3222 | 685.3222 | 662.8216 | 685.3222 | 685.3222 | 662.8216 | 685.3222 | 995.9184 | 276.5424 | 685.3222 | 662.8216 | 685.3222 | 3798 | 685.3223 | 662.8216 | 995.9184 | 276.5424 | 6723 | 8344 | 325 | 6517 | 7081 | 470 | 4559 | 2356 | 755.7072 | 877.3657 | 980.9524 | 382.7122
| 3799 | 664.3238 | 661.4361 | 701.176 | 661.4361 | 661.4361 | 701.176 | 661.4361 | 661.4361 | 701.176 | 661.4361 | 974.1497 | 230.191 | 661.4361 | 701.176 | 661.4361 | 3799 | 661.4361 | 701.176 | 974.1497 | 230.191 | 7545 | 8018 | 5923 | 8056 | 1836 | 1831 | 4520 | 2100 | 755.6592 | 877.3616 | 980.9524 | 382.7122
| 3800 | 695.3835 | 687.8695 | 726.6315 | 687.8695 | 687.8695 | 726.6315 | 687.8695 | 687.8695 | 726.6315 | 687.8695 | 986.3946 | 339.4926 | 687.8695 | 726.6315 | 687.8695 | 3800 | 687.8695 | 726.6315 | 986.3946 | 339.4926 | 6610 | 7721 | 1924 | 4659 | 1093 | 5192 | 4493 | 1482 | 755.6592 | 877.3524 | 980.9524 | 382.7122
| 3801 | 739.5982 | 694.3817 | 848.689 | 694.3817 | 694.3817 | 847.2024 | 694.3817 | 694.3817 | 848.689 | 694.3817 | 982.3129 | 423.7394 | 694.3817 | 848.689 | 694.3817 | 3801 | 694.3817 | 848.689 | 982.3129 | 423.7394 | 6320 | 5744 | 3373 | 3100 | 845 | 4778 | 4492 | 1089 | 755.6592 | 877.3341 | 980.9524 | 382.7122
| 3802 | 738.9374 | 695.1507 | 814.0959 | 695.1507 | 695.1507 | 898.0941 | 695.1507 | 695.1507 | 814.0959 | 695.1507 | 985.034 | 458.503 | 695.1507 | 814.0959 | 695.1507 | 3802 | 695.1507 | 814.0959 | 985.034 | 458.503 | 6283 | 6949 | 2262 | 2511 | 7880 | 3605 | 4458 | 6432 | 755.6111 | 877.3275 | 980.9524 | 382.399
| 3803 | 740.3338 | 688.8787 | 875.6329 | 688.8787 | 688.8787 | 883.7213 | 688.8787 | 688.8787 | 875.6329 | 688.8787 | 971.4286 | 371.5941 | 688.8787 | 875.6329 | 688.8787 | 3803 | 688.8787 | 875.6329 | 971.4286 | 371.5941 | 6555 | 3913 | 6729 | 4030 | 3698 | 2943 | 4435 | 5889 | 755.6111 | 877.3275 | 980.9524 | 382.399
| 3804 | 730.593 | 677.993 | 848.0528 | 677.993 | 677.993 | 848.0528 | 677.993 | 677.993 | 848.0528 | 677.993 | 956.4626 | 455.6843 | 677.993 | 848.0528 | 677.993 | 3804 | 677.993 | 848.0528 | 956.4626 | 455.6843 | 7016 | 5771 | 8455 | 2559 | 2909 | 2723 | 4430 | 5679 | 755.6111 | 877.3226 | 980.9524 | 382.0858
| 3805 | 695.9552 | 698.5149 | 707.4866 | 698.5149 | 698.5149 | 707.4866 | 698.5149 | 698.5149 | 707.4866 | 698.5149 | 963.2653 | 362.042 | 698.5149 | 707.4866 | 698.5149 | 3805 | 698.5149 | 707.4866 | 963.2653 | 362.042 | 6148 | 7958 | 8119 | 4233 | 8239 | 4656 | 4429 | 5181 | 755.563 | 877.3161 | 980.9524 | 382.0858
| 3806 | 703.2646 | 700.3172 | 724.2112 | 700.3172 | 700.3172 | 724.2112 | 700.3172 | 700.3172 | 724.2112 | 700.3172 | 975.5102 | 370.8111 | 700.3172 | 724.2112 | 700.3172 | 3806 | 700.3172 | 724.2112 | 975.5102 | 370.8112 | 6073 | 7751 | 5503 | 4049 | 6543 | 8743 | 4391 | 2436 | 755.563 | 877.3146 | 980.9524 | 382.0858
| 3807 | 710.2262 | 667.3475 | 752.112 | 667.3475 | 667.3475 | 898.6887 | 667.3475 | 667.3475 | 752.112 | 667.3475 | 997.2789 | 452.0827 | 667.3475 | 752.112 | 667.3475 | 3807 | 667.3475 | 752.1121 | 997.2789 | 452.0827 | 7368 | 7450 | 186 | 2625 | 3215 | 8081 | 4352 | 1970 | 755.563 | 877.3146 | 980.9524 | 382.0858
| 3808 | 724.8856 | 701.1583 | 752.4616 | 701.1583 | 701.1583 | 894.3483 | 701.1583 | 701.1583 | 752.4616 | 701.1583 | 985.034 | 402.3645 | 701.1583 | 752.4616 | 701.1583 | 3808 | 701.1583 | 752.4616 | 985.034 | 402.3646 | 6043 | 7444 | 2261 | 3449 | 1472 | 545 | 4325 | 8276 | 755.4669 | 877.3146 | 980.9524 | 381.8857
| 3809 | 693.3791 | 633.9213 | 803.7029 | 633.9213 | 633.9213 | 803.7029 | 633.9213 | 633.9213 | 803.7029 | 633.9213 | 998.6395 | 422.4867 | 633.9213 | 803.7029 | 633.9213 | 3809 | 633.9213 | 803.7029 | 998.6395 | 422.4867 | 8166 | 7068 | 111 | 3118 | 6952 | 7802 | 4324 | 6735 | 755.3227 | 877.3009 | 980.9524 | 381.7726
| 3810 | 759.5832 | 747.9214 | 816.821 | 747.9214 | 747.9214 | 816.821 | 747.9214 | 747.9214 | 816.821 | 747.9214 | 953.7415 | 429.7682 | 747.9214 | 816.821 | 747.9214 | 3810 | 747.9214 | 816.8211 | 953.7415 | 429.7682 | 4085 | 6900 | 8530 | 3006 | 3592 | 7342 | 4290 | 3942 | 755.3227 | 877.3009 | 980.9524 | 381.7726
| 3811 | 753.9551 | 796.7992 | 700.7562 | 796.7992 | 796.7992 | 700.7562 | 796.7992 | 796.7992 | 700.7562 | 796.7992 | 975.5102 | 402.4428 | 796.7992 | 700.7562 | 796.7992 | 3811 | 796.7992 | 700.7562 | 975.5102 | 402.4428 | 2317 | 8024 | 5502 | 3444 | 6701 | 286 | 4267 | 1267 | 755.2266 | 877.3009 | 980.9524 | 381.7726
| 3812 | 792.1509 | 804.9214 | 803.218 | 804.9214 | 804.9214 | 803.218 | 804.9214 | 804.9214 | 803.218 | 804.9214 | 972.7891 | 465.0799 | 804.9214 | 803.218 | 804.9214 | 3812 | 804.9214 | 803.218 | 972.7891 | 465.0799 | 2073 | 7072 | 6340 | 2382 | 1159 | 7994 | 4262 | 5772 | 755.2266 | 877.2826 | 980.9524 | 381.616
| 3813 | 774.2802 | 781.8523 | 814.6015 | 781.8523 | 781.8523 | 814.6015 | 781.8523 | 781.8523 | 814.6015 | 781.8523 | 976.8707 | 349.8277 | 781.8523 | 814.6015 | 781.8523 | 3813 | 781.8523 | 814.6015 | 976.8708 | 349.8278 | 2808 | 6941 | 5085 | 4459 | 8681 | 7902 | 4261 | 7713 | 755.1786 | 877.2784 | 980.9524 | 381.4595
| 3814 | 791.5096 | 780.074 | 850.0317 | 780.074 | 780.074 | 850.0317 | 780.074 | 780.074 | 850.0317 | 780.074 | 989.1156 | 451.2997 | 780.074 | 850.0317 | 780.074 | 3814 | 780.074 | 850.0318 | 989.1157 | 451.2997 | 2870 | 5628 | 1242 | 2639 | 3454 | 1174 | 4223 | 7236 | 755.1785 | 877.2759 | 980.9524 | 381.4594
| 3815 | 777.7997 | 760.8978 | 860.1109 | 760.8978 | 760.8978 | 860.1109 | 760.8978 | 760.8978 | 860.1109 | 760.8978 | 978.2313 | 383.3386 | 760.8978 | 860.1109 | 760.8978 | 3815 | 760.8978 | 860.1109 | 978.2313 | 383.3386 | 3599 | 4974 | 4577 | 3790 | 3042 | 4907 | 4184 | 6744 | 755.1785 | 877.2539 | 980.9524 | 381.4594
| 3816 | 769.8905 | 743.0192 | 856.2116 | 743.0192 | 743.0192 | 856.2116 | 743.0192 | 743.0192 | 856.2116 | 743.0192 | 970.068 | 439.3987 | 743.0192 | 856.2116 | 743.0192 | 3816 | 743.0192 | 856.2116 | 970.068 | 439.3987 | 4271 | 5245 | 7123 | 2839 | 3197 | 7017 | 4157 | 3651 | 755.1305 | 877.249 | 980.9524 | 381.4594
| 3817 | 701.1675 | 626.2316 | 846.6406 | 626.2316 | 626.2316 | 846.6406 | 626.2316 | 626.2316 | 846.6406 | 626.2316 | 979.5918 | 440.3382 | 626.2316 | 846.6406 | 626.2316 | 3817 | 626.2316 | 846.6406 | 979.5918 | 440.3382 | 8295 | 5851 | 4131 | 2822 | 2185 | 2001 | 4156 | 3002 | 755.1305 | 877.2421 | 980.9524 | 381.4594
| 3818 | 696.428 | 607.8243 | 856.3558 | 607.8243 | 607.8243 | 856.3558 | 607.8243 | 607.8243 | 856.3558 | 607.8243 | 968.7075 | 493.2665 | 607.8243 | 856.3558 | 607.8243 | 3818 | 607.8243 | 856.3558 | 968.7075 | 493.2665 | 8552 | 5233 | 7392 | 1974 | 4654 | 750 | 4122 | 4877 | 755.0824 | 877.2407 | 980.9524 | 381.342
| 3819 | 711.4028 | 621.9542 | 864.5843 | 621.9542 | 621.9542 | 864.5843 | 621.9542 | 621.9542 | 864.5843 | 621.9542 | 974.1497 | 551.5189 | 621.9542 | 864.5843 | 621.9542 | 3819 | 621.9542 | 864.5843 | 974.1497 | 551.519 | 8381 | 4670 | 5922 | 1289 | 3250 | 7768 | 4099 | 4881 | 755.0824 | 877.2391 | 980.9524 | 381.1463
| 3820 | 701.6947 | 626.7602 | 858.2063 | 626.7602 | 626.7602 | 858.2063 | 626.7602 | 626.7602 | 858.2063 | 626.7602 | 980.9524 | 395.866 | 626.7602 | 858.2063 | 626.7602 | 3820 | 626.7602 | 858.2063 | 980.9524 | 395.866 | 8283 | 5112 | 3833 | 3565 | 2811 | 4967 | 4094 | 4030 | 755.0344 | 877.2116 | 980.9524 | 381.1463
| 3821 | 716.467 | 630.0764 | 872.9764 | 630.0764 | 630.0764 | 872.9764 | 630.0764 | 630.0764 | 872.9764 | 630.0764 | 980.9524 | 517.0686 | 630.0764 | 872.9764 | 630.0764 | 3821 | 630.0764 | 872.9764 | 980.9524 | 517.0686 | 8225 | 4080 | 3832 | 1686 | 1162 | 7554 | 4093 | 2369 | 755.0344 | 877.207 | 980.9524 | 381.1463
| 3822 | 736.6083 | 653.1456 | 931.7265 | 653.1456 | 653.1456 | 931.7265 | 653.1456 | 653.1456 | 931.7265 | 653.1456 | 987.7551 | 372.6903 | 653.1456 | 931.7265 | 653.1456 | 3822 | 653.1456 | 931.7265 | 987.7551 | 372.6903 | 7769 | 469 | 1561 | 4011 | 7572 | 1740 | 4055 | 2138 | 754.9863 | 877.1756 | 980.9524 | 381.1463
| 3823 | 683.3043 | 598.4044 | 859.7151 | 598.4044 | 598.4044 | 859.7151 | 598.4044 | 598.4044 | 859.7151 | 598.4044 | 976.8707 | 363.2947 | 598.4044 | 859.7151 | 598.4044 | 3823 | 598.4044 | 859.7151 | 976.8708 | 363.2947 | 8645 | 5004 | 5084 | 4202 | 4412 | 2714 | 4016 | 1430 | 754.9863 | 877.1649 | 980.9524 | 380.9897
| 3824 | 710.1475 | 637.2855 | 858.1035 | 637.2855 | 637.2855 | 858.1035 | 637.2855 | 637.2855 | 858.1035 | 637.2855 | 978.2313 | 433.135 | 637.2855 | 858.1035 | 637.2855 | 3824 | 637.2855 | 858.1035 | 978.2313 | 433.135 | 8106 | 5118 | 4576 | 2940 | 5106 | 4873 | 3989 | 8080 | 754.9382 | 877.1442 | 980.9524 | 380.8331
| 3825 | 697.3896 | 626.6641 | 862.3888 | 626.6641 | 626.6641 | 862.3888 | 626.6641 | 626.6641 | 862.3888 | 626.6641 | 971.4286 | 329.1575 | 626.6641 | 862.3888 | 626.6641 | 3825 | 626.6641 | 862.3889 | 971.4286 | 329.1575 | 8286 | 4816 | 6728 | 4846 | 1710 | 5240 | 3988 | 7481 | 754.9382 | 877.127 | 980.9524 | 380.8331
| 3826 | 707.7718 | 642.0435 | 874.0555 | 642.0435 | 642.0435 | 874.0555 | 642.0435 | 642.0435 | 874.0555 | 642.0435 | 960.5442 | 315.6906 | 642.0435 | 874.0555 | 642.0435 | 3826 | 642.0435 | 874.0555 | 960.5442 | 315.6906 | 8011 | 4028 | 8247 | 5156 | 1541 | 1172 | 3954 | 6202 | 754.9382 | 877.0763 | 980.9524 | 380.8331
| 3827 | 710.8448 | 628.0098 | 911.8504 | 628.0098 | 628.0098 | 911.8504 | 628.0098 | 628.0098 | 911.8504 | 628.0098 | 976.8707 | 303.4764 | 628.0098 | 911.8504 | 628.0098 | 3827 | 628.0098 | 911.8504 | 976.8708 | 303.4764 | 8255 | 1381 | 5083 | 5529 | 1444 | 3922 | 3931 | 5797 | 754.9382 | 877.0463 | 980.9524 | 380.8331
| 3828 | 726.5994 | 644.5908 | 896.9841 | 644.5908 | 644.5908 | 896.9841 | 644.5908 | 644.5908 | 896.9841 | 644.5908 | 967.3469 | 460.3821 | 644.5908 | 896.9841 | 644.5908 | 3828 | 644.5908 | 896.9841 | 967.3469 | 460.3821 | 7954 | 2322 | 7634 | 2480 | 7156 | 1971 | 3926 | 2959 | 754.8902 | 877.0411 | 980.9524 | 380.8331
| 3829 | 722.6678 | 648.724 | 881.4465 | 648.724 | 648.724 | 881.4465 | 648.724 | 648.724 | 881.4465 | 648.724 | 940.1361 | 461.6348 | 648.724 | 881.4465 | 648.724 | 3829 | 648.724 | 881.4465 | 940.1361 | 461.6348 | 7879 | 3504 | 8684 | 2455 | 6953 | 7421 | 3925 | 2167 | 754.8902 | 877.0355 | 980.9524 | 380.8331
| 3830 | 755.682 | 687.2206 | 886.0441 | 687.2206 | 687.2206 | 886.0441 | 687.2206 | 687.2206 | 886.0441 | 687.2206 | 946.9388 | 590.6671 | 687.2206 | 886.0441 | 687.2206 | 3830 | 687.2207 | 886.0441 | 946.9388 | 590.6671 | 6638 | 3156 | 8581 | 922 | 5990 | 365 | 3887 | 1670 | 754.8902 | 877.0355 | 980.9524 | 380.8331
| 3831 | 723.236 | 632.4795 | 899.1704 | 632.4795 | 632.4795 | 899.1704 | 632.4795 | 632.4795 | 899.1704 | 632.4795 | 979.5918 | 489.1951 | 632.4795 | 899.1704 | 632.4795 | 3831 | 632.4795 | 899.1705 | 979.5918 | 489.1951 | 8187 | 2173 | 4130 | 2027 | 7129 | 6717 | 3848 | 544 | 754.8421 | 876.997 | 980.9524 | 380.8331
| 3832 | 744.0043 | 679.1945 | 902.4591 | 679.1945 | 679.1945 | 902.4591 | 679.1945 | 679.1945 | 902.4591 | 679.1945 | 970.068 | 402.5994 | 679.1945 | 902.4591 | 679.1945 | 3832 | 679.1945 | 902.4591 | 970.068 | 402.5994 | 6977 | 1935 | 7122 | 3438 | 8620 | 96 | 3821 | 425 | 754.7941 | 876.9603 | 980.9524 | 380.8331
| 3833 | 775.9004 | 724.7561 | 907.5331 | 724.7561 | 724.7561 | 907.5331 | 724.7561 | 724.7561 | 907.5331 | 724.7561 | 972.7891 | 461.6348 | 724.7561 | 907.5331 | 724.7561 | 3833 | 724.7561 | 907.5331 | 972.7891 | 461.6348 | 5021 | 1646 | 6339 | 2454 | 2295 | 4810 | 3820 | 3524 | 754.7941 | 876.9509 | 980.9524 | 380.7939
| 3834 | 777.9953 | 744.6052 | 878.3722 | 744.6052 | 744.6052 | 878.3722 | 744.6052 | 744.6052 | 878.3722 | 744.6052 | 986.3946 | 435.2098 | 744.6052 | 878.3722 | 744.6052 | 3834 | 744.6052 | 878.3722 | 986.3946 | 435.2098 | 4198 | 3714 | 1923 | 2907 | 6879 | 5048 | 3786 | 4657 | 754.6979 | 876.9346 | 980.9524 | 380.5199
| 3835 | 855.9289 | 871.5336 | 894.0927 | 871.5336 | 871.5336 | 894.0927 | 871.5336 | 871.5336 | 894.0927 | 871.5336 | 970.068 | 464.2969 | 871.5336 | 894.0927 | 871.5336 | 3835 | 871.5336 | 894.0927 | 970.068 | 464.2969 | 799 | 2527 | 7121 | 2403 | 1997 | 4968 | 3763 | 3764 | 754.6979 | 876.9134 | 980.9524 | 380.5199
| 3836 | 838.6561 | 843.7064 | 925.8611 | 843.7064 | 843.7064 | 925.8611 | 843.7064 | 843.7064 | 925.8611 | 843.7064 | 983.6735 | 304.4159 | 843.7064 | 925.8611 | 843.7064 | 3836 | 843.7064 | 925.8611 | 983.6735 | 304.4159 | 1154 | 690 | 2784 | 5494 | 7169 | 1175 | 3758 | 2976 | 754.6499 | 876.8954 | 980.9524 | 380.5199
| 3837 | 843.6363 | 827.51 | 919.1548 | 827.51 | 827.51 | 919.1548 | 827.51 | 827.51 | 919.1548 | 827.51 | 983.6735 | 530.5355 | 827.51 | 919.1548 | 827.51 | 3837 | 827.51 | 919.1548 | 983.6735 | 530.5356 | 1462 | 1025 | 2783 | 1515 | 6683 | 1221 | 3757 | 2399 | 754.6499 | 876.8777 | 980.9524 | 380.5199
| 3838 | 830.5366 | 803.816 | 949.9791 | 803.816 | 803.816 | 949.9791 | 803.816 | 803.816 | 949.9791 | 803.816 | 979.5918 | 417.4757 | 803.816 | 949.9791 | 803.816 | 3838 | 803.816 | 949.9791 | 979.5918 | 417.4757 | 2104 | 74 | 4129 | 3195 | 870 | 7932 | 3719 | 6309 | 754.6499 | 876.8571 | 980.9524 | 380.2067
| 3839 | 770.739 | 752.1507 | 817.7543 | 752.1507 | 752.1507 | 817.7543 | 752.1507 | 752.1507 | 817.7543 | 752.1507 | 993.1973 | 508.9258 | 752.1507 | 817.7543 | 752.1507 | 3839 | 752.1507 | 817.7543 | 993.1973 | 508.9258 | 3937 | 6881 | 659 | 1781 | 3908 | 4958 | 3680 | 5733 | 754.6018 | 876.854 | 980.9524 | 380.2067
| 3840 | 782.1672 | 750.6608 | 901.5842 | 750.6608 | 750.6608 | 901.5842 | 750.6608 | 750.6608 | 901.5842 | 750.6608 | 982.3129 | 356.4046 | 750.6608 | 901.5842 | 750.6608 | 3840 | 750.6608 | 901.5842 | 982.3129 | 356.4046 | 3991 | 1995 | 3372 | 4329 | 2401 | 7505 | 3653 | 5047 | 754.6018 | 876.8216 | 980.9524 | 380.2067
| 3841 | 715.1461 | 626.2316 | 911.3201 | 626.2316 | 626.2316 | 911.3201 | 626.2316 | 626.2316 | 911.3201 | 626.2316 | 994.5578 | 362.3552 | 626.2316 | 911.3201 | 626.2316 | 3841 | 626.2316 | 911.3201 | 994.5578 | 362.3552 | 8294 | 1411 | 504 | 4227 | 2119 | 449 | 3652 | 2857 | 754.5538 | 876.8216 | 980.9524 | 380.2067
| 3842 | 700.6478 | 607.8243 | 902.639 | 607.8243 | 607.8243 | 902.639 | 607.8243 | 607.8243 | 902.639 | 607.8243 | 990.4762 | 345.4432 | 607.8243 | 902.639 | 607.8243 | 3842 | 607.8243 | 902.639 | 990.4762 | 345.4432 | 8551 | 1923 | 1048 | 4546 | 5351 | 812 | 3618 | 1306 | 754.5057 | 876.7784 | 980.9524 | 380.2067
| 3843 | 724.9181 | 621.9542 | 900.508 | 621.9542 | 621.9542 | 900.508 | 621.9542 | 621.9542 | 900.508 | 621.9542 | 975.5102 | 595.678 | 621.9542 | 900.508 | 621.9542 | 3843 | 621.9542 | 900.508 | 975.5102 | 595.678 | 8380 | 2079 | 5501 | 875 | 3204 | 6030 | 3595 | 4609 | 754.4576 | 876.7609 | 980.9524 | 379.8935
| 3844 | 709.9752 | 626.7602 | 906.0844 | 626.7602 | 626.7602 | 906.0844 | 626.7602 | 626.7602 | 906.0844 | 626.7602 | 979.5918 | 321.6411 | 626.7602 | 906.0844 | 626.7602 | 3844 | 626.7602 | 906.0844 | 979.5918 | 321.6411 | 8282 | 1727 | 4128 | 5016 | 2273 | 3721 | 3590 | 4466 | 754.4576 | 876.696 | 980.9524 | 379.8935
| 3845 | 708.9894 | 630.0764 | 905.5245 | 630.0764 | 630.0764 | 905.5245 | 630.0764 | 630.0764 | 905.5245 | 630.0764 | 985.034 | 278.1084 | 630.0764 | 905.5245 | 630.0764 | 3845 | 630.0764 | 905.5245 | 985.034 | 278.1084 | 8224 | 1764 | 2260 | 6459 | 5063 | 5603 | 3589 | 2533 | 754.3615 | 876.6575 | 980.9524 | 379.8935
| 3846 | 716.0524 | 653.1456 | 885.7367 | 653.1456 | 653.1456 | 885.7367 | 653.1456 | 653.1456 | 885.7367 | 653.1456 | 965.9864 | 290.6358 | 653.1456 | 885.7367 | 653.1456 | 3846 | 653.1456 | 885.7367 | 965.9864 | 290.6358 | 7768 | 3184 | 7889 | 5937 | 4702 | 6896 | 3551 | 2029 | 754.2654 | 876.6562 | 980.9524 | 379.8935
| 3847 | 686.9085 | 598.4044 | 888.8232 | 598.4044 | 598.4044 | 888.8232 | 598.4044 | 598.4044 | 888.8232 | 598.4044 | 978.2313 | 295.9599 | 598.4044 | 888.8232 | 598.4044 | 3847 | 598.4044 | 888.8232 | 978.2313 | 295.9599 | 8644 | 2935 | 4575 | 5765 | 3506 | 8269 | 3512 | 2008 | 754.2654 | 876.5939 | 980.9524 | 379.8935
| 3848 | 714.2392 | 637.2855 | 897.7386 | 637.2855 | 637.2855 | 897.7386 | 637.2855 | 637.2855 | 897.7386 | 637.2855 | 980.9524 | 329.1575 | 637.2855 | 897.7386 | 637.2855 | 3848 | 637.2855 | 897.7386 | 980.9524 | 329.1575 | 8105 | 2273 | 3831 | 4845 | 3208 | 7721 | 3485 | 1814 | 754.2173 | 876.5773 | 980.9524 | 379.8935
| 3849 | 709.2257 | 626.6641 | 873.6904 | 626.6641 | 626.6641 | 873.6904 | 626.6641 | 626.6641 | 873.6904 | 626.6641 | 982.3129 | 438.7723 | 626.6641 | 873.6904 | 626.6641 | 3849 | 626.6641 | 873.6904 | 982.3129 | 438.7723 | 8285 | 4044 | 3371 | 2846 | 2291 | 7062 | 3484 | 5412 | 754.2173 | 876.5316 | 980.9524 | 379.7369
| 3850 | 721.7002 | 642.0435 | 885.4203 | 642.0435 | 642.0435 | 885.4203 | 642.0435 | 642.0435 | 885.4203 | 642.0435 | 978.2313 | 447.5415 | 642.0435 | 885.4203 | 642.0435 | 3850 | 642.0435 | 885.4203 | 978.2313 | 447.5415 | 8010 | 3219 | 4574 | 2700 | 1127 | 3614 | 3450 | 8151 | 754.2173 | 876.5031 | 980.9524 | 379.5803
| 3851 | 715.8678 | 628.0098 | 887.5964 | 628.0098 | 628.0098 | 887.5964 | 628.0098 | 628.0098 | 887.5964 | 628.0098 | 974.1497 | 473.5359 | 628.0098 | 887.5964 | 628.0098 | 3851 | 628.0098 | 887.5964 | 974.1497 | 473.5359 | 8254 | 3019 | 5921 | 2245 | 770 | 7907 | 3427 | 8146 | 754.1693 | 876.4965 | 980.9524 | 379.5803
| 3852 | 721.4166 | 644.5908 | 874.8409 | 644.5908 | 644.5908 | 874.8409 | 644.5908 | 644.5908 | 874.8409 | 644.5908 | 983.6735 | 460.0689 | 644.5908 | 874.8409 | 644.5908 | 3852 | 644.5908 | 874.8409 | 983.6735 | 460.0689 | 7953 | 3981 | 2782 | 2484 | 7130 | 1168 | 3422 | 6738 | 754.1212 | 876.4962 | 980.9524 | 379.5803
| 3853 | 728.4466 | 648.724 | 894.5836 | 648.724 | 648.724 | 894.5836 | 648.724 | 648.724 | 894.5836 | 648.724 | 965.9864 | 464.1403 | 648.724 | 894.5836 | 648.724 | 3853 | 648.724 | 894.5836 | 965.9864 | 464.1403 | 7878 | 2486 | 7888 | 2412 | 4008 | 178 | 3421 | 5475 | 754.1212 | 876.4938 | 980.9524 | 379.5803
| 3854 | 754.3284 | 687.2206 | 887.6206 | 687.2206 | 687.2206 | 887.6206 | 687.2206 | 687.2206 | 887.6206 | 687.2206 | 991.8367 | 520.5136 | 687.2206 | 887.6206 | 687.2206 | 3854 | 687.2207 | 887.6206 | 991.8367 | 520.5136 | 6637 | 3016 | 876 | 1636 | 8741 | 7710 | 3383 | 2779 | 754.0732 | 876.4667 | 980.9524 | 379.5803
| 3855 | 720.6359 | 632.4795 | 902.1598 | 632.4795 | 632.4795 | 902.1598 | 632.4795 | 632.4795 | 902.1598 | 632.4795 | 970.068 | 450.3602 | 632.4795 | 902.1598 | 632.4795 | 3855 | 632.4795 | 902.1598 | 970.068 | 450.3602 | 8186 | 1953 | 7120 | 2659 | 7177 | 7626 | 3344 | 2201 | 754.0251 | 876.4173 | 980.9524 | 379.5803
| 3856 | 756.8183 | 679.1945 | 917.7166 | 679.1945 | 679.1945 | 917.7166 | 679.1945 | 679.1945 | 917.7166 | 679.1945 | 983.6735 | 507.3598 | 679.1945 | 917.7166 | 679.1945 | 3856 | 679.1945 | 917.7166 | 983.6735 | 507.3599 | 6976 | 1098 | 2781 | 1795 | 2366 | 7763 | 3317 | 1210 | 754.0251 | 876.4132 | 980.9524 | 379.5803
| 3857 | 777.6444 | 724.7561 | 899.7685 | 724.7561 | 724.7561 | 899.7685 | 724.7561 | 724.7561 | 899.7685 | 724.7561 | 989.1156 | 500.783 | 724.7561 | 899.7685 | 724.7561 | 3857 | 724.7561 | 899.7685 | 989.1157 | 500.783 | 5020 | 2128 | 1241 | 1883 | 8146 | 7182 | 3316 | 927 | 753.977 | 876.4112 | 980.9524 | 379.5803
| 3858 | 782.8097 | 744.6052 | 894.8825 | 744.6052 | 744.6052 | 894.8825 | 744.6052 | 744.6052 | 894.8825 | 744.6052 | 982.3129 | 440.6514 | 744.6052 | 894.8825 | 744.6052 | 3858 | 744.6052 | 894.8825 | 982.3129 | 440.6514 | 4197 | 2474 | 3370 | 2818 | 610 | 74 | 3282 | 615 | 753.977 | 876.3832 | 980.9524 | 379.5803
| 3859 | 863.4977 | 871.5336 | 902.0586 | 871.5336 | 871.5336 | 902.0586 | 871.5336 | 871.5336 | 902.0586 | 871.5336 | 982.3129 | 526.151 | 871.5336 | 902.0586 | 871.5336 | 3859 | 871.5336 | 902.0586 | 982.3129 | 526.151 | 798 | 1961 | 3369 | 1574 | 7457 | 2413 | 3259 | 610 | 753.929 | 876.3796 | 980.9524 | 379.5803
| 3860 | 833.6349 | 843.7064 | 898.2597 | 843.7064 | 843.7064 | 898.2597 | 843.7064 | 843.7064 | 898.2597 | 843.7064 | 991.8367 | 336.3608 | 843.7064 | 898.2597 | 843.7064 | 3860 | 843.7064 | 898.2597 | 991.8367 | 336.3608 | 1153 | 2235 | 875 | 4719 | 5783 | 2979 | 3254 | 4922 | 753.929 | 876.3739 | 980.9524 | 379.4237
| 3861 | 851.1699 | 827.51 | 902.7265 | 827.51 | 827.51 | 902.7265 | 827.51 | 827.51 | 902.7265 | 827.51 | 974.1497 | 711.2433 | 827.51 | 902.7265 | 827.51 | 3861 | 827.51 | 902.7265 | 974.1497 | 711.2433 | 1461 | 1918 | 5920 | 239 | 1955 | 1185 | 3253 | 1432 | 753.929 | 876.3633 | 980.9524 | 379.4237
| 3862 | 846.0249 | 803.816 | 912.8999 | 803.816 | 803.816 | 912.8999 | 803.816 | 803.816 | 912.8999 | 803.816 | 971.4286 | 790.7924 | 803.816 | 912.8999 | 803.816 | 3862 | 803.816 | 912.8999 | 971.4286 | 790.7924 | 2103 | 1327 | 6727 | 68 | 401 | 1198 | 3215 | 7132 | 753.929 | 876.3594 | 980.9524 | 379.3715
| 3863 | 810.8666 | 752.1507 | 922.4489 | 752.1507 | 752.1507 | 922.4489 | 752.1507 | 752.1507 | 922.4489 | 752.1507 | 987.7551 | 657.3755 | 752.1507 | 922.4489 | 752.1507 | 3863 | 752.1507 | 922.4489 | 987.7551 | 657.3755 | 3936 | 859 | 1560 | 462 | 7118 | 5226 | 3176 | 8225 | 753.8809 | 876.3245 | 980.9524 | 379.2672
| 3864 | 788.1089 | 750.6608 | 919.4858 | 750.6608 | 750.6608 | 919.4858 | 750.6608 | 750.6608 | 919.4858 | 750.6608 | 978.2313 | 372.0639 | 750.6608 | 919.4858 | 750.6608 | 3864 | 750.6608 | 919.4858 | 978.2313 | 372.0639 | 3990 | 1007 | 4573 | 4019 | 7937 | 1836 | 3149 | 8083 | 753.8329 | 876.3163 | 980.9524 | 379.2672
| 3865 | 714.5049 | 728.8893 | 698.0741 | 728.8893 | 728.8893 | 698.0741 | 728.8893 | 728.8893 | 698.0741 | 728.8893 | 989.1156 | 390.5418 | 728.8893 | 698.0741 | 728.8893 | 3865 | 728.8893 | 698.0741 | 989.1157 | 390.5418 | 4855 | 8043 | 1240 | 3660 | 7638 | 6542 | 3148 | 8053 | 753.8329 | 876.2952 | 980.9524 | 379.2672
| 3866 | 726.9317 | 712.5006 | 716.8079 | 712.5006 | 712.5006 | 716.8079 | 712.5006 | 712.5006 | 716.8079 | 712.5006 | 972.7891 | 637.0185 | 712.5006 | 716.8079 | 712.5006 | 3866 | 712.5006 | 716.8079 | 972.7891 | 637.0185 | 5524 | 7841 | 6338 | 580 | 1427 | 7233 | 3114 | 5831 | 753.8328 | 876.2826 | 980.9524 | 379.2672
| 3867 | 729.6427 | 717.595 | 711.6614 | 717.595 | 717.595 | 711.6614 | 717.595 | 717.595 | 711.6614 | 717.595 | 987.7551 | 639.8371 | 717.595 | 711.6614 | 717.595 | 3867 | 717.595 | 711.6614 | 987.7551 | 639.8371 | 5330 | 7907 | 1559 | 557 | 6857 | 2717 | 3091 | 5569 | 753.7848 | 876.261 | 980.9524 | 379.2672
| 3868 | 716.3653 | 721.2957 | 689.3397 | 721.2957 | 721.2957 | 689.3397 | 721.2957 | 721.2957 | 689.3397 | 721.2957 | 991.8367 | 509.5521 | 721.2957 | 689.3397 | 721.2957 | 3868 | 721.2957 | 689.3398 | 991.8367 | 509.5521 | 5178 | 8129 | 874 | 1770 | 1948 | 235 | 3086 | 5505 | 753.7848 | 876.2561 | 980.9524 | 379.2672
| 3869 | 704.9437 | 709.0402 | 707.5287 | 709.0402 | 709.0402 | 707.5287 | 709.0402 | 709.0402 | 707.5287 | 709.0402 | 972.7891 | 393.9868 | 709.0402 | 707.5287 | 709.0402 | 3869 | 709.0402 | 707.5287 | 972.7891 | 393.9869 | 5685 | 7956 | 6337 | 3598 | 1453 | 7789 | 3085 | 2681 | 753.7848 | 876.236 | 980.9524 | 379.2671
| 3870 | 702.2064 | 676.6473 | 700.0892 | 676.6473 | 676.6473 | 700.0892 | 676.6473 | 676.6473 | 700.0892 | 676.6473 | 985.034 | 632.3207 | 676.6473 | 700.0892 | 676.6473 | 3870 | 676.6473 | 700.0892 | 985.034 | 632.3207 | 7077 | 8032 | 2259 | 612 | 7473 | 4768 | 3047 | 2589 | 753.7367 | 876.2162 | 980.9524 | 379.2671
| 3871 | 684.4267 | 649.0604 | 708.0205 | 649.0604 | 649.0604 | 708.0205 | 649.0604 | 649.0604 | 708.0205 | 649.0604 | 975.5102 | 581.8979 | 649.0604 | 708.0205 | 649.0604 | 3871 | 649.0604 | 708.0205 | 975.5102 | 581.8979 | 7869 | 7949 | 5500 | 990 | 2067 | 7923 | 3008 | 689 | 753.7367 | 876.1993 | 980.9524 | 379.2671
| 3872 | 679.5218 | 644.783 | 693.4528 | 644.783 | 644.783 | 693.4528 | 644.783 | 644.783 | 693.4528 | 644.783 | 983.6735 | 597.5572 | 644.783 | 693.4528 | 644.783 | 3872 | 644.783 | 693.4528 | 983.6735 | 597.5572 | 7948 | 8084 | 2780 | 858 | 417 | 1884 | 2981 | 547 | 753.7367 | 876.1603 | 980.9524 | 379.2671
| 3873 | 674.9173 | 658.3842 | 720.6306 | 658.3842 | 658.3842 | 720.6306 | 658.3842 | 658.3842 | 720.6306 | 658.3842 | 978.2313 | 321.0147 | 658.3842 | 720.6306 | 658.3842 | 3873 | 658.3842 | 720.6306 | 978.2313 | 321.0147 | 7621 | 7786 | 4572 | 5034 | 2403 | 726 | 2980 | 517 | 753.6887 | 876.1456 | 980.9524 | 379.2671
| 3874 | 668.6915 | 653.0495 | 701.6017 | 653.0495 | 653.0495 | 701.6017 | 653.0495 | 653.0495 | 701.6017 | 653.0495 | 978.2313 | 352.6464 | 653.0495 | 701.6017 | 653.0495 | 3874 | 653.0495 | 701.6017 | 978.2313 | 352.6464 | 7772 | 8010 | 4571 | 4408 | 793 | 64 | 2946 | 8150 | 753.6887 | 876.1456 | 980.9524 | 378.954
| 3875 | 738.1622 | 652.0882 | 915.3558 | 652.0882 | 652.0882 | 915.3558 | 652.0882 | 652.0882 | 915.3558 | 652.0882 | 974.1497 | 481.9919 | 652.0882 | 915.3558 | 652.0882 | 3875 | 652.0882 | 915.3559 | 974.1497 | 481.9919 | 7796 | 1207 | 5919 | 2123 | 3249 | 8635 | 2923 | 4684 | 753.6406 | 876.1326 | 980.9524 | 378.954
| 3876 | 734.2875 | 653.6742 | 908.982 | 653.6742 | 653.6742 | 908.982 | 653.6742 | 653.6742 | 908.982 | 653.6742 | 976.8707 | 437.8328 | 653.6742 | 908.982 | 653.6742 | 3876 | 653.6742 | 908.982 | 976.8708 | 437.8328 | 7749 | 1550 | 5082 | 2862 | 1310 | 4809 | 2918 | 4327 | 753.5925 | 876.12 | 980.9524 | 378.954
| 3877 | 733.8783 | 659.6338 | 914.1304 | 659.6338 | 659.6338 | 914.1304 | 659.6338 | 659.6338 | 914.1304 | 659.6338 | 983.6735 | 357.031 | 659.6338 | 914.1304 | 659.6338 | 3877 | 659.6338 | 914.1304 | 983.6735 | 357.031 | 7591 | 1266 | 2779 | 4316 | 3168 | 8456 | 2917 | 3332 | 753.5445 | 876.1001 | 980.9524 | 378.954
| 3878 | 750.1471 | 677.224 | 915.6901 | 677.224 | 677.224 | 915.6901 | 677.224 | 677.224 | 915.6901 | 677.224 | 983.6735 | 437.8328 | 677.224 | 915.6901 | 677.224 | 3878 | 677.224 | 915.6901 | 983.6735 | 437.8328 | 7041 | 1197 | 2778 | 2861 | 2934 | 1938 | 2879 | 1978 | 753.5445 | 876.0855 | 980.9524 | 378.954
| 3879 | 740.2352 | 672.0815 | 925.5337 | 672.0815 | 672.0815 | 925.5337 | 672.0815 | 672.0815 | 925.5337 | 672.0815 | 970.068 | 314.4378 | 672.0815 | 925.5337 | 672.0815 | 3879 | 672.0815 | 925.5337 | 970.068 | 314.4378 | 7235 | 706 | 7119 | 5186 | 2457 | 745 | 2840 | 1941 | 753.5445 | 876.061 | 980.9524 | 378.954
| 3880 | 702.0595 | 609.6506 | 917.9769 | 609.6506 | 609.6506 | 917.9769 | 609.6506 | 609.6506 | 917.9769 | 609.6506 | 976.8707 | 302.85 | 609.6506 | 917.9769 | 609.6506 | 3880 | 609.6506 | 917.9769 | 976.8708 | 302.85 | 8531 | 1081 | 5081 | 5542 | 1954 | 7735 | 2813 | 1692 | 753.5445 | 876.0484 | 980.9524 | 378.954
| 3881 | 734.2877 | 671.2164 | 912.1582 | 671.2164 | 671.2164 | 912.1582 | 671.2164 | 671.2164 | 912.1582 | 671.2164 | 978.2313 | 283.4325 | 671.2164 | 912.1582 | 671.2164 | 3881 | 671.2164 | 912.1582 | 978.2313 | 283.4325 | 7268 | 1368 | 4570 | 6240 | 1011 | 8680 | 2812 | 614 | 753.4964 | 876.0014 | 980.9524 | 378.954
| 3882 | 743.4106 | 690.0562 | 905.3613 | 690.0562 | 690.0562 | 905.3613 | 690.0562 | 690.0562 | 905.3613 | 690.0562 | 983.6735 | 282.1798 | 690.0562 | 905.3613 | 690.0562 | 3882 | 690.0562 | 905.3613 | 983.6735 | 282.1798 | 6498 | 1775 | 2777 | 6282 | 8091 | 462 | 2778 | 6723 | 753.4003 | 875.9981 | 980.9524 | 378.8561
| 3883 | 804.4327 | 788.1482 | 898.4135 | 788.1482 | 788.1482 | 898.4135 | 788.1482 | 788.1482 | 898.4135 | 788.1482 | 927.8912 | 435.3273 | 788.1482 | 898.4135 | 788.1482 | 3883 | 788.1482 | 898.4135 | 927.8912 | 435.3273 | 2609 | 2223 | 8737 | 2905 | 6473 | 3756 | 2755 | 7209 | 753.4003 | 875.9646 | 980.9524 | 378.6408
| 3884 | 794.0162 | 775.316 | 921.027 | 775.316 | 775.316 | 921.027 | 775.316 | 775.316 | 921.027 | 775.316 | 968.7075 | 260.8832 | 775.316 | 921.027 | 775.316 | 3884 | 775.316 | 921.027 | 968.7075 | 260.8832 | 3057 | 926 | 7391 | 7065 | 555 | 7727 | 2750 | 5961 | 753.4003 | 875.9624 | 980.9524 | 378.6408
| 3885 | 805.5549 | 782.8615 | 908.9792 | 782.8615 | 782.8615 | 908.9792 | 782.8615 | 782.8615 | 908.9792 | 782.8615 | 960.5442 | 418.4153 | 782.8615 | 908.9792 | 782.8615 | 3885 | 782.8615 | 908.9792 | 960.5442 | 418.4153 | 2764 | 1551 | 8246 | 3177 | 8452 | 8044 | 2749 | 5191 | 753.3522 | 875.9444 | 980.9524 | 378.6408
| 3886 | 786.9493 | 757.5335 | 856.9771 | 757.5335 | 757.5335 | 856.9771 | 757.5335 | 757.5335 | 856.9771 | 757.5335 | 974.1497 | 554.964 | 757.5335 | 856.9771 | 757.5335 | 3886 | 757.5335 | 856.9772 | 974.1497 | 554.964 | 3718 | 5188 | 5918 | 1248 | 4024 | 508 | 2711 | 4537 | 753.3522 | 875.9444 | 980.9524 | 378.6408
| 3887 | 779.2243 | 760.5613 | 873.5456 | 760.5613 | 760.5613 | 873.5456 | 760.5613 | 760.5613 | 873.5456 | 760.5613 | 980.9524 | 349.5146 | 760.5613 | 873.5456 | 760.5613 | 3887 | 760.5614 | 873.5456 | 980.9524 | 349.5146 | 3609 | 4056 | 3830 | 4468 | 3025 | 48 | 2672 | 4209 | 753.3522 | 875.9444 | 980.9524 | 378.6408
| 3888 | 759.3135 | 724.2274 | 869.3545 | 724.2274 | 724.2274 | 869.3545 | 724.2274 | 724.2274 | 869.3545 | 724.2274 | 971.4286 | 387.7231 | 724.2274 | 869.3545 | 724.2274 | 3888 | 724.2274 | 869.3545 | 971.4286 | 387.7231 | 5046 | 4311 | 6726 | 3705 | 1443 | 2825 | 2645 | 3175 | 753.3522 | 875.9347 | 980.9524 | 378.6408
| 3889 | 703.3448 | 698.5149 | 688.9266 | 698.5149 | 698.5149 | 688.9266 | 698.5149 | 698.5149 | 688.9266 | 698.5149 | 968.7075 | 534.2938 | 698.5149 | 688.9266 | 698.5149 | 3889 | 698.5149 | 688.9266 | 968.7075 | 534.2938 | 6147 | 8136 | 7390 | 1480 | 2653 | 3952 | 2644 | 2427 | 753.3042 | 875.9338 | 980.9524 | 378.6408
| 3890 | 711.6557 | 701.2063 | 710.1533 | 701.2063 | 701.2063 | 710.1533 | 701.2063 | 701.2063 | 710.1533 | 701.2063 | 967.3469 | 545.5684 | 701.2063 | 710.1533 | 701.2063 | 3890 | 701.2063 | 710.1533 | 967.3469 | 545.5684 | 6037 | 7925 | 7633 | 1346 | 2065 | 835 | 2610 | 2015 | 753.3042 | 875.9121 | 980.9524 | 378.6408
| 3891 | 697.1397 | 702.6962 | 715.8214 | 702.6962 | 702.6962 | 715.8214 | 702.6962 | 702.6962 | 715.8214 | 702.6962 | 965.9864 | 309.1137 | 702.6962 | 715.8214 | 702.6962 | 3891 | 702.6962 | 715.8214 | 965.9864 | 309.1137 | 5981 | 7857 | 7887 | 5329 | 806 | 1941 | 2587 | 1793 | 753.3042 | 875.9074 | 980.9524 | 378.6408
| 3892 | 668.5315 | 652.5208 | 713.4356 | 652.5208 | 652.5208 | 713.4356 | 652.5208 | 652.5208 | 713.4356 | 652.5208 | 963.2653 | 322.2675 | 652.5208 | 713.4356 | 652.5208 | 3892 | 652.5208 | 713.4356 | 963.2653 | 322.2675 | 7783 | 7888 | 8118 | 5008 | 3497 | 472 | 2582 | 8500 | 753.2561 | 875.9045 | 980.9524 | 378.3276
| 3893 | 758.9407 | 693.805 | 908.7777 | 693.805 | 693.805 | 908.7777 | 693.805 | 693.805 | 908.7777 | 693.805 | 963.2653 | 476.3545 | 693.805 | 908.7777 | 693.805 | 3893 | 693.805 | 908.7777 | 963.2653 | 476.3545 | 6344 | 1558 | 8117 | 2208 | 905 | 6898 | 2581 | 7649 | 753.2561 | 875.8555 | 980.9524 | 378.3276
| 3894 | 706.5662 | 624.4052 | 903.9868 | 624.4052 | 624.4052 | 903.9868 | 624.4052 | 624.4052 | 903.9868 | 624.4052 | 965.9864 | 314.751 | 624.4052 | 903.9868 | 624.4052 | 3894 | 624.4053 | 903.9868 | 965.9864 | 314.751 | 8337 | 1858 | 7886 | 5180 | 8289 | 8744 | 2543 | 5115 | 753.2081 | 875.8055 | 980.9524 | 378.3276
| 3895 | 747.9416 | 676.8395 | 901.3442 | 676.8395 | 676.8395 | 901.3442 | 676.8395 | 676.8395 | 901.3442 | 676.8395 | 957.8231 | 493.2665 | 676.8395 | 901.3442 | 676.8395 | 3895 | 676.8395 | 901.3442 | 957.8231 | 493.2665 | 7070 | 2015 | 8373 | 1973 | 6876 | 8082 | 2504 | 2919 | 753.16 | 875.8055 | 980.9524 | 378.3276
| 3896 | 726.8074 | 678.2813 | 889.406 | 678.2813 | 678.2813 | 889.406 | 678.2813 | 678.2813 | 889.406 | 678.2813 | 945.5782 | 245.8503 | 678.2813 | 889.406 | 678.2813 | 3896 | 678.2814 | 889.406 | 945.5782 | 245.8503 | 7008 | 2885 | 8632 | 7598 | 6209 | 546 | 2477 | 1859 | 753.16 | 875.8055 | 980.9524 | 378.3276
| 3897 | 725.7734 | 665.1608 | 900.4008 | 665.1608 | 665.1608 | 900.4008 | 665.1608 | 665.1608 | 900.4008 | 665.1608 | 967.3469 | 270.5919 | 665.1608 | 900.4008 | 665.1608 | 3897 | 665.1608 | 900.4008 | 967.3469 | 270.5919 | 7432 | 2090 | 7632 | 6743 | 3681 | 7151 | 2476 | 5279 | 753.16 | 875.7932 | 980.9524 | 378.0144
| 3898 | 711.3997 | 637.3096 | 912.7684 | 637.3096 | 637.3096 | 879.7665 | 637.3096 | 637.3096 | 912.7684 | 637.3096 | 964.6259 | 278.4215 | 637.3096 | 912.7684 | 637.3096 | 3898 | 637.3096 | 912.7684 | 964.6259 | 278.4216 | 8101 | 1334 | 8008 | 6442 | 2919 | 4704 | 2442 | 5009 | 753.1119 | 875.7667 | 980.9524 | 378.0144
| 3899 | 683.271 | 609.4584 | 859.1322 | 609.4584 | 609.4584 | 859.1322 | 609.4584 | 609.4584 | 859.1322 | 609.4584 | 967.3469 | 286.2512 | 609.4584 | 859.1322 | 609.4584 | 3899 | 609.4584 | 859.1322 | 967.3469 | 286.2512 | 8534 | 5047 | 7631 | 6117 | 2007 | 7356 | 2419 | 2965 | 753.1119 | 875.7652 | 980.9524 | 378.0144
| 3900 | 692.9458 | 592.3968 | 907.6405 | 592.3968 | 592.3968 | 907.6405 | 592.3968 | 592.3968 | 907.6405 | 592.3968 | 978.2313 | 353.2728 | 592.3968 | 907.6405 | 592.3968 | 3900 | 592.3968 | 907.6405 | 978.2313 | 353.2728 | 8688 | 1638 | 4569 | 4395 | 4529 | 300 | 2414 | 8598 | 753.0639 | 875.7652 | 980.9524 | 377.7012
| 3901 | 736.846 | 653.3378 | 901.1649 | 653.3378 | 653.3378 | 902.1113 | 653.3378 | 653.3378 | 901.1649 | 653.3378 | 970.068 | 513.467 | 653.3378 | 901.1649 | 653.3378 | 3901 | 653.3378 | 901.1649 | 970.068 | 513.467 | 7763 | 2027 | 7118 | 1730 | 1902 | 1934 | 2413 | 6383 | 753.0639 | 875.7631 | 980.9524 | 377.7012
| 3902 | 728.5104 | 639.6645 | 886.3826 | 639.6645 | 639.6645 | 911.1064 | 639.6645 | 639.6645 | 886.3826 | 639.6645 | 974.1497 | 537.4256 | 639.6645 | 886.3826 | 639.6645 | 3902 | 639.6645 | 886.3826 | 974.1497 | 537.4256 | 8058 | 3126 | 5917 | 1440 | 2717 | 7163 | 2375 | 5385 | 753.0158 | 875.7628 | 980.9524 | 377.7012
| 3903 | 679.5562 | 589.9938 | 879.6276 | 589.9938 | 589.9938 | 879.6276 | 589.9938 | 589.9938 | 879.6276 | 589.9938 | 972.7891 | 302.5368 | 589.9938 | 879.6276 | 589.9938 | 3903 | 589.9938 | 879.6276 | 972.7891 | 302.5368 | 8706 | 3626 | 6336 | 5553 | 8549 | 1815 | 2336 | 2505 | 752.9678 | 875.7611 | 980.9524 | 377.7012
| 3904 | 684.7415 | 585.7163 | 912.8835 | 585.7163 | 585.7163 | 912.8835 | 585.7163 | 585.7163 | 912.8835 | 585.7163 | 970.068 | 279.0479 | 585.7163 | 912.8835 | 585.7163 | 3904 | 585.7163 | 912.8835 | 970.068 | 279.0479 | 8743 | 1329 | 7117 | 6405 | 6641 | 1935 | 2309 | 2314 | 752.9678 | 875.7421 | 980.9524 | 377.7012
| 3905 | 708.2144 | 622.3386 | 917.1182 | 622.3386 | 622.3386 | 917.1182 | 622.3386 | 622.3386 | 917.1182 | 622.3386 | 976.8707 | 290.949 | 622.3386 | 917.1182 | 622.3386 | 3905 | 622.3386 | 917.1182 | 976.8708 | 290.949 | 8371 | 1125 | 5080 | 5927 | 4965 | 2405 | 2308 | 471 | 752.9678 | 875.7408 | 980.9524 | 377.7012
| 3906 | 732.991 | 683.3758 | 884.9722 | 683.3758 | 683.3758 | 884.9722 | 683.3758 | 683.3758 | 884.9722 | 683.3758 | 976.8707 | 278.1084 | 683.3758 | 884.9722 | 683.3758 | 3906 | 683.3758 | 884.9722 | 976.8708 | 278.1084 | 6811 | 3258 | 5079 | 6458 | 3714 | 2175 | 2274 | 7731 | 752.9678 | 875.7408 | 980.9524 | 377.5446
| 3907 | 777.1474 | 771.7595 | 873.5696 | 771.7595 | 771.7595 | 873.5696 | 771.7595 | 771.7595 | 873.5696 | 771.7595 | 956.4626 | 255.2459 | 771.7595 | 873.5696 | 771.7595 | 3907 | 771.7595 | 873.5696 | 956.4626 | 255.2459 | 3195 | 4055 | 8454 | 7261 | 3317 | 459 | 2251 | 3242 | 752.9678 | 875.7395 | 980.9524 | 377.5446
| 3908 | 782.0287 | 754.6018 | 914.808 | 754.6018 | 754.6018 | 914.808 | 754.6018 | 754.6018 | 914.808 | 754.6018 | 971.4286 | 280.927 | 754.6018 | 914.808 | 754.6018 | 3908 | 754.6018 | 914.808 | 971.4286 | 280.927 | 3839 | 1230 | 6725 | 6340 | 7712 | 1248 | 2246 | 6529 | 752.9197 | 875.7247 | 980.9524 | 377.388
| 3909 | 780.4209 | 750.6608 | 905.0808 | 750.6608 | 750.6608 | 905.0808 | 750.6608 | 750.6608 | 905.0808 | 750.6608 | 975.5102 | 324.7729 | 750.6608 | 905.0808 | 750.6608 | 3909 | 750.6608 | 905.0808 | 975.5102 | 324.7729 | 3989 | 1794 | 5499 | 4954 | 720 | 1062 | 2245 | 6223 | 752.9197 | 875.6844 | 980.9524 | 377.388
| 3910 | 767.1267 | 716.5858 | 900.1537 | 716.5858 | 716.5858 | 900.1537 | 716.5858 | 716.5858 | 900.1537 | 716.5858 | 983.6735 | 422.7999 | 716.5858 | 900.1537 | 716.5858 | 3910 | 716.5858 | 900.1537 | 983.6735 | 422.7999 | 5364 | 2107 | 2776 | 3115 | 8147 | 4938 | 2207 | 5174 | 752.8716 | 875.6842 | 980.9524 | 377.388
| 3911 | 748.5459 | 677.8007 | 919.0328 | 677.8007 | 677.8007 | 919.0328 | 677.8007 | 677.8007 | 919.0328 | 677.8007 | 983.6735 | 397.4319 | 677.8007 | 919.0328 | 677.8007 | 3911 | 677.8007 | 919.0328 | 983.6735 | 397.4319 | 7022 | 1031 | 2775 | 3539 | 611 | 7922 | 2168 | 8273 | 752.8716 | 875.6724 | 980.9524 | 377.1532
| 3912 | 728.6125 | 644.1582 | 906.1427 | 644.1582 | 644.1582 | 906.1427 | 644.1582 | 644.1582 | 906.1427 | 644.1582 | 975.5102 | 447.2283 | 644.1582 | 906.1427 | 644.1582 | 3912 | 644.1582 | 906.1427 | 975.5102 | 447.2283 | 7966 | 1724 | 5498 | 2711 | 3688 | 7165 | 2141 | 8462 | 752.8236 | 875.6469 | 980.9524 | 377.1173
| 3913 | 710.0036 | 623.9246 | 908.2073 | 623.9246 | 623.9246 | 908.2073 | 623.9246 | 623.9246 | 908.2073 | 623.9246 | 970.068 | 345.7563 | 623.9246 | 908.2073 | 623.9246 | 3913 | 623.9246 | 908.2073 | 970.068 | 345.7563 | 8344 | 1589 | 7116 | 4536 | 2932 | 3803 | 2140 | 6938 | 752.7755 | 875.6329 | 980.9524 | 377.0749
| 3914 | 713.7546 | 615.2256 | 907.5447 | 615.2256 | 615.2256 | 907.5447 | 615.2256 | 615.2256 | 907.5447 | 615.2256 | 971.4286 | 469.1513 | 615.2256 | 907.5447 | 615.2256 | 3914 | 615.2256 | 907.5447 | 971.4286 | 469.1513 | 8463 | 1643 | 6724 | 2322 | 1665 | 7354 | 2106 | 4433 | 752.7755 | 875.6269 | 980.9524 | 377.0749
| 3915 | 703.1504 | 621.041 | 893.6439 | 621.041 | 621.041 | 893.6439 | 621.041 | 621.041 | 893.6439 | 621.041 | 967.3469 | 333.8553 | 621.041 | 893.6439 | 621.041 | 3915 | 621.041 | 893.6439 | 967.3469 | 333.8553 | 8393 | 2577 | 7630 | 4763 | 1231 | 298 | 2083 | 4164 | 752.7755 | 875.6269 | 980.9524 | 377.0749
| 3916 | 722.122 | 652.713 | 897.8182 | 652.713 | 652.713 | 897.8182 | 652.713 | 652.713 | 897.8182 | 652.713 | 974.1497 | 322.5806 | 652.713 | 897.8182 | 652.713 | 3916 | 652.713 | 897.8182 | 974.1497 | 322.5806 | 7779 | 2270 | 5916 | 5001 | 1430 | 6041 | 2078 | 3976 | 752.6313 | 875.6189 | 980.9524 | 377.0749
| 3917 | 718.5965 | 650.2619 | 894.9739 | 650.2619 | 650.2619 | 894.9739 | 650.2619 | 650.2619 | 894.9739 | 650.2619 | 975.5102 | 302.85 | 650.2619 | 894.9739 | 650.2619 | 3917 | 650.2619 | 894.9739 | 975.5102 | 302.85 | 7835 | 2468 | 5497 | 5541 | 1914 | 2609 | 2077 | 3623 | 752.6073 | 875.6089 | 980.9524 | 377.0749
| 3918 | 717.8599 | 658.4323 | 880.7478 | 658.4323 | 658.4323 | 880.7478 | 658.4323 | 658.4323 | 880.7478 | 658.4323 | 983.6735 | 275.9161 | 658.4323 | 880.7478 | 658.4323 | 3918 | 658.4323 | 880.7478 | 983.6735 | 275.9161 | 7619 | 3553 | 2774 | 6540 | 6961 | 5063 | 2039 | 2639 | 752.5833 | 875.6088 | 980.9524 | 377.0749
| 3919 | 697.5578 | 617.052 | 891.7733 | 617.052 | 617.052 | 891.7733 | 617.052 | 617.052 | 891.7733 | 617.052 | 982.3129 | 279.9875 | 617.052 | 891.7733 | 617.052 | 3919 | 617.052 | 891.7733 | 982.3129 | 279.9875 | 8443 | 2724 | 3368 | 6374 | 1451 | 7741 | 2000 | 1501 | 752.5833 | 875.6025 | 980.9524 | 377.0749
| 3920 | 689.8554 | 603.3066 | 893.7174 | 603.3066 | 603.3066 | 893.7174 | 603.3066 | 603.3066 | 893.7174 | 603.3066 | 978.2313 | 278.4215 | 603.3066 | 893.7174 | 603.3066 | 3920 | 603.3066 | 893.7174 | 978.2313 | 278.4216 | 8600 | 2563 | 4568 | 6441 | 8043 | 4956 | 1973 | 2447 | 752.5352 | 875.6003 | 980.9524 | 376.9183
| 3921 | 722.2701 | 642.6683 | 886.9459 | 642.6683 | 642.6683 | 886.9459 | 642.6683 | 642.6683 | 886.9459 | 642.6683 | 982.3129 | 440.3382 | 642.6683 | 886.9459 | 642.6683 | 3921 | 642.6683 | 886.9459 | 982.3129 | 440.3382 | 8000 | 3070 | 3367 | 2821 | 7154 | 7602 | 1972 | 6471 | 752.5352 | 875.5892 | 980.9524 | 376.7617
| 3922 | 720.5636 | 640.794 | 877.0463 | 640.794 | 640.794 | 877.0463 | 640.794 | 640.794 | 877.0463 | 640.794 | 986.3946 | 466.959 | 640.794 | 877.0463 | 640.794 | 3922 | 640.794 | 877.0463 | 986.3946 | 466.959 | 8035 | 3827 | 1922 | 2352 | 4148 | 173 | 1938 | 5606 | 752.5352 | 875.5845 | 980.9524 | 376.7617
| 3923 | 711.4402 | 611.2366 | 870.9559 | 611.2366 | 611.2366 | 870.9559 | 611.2366 | 611.2366 | 870.9559 | 611.2366 | 982.3129 | 604.134 | 611.2366 | 870.9559 | 611.2366 | 3923 | 611.2366 | 870.9559 | 982.3129 | 604.134 | 8512 | 4212 | 3366 | 806 | 2343 | 7914 | 1915 | 5317 | 752.5352 | 875.5754 | 980.9524 | 376.7617
| 3924 | 695.3342 | 604.9406 | 874.0785 | 604.9406 | 604.9406 | 874.0785 | 604.9406 | 604.9406 | 874.0785 | 604.9406 | 978.2313 | 420.6076 | 604.9406 | 874.0785 | 604.9406 | 3924 | 604.9406 | 874.0785 | 978.2313 | 420.6076 | 8586 | 4027 | 4567 | 3145 | 1877 | 1988 | 1910 | 4449 | 752.5352 | 875.5744 | 980.9524 | 376.7617
| 3925 | 741.9685 | 647.0419 | 890.0922 | 647.0419 | 647.0419 | 890.0922 | 647.0419 | 647.0419 | 890.0922 | 647.0419 | 980.9524 | 669.9029 | 647.0419 | 890.0922 | 647.0419 | 3925 | 647.0419 | 890.0922 | 980.9524 | 669.9029 | 7910 | 2833 | 3829 | 404 | 507 | 3063 | 1909 | 2431 | 752.5352 | 875.5732 | 980.9524 | 376.7617
| 3926 | 718.6358 | 602.1051 | 906.5226 | 602.1051 | 602.1051 | 906.5226 | 602.1051 | 602.1051 | 906.5226 | 602.1051 | 980.9524 | 637.0185 | 602.1051 | 906.5226 | 602.1051 | 3926 | 602.1051 | 906.5226 | 980.9524 | 637.0185 | 8611 | 1711 | 3828 | 579 | 7743 | 1018 | 1871 | 2187 | 752.4872 | 875.5364 | 980.9524 | 376.7617
| 3927 | 734.4345 | 652.1844 | 909.4252 | 652.1844 | 652.1844 | 909.4252 | 652.1844 | 652.1844 | 909.4252 | 652.1844 | 972.7891 | 454.1184 | 652.1844 | 909.4252 | 652.1844 | 3927 | 652.1844 | 909.4252 | 972.7891 | 454.1184 | 7794 | 1521 | 6335 | 2591 | 1611 | 3326 | 1832 | 1761 | 752.4871 | 875.5309 | 980.9524 | 376.7617
| 3928 | 733.797 | 673.5233 | 895.3108 | 673.5233 | 673.5233 | 895.3108 | 673.5233 | 673.5233 | 895.3108 | 673.5233 | 975.5102 | 328.218 | 673.5233 | 895.3108 | 673.5233 | 3928 | 673.5233 | 895.3108 | 975.5102 | 328.218 | 7193 | 2446 | 5496 | 4877 | 6708 | 7415 | 1805 | 1673 | 752.4391 | 875.528 | 980.9524 | 376.6051
| 3929 | 744.4467 | 667.5157 | 919.5401 | 667.5157 | 667.5157 | 919.5401 | 667.5157 | 667.5157 | 919.5401 | 667.5157 | 983.6735 | 420.2944 | 667.5157 | 919.5401 | 667.5157 | 3929 | 667.5157 | 919.5401 | 983.6735 | 420.2944 | 7364 | 1005 | 2773 | 3147 | 4601 | 359 | 1804 | 1044 | 752.391 | 875.528 | 980.9524 | 376.6051
| 3930 | 783.2024 | 723.5065 | 904.3787 | 723.5065 | 723.5065 | 904.3787 | 723.5065 | 723.5065 | 904.3787 | 723.5065 | 967.3469 | 591.9198 | 723.5065 | 904.3787 | 723.5065 | 3930 | 723.5065 | 904.3787 | 967.3469 | 591.9198 | 5076 | 1839 | 7629 | 911 | 4771 | 3064 | 1770 | 6703 | 752.343 | 875.5256 | 980.9524 | 376.4485
| 3931 | 827.7678 | 813.1879 | 822.6296 | 813.1879 | 813.1879 | 822.6296 | 813.1879 | 813.1879 | 822.6296 | 813.1879 | 980.9524 | 811.7758 | 813.1879 | 822.6296 | 813.1879 | 3931 | 813.1879 | 822.6296 | 980.9524 | 811.7758 | 1821 | 6801 | 3827 | 44 | 2538 | 120 | 1747 | 6357 | 752.343 | 875.5092 | 980.9524 | 376.4485
| 3932 | 854.7155 | 840.5825 | 923.7468 | 840.5825 | 840.5825 | 923.7468 | 840.5825 | 840.5825 | 923.7468 | 840.5825 | 986.3946 | 559.9749 | 840.5825 | 923.7468 | 840.5825 | 3932 | 840.5825 | 923.7468 | 986.3946 | 559.9749 | 1213 | 783 | 1921 | 1194 | 6455 | 7221 | 1742 | 5277 | 752.2949 | 875.4784 | 980.9524 | 376.4485
| 3933 | 845.7557 | 845.1963 | 900.1529 | 845.1963 | 845.1963 | 900.1529 | 845.1963 | 845.1963 | 900.1529 | 845.1963 | 982.3129 | 496.0852 | 845.1963 | 900.1529 | 845.1963 | 3933 | 845.1963 | 900.1529 | 982.3129 | 496.0852 | 1133 | 2108 | 3365 | 1942 | 2816 | 5946 | 1741 | 4365 | 752.2949 | 875.4688 | 980.9524 | 376.4485
| 3934 | 843.6094 | 808.9585 | 910.0549 | 808.9585 | 808.9585 | 910.0549 | 808.9585 | 808.9585 | 910.0549 | 808.9585 | 971.4286 | 727.2158 | 808.9585 | 910.0549 | 808.9585 | 3934 | 808.9585 | 910.0549 | 971.4286 | 727.2158 | 1938 | 1481 | 6723 | 194 | 6880 | 7174 | 1703 | 3097 | 752.1988 | 875.4517 | 980.9524 | 376.4485
| 3935 | 796.8843 | 747.5369 | 918.1825 | 747.5369 | 747.5369 | 918.1825 | 747.5369 | 747.5369 | 918.1825 | 747.5369 | 985.034 | 518.3213 | 747.5369 | 918.1825 | 747.5369 | 3935 | 747.5369 | 918.1825 | 985.034 | 518.3213 | 4099 | 1066 | 2258 | 1663 | 987 | 6788 | 1664 | 2300 | 752.1988 | 875.4448 | 980.9524 | 376.4485
| 3936 | 799.5027 | 726.7266 | 910.4264 | 726.7266 | 726.7266 | 910.4264 | 726.7266 | 726.7266 | 910.4264 | 726.7266 | 987.7551 | 749.7651 | 726.7266 | 910.4264 | 726.7266 | 3936 | 726.7266 | 910.4264 | 987.7551 | 749.7651 | 4943 | 1463 | 1558 | 147 | 3863 | 1063 | 1637 | 2152 | 752.1507 | 875.439 | 980.9524 | 376.4485
| 3937 | 771.0598 | 721.7283 | 869.6513 | 721.7283 | 721.7283 | 869.6513 | 721.7283 | 721.7283 | 869.6513 | 721.7283 | 987.7551 | 554.6508 | 721.7283 | 869.6513 | 721.7283 | 3937 | 721.7283 | 869.6513 | 987.7551 | 554.6508 | 5162 | 4288 | 1557 | 1254 | 3839 | 7974 | 1636 | 2134 | 752.1507 | 875.4276 | 980.9524 | 376.4485
| 3938 | 734.8245 | 696.4483 | 759.1671 | 696.4483 | 696.4483 | 759.1671 | 696.4483 | 696.4483 | 759.1671 | 696.4483 | 995.9184 | 683.3699 | 696.4483 | 759.1671 | 696.4483 | 3938 | 696.4483 | 759.1671 | 995.9184 | 683.3699 | 6219 | 7357 | 324 | 340 | 976 | 3606 | 1602 | 948 | 752.1027 | 875.4068 | 980.9524 | 376.4485
| 3939 | 769.1326 | 702.552 | 915.7651 | 702.552 | 702.552 | 915.7651 | 702.552 | 702.552 | 915.7651 | 702.552 | 994.5578 | 489.8215 | 702.552 | 915.7651 | 702.552 | 3939 | 702.552 | 915.7651 | 994.5578 | 489.8215 | 5986 | 1194 | 503 | 2017 | 6739 | 2944 | 1579 | 4949 | 752.0546 | 875.4068 | 980.9524 | 376.2919
| 3940 | 771.0193 | 707.262 | 909.5575 | 707.262 | 707.262 | 909.5575 | 707.262 | 707.262 | 909.5575 | 707.262 | 991.8367 | 506.1071 | 707.262 | 909.5575 | 707.262 | 3940 | 707.262 | 909.5575 | 991.8367 | 506.1071 | 5764 | 1515 | 873 | 1814 | 2409 | 7471 | 1574 | 7222 | 752.0065 | 875.404 | 980.9524 | 376.1353
| 3941 | 796.1258 | 710.3859 | 915.4699 | 710.3859 | 710.3859 | 915.4699 | 710.3859 | 710.3859 | 915.4699 | 710.3859 | 991.8367 | 808.9571 | 710.3859 | 915.4699 | 710.3859 | 3941 | 710.3859 | 915.4699 | 991.8367 | 808.9571 | 5628 | 1204 | 872 | 48 | 5758 | 415 | 1573 | 5948 | 751.9585 | 875.404 | 980.9524 | 376.1353
| 3942 | 766.7876 | 717.1144 | 908.5062 | 717.1144 | 717.1144 | 908.5062 | 717.1144 | 717.1144 | 908.5062 | 717.1144 | 982.3129 | 381.7726 | 717.1144 | 908.5062 | 717.1144 | 3942 | 717.1144 | 908.5062 | 982.3129 | 381.7726 | 5348 | 1569 | 3364 | 3810 | 2405 | 2080 | 1535 | 2646 | 751.9585 | 875.4003 | 980.9524 | 376.1353
| 3943 | 760.423 | 703.2249 | 900.2612 | 703.2249 | 703.2249 | 900.2612 | 703.2249 | 703.2249 | 900.2612 | 703.2249 | 972.7891 | 446.2888 | 703.2249 | 900.2612 | 703.2249 | 3943 | 703.2249 | 900.2612 | 972.7891 | 446.2888 | 5949 | 2094 | 6334 | 2731 | 2340 | 5047 | 1496 | 2421 | 751.9585 | 875.3843 | 980.9524 | 376.1353
| 3944 | 749.2343 | 687.7493 | 909.2425 | 687.7493 | 687.7493 | 909.2425 | 687.7493 | 687.7493 | 909.2425 | 687.7493 | 986.3946 | 363.9211 | 687.7493 | 909.2425 | 687.7493 | 3944 | 687.7493 | 909.2425 | 986.3946 | 363.9211 | 6617 | 1534 | 1920 | 4189 | 1986 | 2096 | 1469 | 2142 | 751.9585 | 875.3795 | 980.9524 | 376.1353
| 3945 | 764.8349 | 717.595 | 890.3639 | 717.595 | 717.595 | 890.3639 | 717.595 | 717.595 | 890.3639 | 717.595 | 959.1837 | 446.2888 | 717.595 | 890.3639 | 717.595 | 3945 | 717.595 | 890.364 | 959.1837 | 446.2888 | 5329 | 2816 | 8321 | 2730 | 8621 | 5335 | 1468 | 825 | 751.9104 | 875.3552 | 980.9524 | 376.1353
| 3946 | 754.1315 | 686.1633 | 898.2683 | 686.1633 | 686.1633 | 898.2683 | 686.1633 | 686.1633 | 898.2683 | 686.1633 | 976.8707 | 498.5907 | 686.1633 | 898.2683 | 686.1633 | 3946 | 686.1633 | 898.2683 | 976.8708 | 498.5907 | 6691 | 2234 | 5078 | 1914 | 1049 | 5105 | 1434 | 8739 | 751.9104 | 875.3552 | 980.9524 | 375.9004
| 3947 | 786.3102 | 704.3783 | 928.1854 | 704.3783 | 704.3783 | 928.1854 | 704.3783 | 704.3783 | 928.1854 | 704.3783 | 985.034 | 675.5402 | 704.3783 | 928.1854 | 704.3783 | 3947 | 704.3783 | 928.1854 | 985.034 | 675.5402 | 5901 | 591 | 2257 | 375 | 7858 | 239 | 1411 | 8567 | 751.8624 | 875.353 | 980.9524 | 375.8221
| 3948 | 752.4029 | 665.9297 | 914.3171 | 665.9297 | 665.9297 | 914.3171 | 665.9297 | 665.9297 | 914.3171 | 665.9297 | 989.1156 | 559.8184 | 665.9297 | 914.3171 | 665.9297 | 3948 | 665.9297 | 914.3171 | 989.1157 | 559.8184 | 7406 | 1253 | 1239 | 1197 | 6874 | 2972 | 1406 | 6778 | 751.7662 | 875.3503 | 980.9524 | 375.8221
| 3949 | 768.291 | 681.982 | 910.5885 | 681.982 | 681.982 | 910.5885 | 681.982 | 681.982 | 910.5885 | 681.982 | 986.3946 | 671.4688 | 681.982 | 910.5885 | 681.982 | 3949 | 681.982 | 910.5885 | 986.3946 | 671.4688 | 6873 | 1452 | 1919 | 398 | 846 | 8149 | 1405 | 6221 | 751.7662 | 875.3325 | 980.9524 | 375.8221
| 3950 | 756.8625 | 685.3463 | 918.0952 | 685.3463 | 685.3463 | 918.0952 | 685.3463 | 685.3463 | 918.0952 | 685.3463 | 983.6735 | 457.2502 | 685.3463 | 918.0952 | 685.3463 | 3950 | 685.3463 | 918.0952 | 983.6735 | 457.2502 | 6722 | 1070 | 2772 | 2532 | 8716 | 613 | 1367 | 5684 | 751.7182 | 875.3325 | 980.9524 | 375.8221
| 3951 | 764.1906 | 684.8657 | 922.7792 | 684.8657 | 684.8657 | 922.7792 | 684.8657 | 684.8657 | 922.7792 | 684.8657 | 987.7551 | 540.8707 | 684.8657 | 922.7792 | 684.8657 | 3951 | 684.8657 | 922.7792 | 987.7551 | 540.8707 | 6742 | 838 | 1556 | 1396 | 7925 | 6098 | 1328 | 4683 | 751.6221 | 875.3163 | 980.9524 | 375.8221
| 3952 | 729.7369 | 665.6894 | 875.9338 | 665.6894 | 665.6894 | 875.9338 | 665.6894 | 665.6894 | 875.9338 | 665.6894 | 987.7551 | 399.311 | 665.6894 | 875.9338 | 665.6894 | 3952 | 665.6894 | 875.9338 | 987.7551 | 399.311 | 7412 | 3889 | 1555 | 3504 | 7924 | 5854 | 1301 | 4508 | 751.6221 | 875.3163 | 980.9524 | 375.8221
| 3953 | 734.3581 | 653.9626 | 900.1294 | 653.9626 | 653.9626 | 900.1294 | 653.9626 | 653.9626 | 900.1294 | 653.9626 | 1000 | 448.7942 | 653.9626 | 900.1294 | 653.9626 | 3953 | 653.9626 | 900.1294 | 1000 | 448.7942 | 7742 | 2110 | 29 | 2683 | 827 | 1943 | 1300 | 3977 | 751.574 | 875.3029 | 980.9524 | 375.8221
| 3954 | 717.8781 | 626.2796 | 899.9154 | 626.2796 | 626.2796 | 899.9154 | 626.2796 | 626.2796 | 899.9154 | 626.2796 | 980.9524 | 459.4425 | 626.2796 | 899.9154 | 626.2796 | 3954 | 626.2796 | 899.9154 | 980.9524 | 459.4425 | 8292 | 2120 | 3826 | 2495 | 6496 | 7272 | 1266 | 2484 | 751.5259 | 875.2934 | 980.9524 | 375.8221
| 3955 | 854.5601 | 864.0361 | 895.4462 | 864.0361 | 864.0361 | 895.4462 | 864.0361 | 864.0361 | 895.4462 | 864.0361 | 995.9184 | 473.849 | 864.0361 | 895.4462 | 864.0361 | 3955 | 864.0361 | 895.4462 | 995.9184 | 473.849 | 875 | 2432 | 323 | 2240 | 8553 | 1066 | 1243 | 8596 | 751.4298 | 875.2645 | 980.9524 | 375.5089
| 3956 | 865.4332 | 847.6474 | 909.3952 | 847.6474 | 847.6474 | 909.3952 | 847.6474 | 847.6474 | 909.3952 | 847.6474 | 978.2313 | 719.073 | 847.6474 | 909.3952 | 847.6474 | 3956 | 847.6474 | 909.3952 | 978.2313 | 719.073 | 1089 | 1525 | 4566 | 218 | 7588 | 7898 | 1238 | 8320 | 751.4298 | 875.2617 | 980.9524 | 375.5089
| 3957 | 813.1897 | 777.9593 | 909.8601 | 777.9593 | 777.9593 | 909.8601 | 777.9593 | 777.9593 | 909.8601 | 777.9593 | 993.1973 | 528.3433 | 777.9593 | 909.8601 | 777.9593 | 3957 | 777.9593 | 909.8601 | 993.1973 | 528.3433 | 2946 | 1495 | 658 | 1543 | 6384 | 7597 | 1237 | 4703 | 751.4298 | 875.2497 | 980.9524 | 375.5089
| 3958 | 802.049 | 755.8514 | 901.5898 | 755.8514 | 755.8514 | 901.5898 | 755.8514 | 755.8514 | 901.5898 | 755.8514 | 994.5578 | 580.9583 | 755.8514 | 901.5898 | 755.8514 | 3958 | 755.8514 | 901.5898 | 994.5578 | 580.9584 | 3786 | 1994 | 502 | 999 | 2452 | 7899 | 1199 | 4208 | 751.4298 | 875.2054 | 980.9524 | 375.5089
| 3959 | 769.8167 | 700.7738 | 898.1888 | 700.7738 | 700.7738 | 898.1888 | 700.7738 | 700.7738 | 898.1888 | 700.7738 | 972.7891 | 605.7 | 700.7738 | 898.1888 | 700.7738 | 3959 | 700.7738 | 898.1888 | 972.7891 | 605.7 | 6055 | 2240 | 6333 | 788 | 3683 | 131 | 1160 | 3481 | 751.3818 | 875.1904 | 980.9524 | 375.5089
| 3960 | 768.2394 | 685.5866 | 895.9393 | 685.5866 | 685.5866 | 895.9393 | 685.5866 | 685.5866 | 895.9393 | 685.5866 | 993.1973 | 693.705 | 685.5866 | 895.9393 | 685.5866 | 3960 | 685.5866 | 895.9393 | 993.1973 | 693.705 | 6703 | 2396 | 657 | 309 | 1834 | 49 | 1133 | 8292 | 751.3817 | 875.1824 | 980.9524 | 375.1957
| 3961 | 771.4746 | 704.3783 | 891.6556 | 704.3783 | 704.3783 | 891.6556 | 704.3783 | 704.3783 | 891.6556 | 704.3783 | 990.4762 | 608.5186 | 704.3783 | 891.6556 | 704.3783 | 3961 | 704.3783 | 891.6556 | 990.4762 | 608.5186 | 5900 | 2732 | 1047 | 764 | 8631 | 7427 | 1132 | 7705 | 751.3337 | 875.1802 | 980.9524 | 375.1957
| 3962 | 797.0197 | 710.8665 | 907.6375 | 710.8665 | 710.8665 | 907.6375 | 710.8665 | 710.8665 | 907.6375 | 710.8665 | 998.6395 | 842.1547 | 710.8665 | 907.6375 | 710.8665 | 3962 | 710.8665 | 907.6375 | 998.6395 | 842.1547 | 5598 | 1639 | 110 | 22 | 2489 | 371 | 1098 | 7038 | 751.3337 | 875.1802 | 980.9524 | 375.1957
| 3963 | 772.9732 | 709.8573 | 902.5907 | 709.8573 | 709.8573 | 902.5907 | 709.8573 | 709.8573 | 902.5907 | 709.8573 | 995.9184 | 536.4861 | 709.8573 | 902.5907 | 709.8573 | 3963 | 709.8573 | 902.5907 | 995.9184 | 536.4861 | 5651 | 1927 | 322 | 1453 | 6983 | 7185 | 1075 | 6125 | 751.2856 | 875.1696 | 980.9524 | 375.1957
| 3964 | 778.9583 | 694.0453 | 915.9679 | 694.0453 | 694.0453 | 915.9679 | 694.0453 | 694.0453 | 915.9679 | 694.0453 | 986.3946 | 702.7873 | 694.0453 | 915.9679 | 694.0453 | 3964 | 694.0453 | 915.9679 | 986.3946 | 702.7874 | 6333 | 1184 | 1918 | 273 | 6616 | 2993 | 1070 | 4281 | 751.2856 | 875.1321 | 980.9524 | 375.1957
| 3965 | 769.8322 | 701.8311 | 930.9598 | 701.8311 | 701.8311 | 930.9598 | 701.8311 | 701.8311 | 930.9598 | 701.8311 | 989.1156 | 450.047 | 701.8311 | 930.9598 | 701.8311 | 3965 | 701.8311 | 930.9598 | 989.1157 | 450.047 | 6020 | 492 | 1238 | 2662 | 1424 | 5046 | 1069 | 4158 | 751.2856 | 875.0809 | 980.9524 | 375.1957
| 3966 | 786.3933 | 727.7359 | 908.0097 | 727.7359 | 727.7359 | 908.0097 | 727.7359 | 727.7359 | 908.0097 | 727.7359 | 995.9184 | 559.6618 | 727.7359 | 908.0097 | 727.7359 | 3966 | 727.7359 | 908.0097 | 995.9184 | 559.6618 | 4899 | 1604 | 321 | 1199 | 8361 | 7675 | 1031 | 2660 | 751.2376 | 875.0709 | 980.9524 | 375.1957
| 3967 | 757.0714 | 686.3556 | 909.8717 | 686.3556 | 686.3556 | 909.8717 | 686.3556 | 686.3556 | 909.8717 | 686.3556 | 974.1497 | 494.5193 | 686.3556 | 909.8717 | 686.3556 | 3967 | 686.3556 | 909.8717 | 974.1497 | 494.5193 | 6677 | 1493 | 5915 | 1956 | 8411 | 5021 | 992 | 4976 | 751.1895 | 875.0569 | 980.9524 | 374.8826
| 3968 | 777.0179 | 695.1507 | 920.8242 | 695.1507 | 695.1507 | 920.8242 | 695.1507 | 695.1507 | 920.8242 | 695.1507 | 986.3946 | 647.3536 | 695.1507 | 920.8242 | 695.1507 | 3968 | 695.1507 | 920.8242 | 986.3946 | 647.3536 | 6282 | 938 | 1917 | 509 | 6766 | 2420 | 965 | 1770 | 751.1414 | 875.054 | 980.9524 | 374.8826
| 3969 | 744.4213 | 691.7864 | 905.9352 | 691.7864 | 691.7864 | 905.9352 | 691.7864 | 691.7864 | 905.9352 | 691.7864 | 982.3129 | 281.5534 | 691.7864 | 905.9352 | 691.7864 | 3969 | 691.7864 | 905.9352 | 982.3129 | 281.5534 | 6429 | 1745 | 3363 | 6306 | 8697 | 2029 | 964 | 1744 | 751.0934 | 875.0304 | 980.9524 | 374.8826
| 3970 | 743.8015 | 658.6726 | 924.2929 | 658.6726 | 658.6726 | 924.2929 | 658.6726 | 658.6726 | 924.2929 | 658.6726 | 985.034 | 461.6348 | 658.6726 | 924.2929 | 658.6726 | 3970 | 658.6726 | 924.2929 | 985.034 | 461.6348 | 7615 | 762 | 2256 | 2453 | 2898 | 180 | 930 | 1675 | 751.0934 | 874.9911 | 980.9524 | 374.8826
| 3971 | 772.088 | 680.0596 | 923.7914 | 680.0596 | 680.0596 | 923.7914 | 680.0596 | 680.0596 | 923.7914 | 680.0596 | 971.4286 | 702.161 | 680.0596 | 923.7914 | 680.0596 | 3971 | 680.0596 | 923.7914 | 971.4286 | 702.161 | 6946 | 779 | 6722 | 281 | 1521 | 7944 | 907 | 8293 | 751.0934 | 874.9842 | 980.9524 | 374.5694
| 3972 | 734.4149 | 656.3176 | 912.8446 | 656.3176 | 656.3176 | 912.8446 | 656.3176 | 656.3176 | 912.8446 | 656.3176 | 956.4626 | 423.4262 | 656.3176 | 912.8446 | 656.3176 | 3972 | 656.3176 | 912.8446 | 956.4626 | 423.4262 | 7678 | 1331 | 8453 | 3106 | 807 | 121 | 902 | 7055 | 751.0934 | 874.9607 | 980.9524 | 374.5694
| 3973 | 745.0721 | 649.6852 | 901.4208 | 649.6852 | 649.6852 | 901.4208 | 649.6852 | 649.6852 | 901.4208 | 649.6852 | 963.2653 | 664.5788 | 649.6852 | 901.4208 | 649.6852 | 3973 | 649.6852 | 901.4208 | 963.2653 | 664.5788 | 7852 | 2013 | 8116 | 428 | 8664 | 7945 | 901 | 7198 | 751.0453 | 874.9258 | 980.9524 | 374.4128
| 3974 | 756.297 | 685.106 | 896.8711 | 685.106 | 685.106 | 896.8711 | 685.106 | 685.106 | 896.8711 | 685.106 | 975.5102 | 544.3157 | 685.106 | 896.8711 | 685.106 | 3974 | 685.106 | 896.8711 | 975.5102 | 544.3157 | 6729 | 2333 | 5495 | 1360 | 2341 | 7180 | 863 | 4756 | 751.0453 | 874.8727 | 980.9524 | 374.4128
| 3975 | 736.2954 | 650.4542 | 886.3424 | 650.4542 | 650.4542 | 886.3424 | 650.4542 | 650.4542 | 886.3424 | 650.4542 | 997.2789 | 561.8541 | 650.4542 | 886.3424 | 650.4542 | 3975 | 650.4542 | 886.3424 | 997.2789 | 561.8541 | 7832 | 3128 | 185 | 1182 | 2941 | 207 | 824 | 8223 | 750.9492 | 874.8708 | 980.9524 | 374.2562
| 3976 | 746.2546 | 681.7417 | 907.8805 | 681.7417 | 681.7417 | 907.8805 | 681.7417 | 681.7417 | 907.8805 | 681.7417 | 985.034 | 377.0749 | 681.7417 | 907.8805 | 681.7417 | 3976 | 681.7417 | 907.8805 | 985.034 | 377.0749 | 6881 | 1618 | 2255 | 3916 | 2841 | 132 | 797 | 8147 | 750.9492 | 874.8699 | 980.9524 | 374.2562
| 3977 | 709.3421 | 680.7324 | 777.6172 | 680.7324 | 680.7324 | 777.6172 | 680.7324 | 680.7324 | 777.6172 | 680.7324 | 998.6395 | 375.8221 | 680.7324 | 777.6172 | 680.7324 | 3977 | 680.7324 | 777.6172 | 998.6395 | 375.8221 | 6917 | 7189 | 109 | 3953 | 2479 | 4872 | 796 | 687 | 750.9492 | 874.8616 | 980.9524 | 374.2562
| 3978 | 801.3721 | 771.327 | 905.329 | 771.327 | 771.327 | 905.329 | 771.327 | 771.327 | 905.329 | 771.327 | 953.7415 | 473.5359 | 771.327 | 905.329 | 771.327 | 3978 | 771.327 | 905.329 | 953.7415 | 473.5359 | 3214 | 1777 | 8529 | 2244 | 6682 | 2720 | 762 | 611 | 750.9011 | 874.8502 | 980.9524 | 374.2562
| 3979 | 844.206 | 818.811 | 936.0464 | 818.811 | 818.811 | 936.0464 | 818.811 | 818.811 | 936.0464 | 818.811 | 975.5102 | 548.7003 | 818.811 | 936.0464 | 818.811 | 3979 | 818.811 | 936.0464 | 975.5102 | 548.7003 | 1667 | 335 | 5494 | 1313 | 6207 | 2982 | 739 | 8172 | 750.9011 | 874.8492 | 980.9524 | 373.943
| 3980 | 843.5915 | 845.4847 | 906.6749 | 845.4847 | 845.4847 | 906.6749 | 845.4847 | 845.4847 | 906.6749 | 845.4847 | 972.7891 | 446.9151 | 845.4847 | 906.6749 | 845.4847 | 3980 | 845.4847 | 906.6749 | 972.7891 | 446.9151 | 1126 | 1701 | 6332 | 2720 | 1501 | 840 | 734 | 7504 | 750.9011 | 874.8417 | 980.9524 | 373.943
| 3981 | 850.4022 | 850.5791 | 904.74 | 850.5791 | 850.5791 | 904.74 | 850.5791 | 850.5791 | 904.74 | 850.5791 | 976.8707 | 505.1676 | 850.5791 | 904.74 | 850.5791 | 3981 | 850.5791 | 904.74 | 976.8708 | 505.1676 | 1040 | 1816 | 5077 | 1828 | 7433 | 3852 | 733 | 5098 | 750.8531 | 874.8409 | 980.9524 | 373.943
| 3982 | 824.4157 | 798.0968 | 909.1921 | 798.0968 | 798.0968 | 909.1921 | 798.0968 | 798.0968 | 909.1921 | 798.0968 | 989.1156 | 531.1619 | 798.0968 | 909.1921 | 798.0968 | 3982 | 798.0968 | 909.1921 | 989.1157 | 531.1619 | 2264 | 1538 | 1237 | 1507 | 377 | 3327 | 695 | 3196 | 750.8531 | 874.7869 | 980.9524 | 373.943
| 3983 | 786.1263 | 703.4171 | 904.7007 | 703.4171 | 703.4171 | 904.7007 | 703.4171 | 703.4171 | 904.7007 | 703.4171 | 978.2313 | 781.3968 | 703.4171 | 904.7007 | 703.4171 | 3983 | 703.4171 | 904.7007 | 978.2313 | 781.3968 | 5938 | 1818 | 4565 | 74 | 4488 | 3766 | 656 | 1815 | 750.757 | 874.7535 | 980.9524 | 373.943
| 3984 | 772.9673 | 726.6785 | 904.2031 | 726.6785 | 726.6785 | 904.2031 | 726.6785 | 726.6785 | 904.2031 | 726.6785 | 970.068 | 421.2339 | 726.6785 | 904.2031 | 726.6785 | 3984 | 726.6785 | 904.2031 | 970.068 | 421.234 | 4944 | 1847 | 7115 | 3140 | 2918 | 2693 | 629 | 1669 | 750.757 | 874.7526 | 980.9524 | 373.943
| 3985 | 767.4892 | 698.8994 | 893.1082 | 698.8994 | 698.8994 | 893.1082 | 698.8994 | 698.8994 | 893.1082 | 698.8994 | 979.5918 | 601.6286 | 698.8994 | 893.1082 | 698.8994 | 3985 | 698.8994 | 893.1082 | 979.5918 | 601.6286 | 6136 | 2620 | 4127 | 825 | 187 | 814 | 628 | 636 | 750.757 | 874.7283 | 980.9524 | 373.943
| 3986 | 771.9684 | 689.4314 | 904.4481 | 689.4314 | 689.4314 | 904.4481 | 689.4314 | 689.4314 | 904.4481 | 689.4314 | 968.7075 | 705.606 | 689.4314 | 904.4481 | 689.4314 | 3986 | 689.4314 | 904.4481 | 968.7075 | 705.606 | 6530 | 1833 | 7389 | 260 | 5640 | 1926 | 594 | 448 | 750.7089 | 874.7238 | 980.9524 | 373.943
| 3987 | 774.449 | 670.4474 | 915.9137 | 670.4474 | 670.4474 | 915.9137 | 670.4474 | 670.4474 | 915.9137 | 670.4474 | 974.1497 | 840.902 | 670.4474 | 915.9137 | 670.4474 | 3987 | 670.4474 | 915.9137 | 974.1497 | 840.902 | 7289 | 1186 | 5914 | 25 | 8718 | 8026 | 571 | 3418 | 750.6608 | 874.6875 | 980.9524 | 373.7864
| 3988 | 759.8596 | 687.8454 | 908.2946 | 687.8454 | 687.8454 | 908.2946 | 687.8454 | 687.8454 | 908.2946 | 687.8454 | 980.9524 | 521.14 | 687.8454 | 908.2946 | 687.8454 | 3988 | 687.8454 | 908.2946 | 980.9524 | 521.14 | 6612 | 1585 | 3825 | 1628 | 8000 | 490 | 566 | 8497 | 750.6608 | 874.6875 | 980.9524 | 373.6298
| 3989 | 778.4054 | 701.735 | 907.9218 | 701.735 | 701.735 | 907.9218 | 701.735 | 701.735 | 907.9218 | 701.735 | 980.9524 | 671.1557 | 701.735 | 907.9218 | 701.735 | 3989 | 701.735 | 907.9218 | 980.9524 | 671.1557 | 6022 | 1612 | 3824 | 400 | 3909 | 44 | 565 | 8171 | 750.6608 | 874.6875 | 980.9524 | 373.6298
| 3990 | 774.552 | 699.9567 | 898.0917 | 699.9567 | 699.9567 | 898.0917 | 699.9567 | 699.9567 | 898.0917 | 699.9567 | 987.7551 | 663.9524 | 699.9567 | 898.0917 | 699.9567 | 3990 | 699.9567 | 898.0917 | 987.7551 | 663.9524 | 6085 | 2251 | 1554 | 431 | 3864 | 4777 | 527 | 7154 | 750.6608 | 874.684 | 980.9524 | 373.6298
| 3991 | 752.5104 | 687.6051 | 902.3164 | 687.6051 | 687.6051 | 902.3164 | 687.6051 | 687.6051 | 902.3164 | 687.6051 | 976.8707 | 448.1679 | 687.6051 | 902.3164 | 687.6051 | 3991 | 687.6051 | 902.3165 | 976.8708 | 448.1679 | 6624 | 1941 | 5076 | 2694 | 3840 | 5055 | 488 | 6649 | 750.6608 | 874.6749 | 980.9524 | 373.6298
| 3992 | 747.8519 | 691.0655 | 902.4746 | 691.0655 | 691.0655 | 902.4746 | 691.0655 | 691.0655 | 902.4746 | 691.0655 | 978.2313 | 353.2728 | 691.0655 | 902.4746 | 691.0655 | 3992 | 691.0655 | 902.4746 | 978.2313 | 353.2728 | 6462 | 1933 | 4564 | 4394 | 7057 | 4670 | 461 | 5837 | 750.6128 | 874.6704 | 980.9524 | 373.6298
| 3993 | 755.0987 | 688.1338 | 931.018 | 688.1338 | 688.1338 | 931.018 | 688.1338 | 688.1338 | 931.018 | 688.1338 | 971.4286 | 370.8111 | 688.1338 | 931.018 | 688.1338 | 3993 | 688.1338 | 931.018 | 971.4286 | 370.8112 | 6594 | 490 | 6721 | 4048 | 2145 | 5245 | 460 | 3261 | 750.4686 | 874.6355 | 980.9524 | 373.6298
| 3994 | 771.2464 | 705.1473 | 922.0135 | 705.1473 | 705.1473 | 922.0135 | 705.1473 | 705.1473 | 922.0135 | 705.1473 | 960.5442 | 507.673 | 705.1473 | 922.0135 | 705.1473 | 3994 | 705.1473 | 922.0135 | 960.5442 | 507.673 | 5870 | 883 | 8245 | 1791 | 4437 | 94 | 426 | 2523 | 750.4205 | 874.6157 | 980.9524 | 373.6298
| 3995 | 770.1199 | 702.2637 | 903.8621 | 702.2637 | 702.2637 | 903.8621 | 702.2637 | 702.2637 | 903.8621 | 702.2637 | 976.8707 | 571.2496 | 702.2637 | 903.8621 | 702.2637 | 3995 | 702.2637 | 903.8621 | 976.8708 | 571.2496 | 6003 | 1865 | 5075 | 1086 | 7140 | 8022 | 403 | 2315 | 750.3725 | 874.6147 | 980.9524 | 373.6298
| 3996 | 780.7687 | 708.4635 | 931.8191 | 708.4635 | 708.4635 | 931.8191 | 708.4635 | 708.4635 | 931.8191 | 708.4635 | 967.3469 | 568.4309 | 708.4635 | 931.8191 | 708.4635 | 3996 | 708.4635 | 931.8191 | 967.3469 | 568.4309 | 5705 | 467 | 7628 | 1119 | 2504 | 486 | 398 | 635 | 750.3725 | 874.6147 | 980.9524 | 373.6298
| 3997 | 767.8788 | 709.4247 | 922.7464 | 709.4247 | 709.4247 | 922.7464 | 709.4247 | 709.4247 | 922.7464 | 709.4247 | 940.1361 | 443.7833 | 709.4247 | 922.7464 | 709.4247 | 3997 | 709.4247 | 922.7464 | 940.1361 | 443.7833 | 5670 | 842 | 8683 | 2771 | 1996 | 40 | 397 | 8389 | 750.3725 | 874.6147 | 980.9524 | 373.3166
| 3998 | 779.4106 | 708.7999 | 957.8806 | 708.7999 | 708.7999 | 957.8806 | 708.7999 | 708.7999 | 957.8806 | 708.7999 | 946.9388 | 462.8876 | 708.7999 | 957.8806 | 708.7999 | 3998 | 708.7999 | 957.8806 | 946.9388 | 462.8876 | 5688 | 35 | 8580 | 2434 | 1784 | 7594 | 359 | 4612 | 750.3725 | 874.6118 | 980.9524 | 373.3166
| 3999 | 791.3348 | 725.3809 | 926.5801 | 725.3809 | 725.3809 | 926.5801 | 725.3809 | 725.3809 | 926.5801 | 725.3809 | 979.5918 | 589.7275 | 725.3809 | 926.5801 | 725.3809 | 3999 | 725.3809 | 926.5801 | 979.5918 | 589.7275 | 4995 | 664 | 4126 | 930 | 8633 | 142 | 320 | 2989 | 750.2764 | 874.5984 | 980.9524 | 373.3166
| 4000 | 787.0284 | 715.4804 | 929.8531 | 715.4804 | 715.4804 | 929.8531 | 715.4804 | 715.4804 | 929.8531 | 715.4804 | 970.068 | 605.0736 | 715.4804 | 929.8531 | 715.4804 | 4000 | 715.4804 | 929.8531 | 970.068 | 605.0736 | 5411 | 527 | 7114 | 794 | 6743 | 2877 | 293 | 1891 | 750.2764 | 874.5427 | 980.9524 | 373.16
| 4001 | 816.1369 | 779.2089 | 917.9237 | 779.2089 | 779.2089 | 917.9237 | 779.2089 | 779.2089 | 917.9237 | 779.2089 | 972.7891 | 547.7607 | 779.2089 | 917.9237 | 779.2089 | 4001 | 779.2089 | 917.9237 | 972.7891 | 547.7607 | 2903 | 1086 | 6331 | 1322 | 5969 | 7596 | 292 | 8483 | 750.2283 | 874.526 | 980.9524 | 373.0817
| 4002 | 842.4276 | 812.2267 | 928.212 | 812.2267 | 812.2267 | 928.212 | 812.2267 | 812.2267 | 928.212 | 812.2267 | 986.3946 | 596.9308 | 812.2267 | 928.212 | 812.2267 | 4002 | 812.2267 | 928.212 | 986.3946 | 596.9308 | 1845 | 590 | 1916 | 860 | 3577 | 5033 | 258 | 3573 | 750.2283 | 874.5149 | 980.9524 | 373.0817
| 4003 | 834.1956 | 822.5117 | 923.3908 | 822.5117 | 822.5117 | 923.3908 | 822.5117 | 822.5117 | 923.3908 | 822.5117 | 970.068 | 435.0141 | 822.5117 | 923.3908 | 822.5117 | 4003 | 822.5117 | 923.3908 | 970.068 | 435.0141 | 1570 | 802 | 7113 | 2910 | 8226 | 5801 | 235 | 5983 | 750.1802 | 874.4986 | 980.9524 | 373.0035
| 4004 | 853.4313 | 873.6002 | 903.9284 | 873.6002 | 873.6002 | 903.9284 | 873.6002 | 873.6002 | 903.9284 | 873.6002 | 983.6735 | 359.8497 | 873.6002 | 903.9284 | 873.6002 | 4004 | 873.6002 | 903.9284 | 983.6735 | 359.8497 | 771 | 1860 | 2771 | 4265 | 4505 | 1886 | 230 | 5388 | 750.1802 | 874.4942 | 980.9524 | 373.0035
| 4005 | 852.3421 | 854.7604 | 904.598 | 854.7604 | 854.7604 | 904.598 | 854.7604 | 854.7604 | 904.598 | 854.7604 | 983.6735 | 492.6402 | 854.7604 | 904.598 | 854.7604 | 4005 | 854.7604 | 904.598 | 983.6735 | 492.6402 | 983 | 1826 | 2770 | 1986 | 690 | 1188 | 229 | 4851 | 750.1802 | 874.4438 | 980.9524 | 373.0034
| 4006 | 838.2884 | 818.7629 | 926.1551 | 818.7629 | 818.7629 | 926.1551 | 818.7629 | 818.7629 | 926.1551 | 818.7629 | 979.5918 | 501.7225 | 818.7629 | 926.1551 | 818.7629 | 4006 | 818.7629 | 926.1551 | 979.5918 | 501.7225 | 1671 | 677 | 4125 | 1869 | 3313 | 3374 | 191 | 3018 | 750.1562 | 874.4159 | 980.9524 | 373.0034
| 4007 | 807.9481 | 765.9922 | 920.2248 | 765.9922 | 765.9922 | 920.2248 | 765.9922 | 765.9922 | 920.2248 | 765.9922 | 993.1973 | 509.239 | 765.9922 | 920.2248 | 765.9922 | 4007 | 765.9922 | 920.2248 | 993.1973 | 509.239 | 3432 | 968 | 656 | 1774 | 802 | 1885 | 152 | 2319 | 750.0841 | 874.4151 | 980.9524 | 373.0034
| 4008 | 794.9333 | 754.1212 | 912.0192 | 754.1212 | 754.1212 | 912.0192 | 754.1212 | 754.1212 | 912.0192 | 754.1212 | 982.3129 | 465.7062 | 754.1212 | 912.0192 | 754.1212 | 4008 | 754.1212 | 912.0192 | 982.3129 | 465.7062 | 3853 | 1374 | 3362 | 2371 | 2082 | 3613 | 125 | 7174 | 750.036 | 874.3738 | 980.9524 | 372.6903
| 4009 | 738.4855 | 710.7224 | 755.9868 | 710.7224 | 710.7224 | 755.9868 | 710.7224 | 710.7224 | 755.9868 | 710.7224 | 994.5578 | 634.513 | 710.7224 | 755.9868 | 710.7224 | 4009 | 710.7224 | 755.9868 | 994.5578 | 634.513 | 5612 | 7399 | 501 | 595 | 1375 | 5017 | 124 | 6977 | 750.036 | 874.3666 | 980.9524 | 372.6903
| 4010 | 787.0284 | 708.7038 | 912.3884 | 708.7038 | 708.7038 | 912.3884 | 708.7038 | 708.7038 | 912.3884 | 708.7038 | 990.4762 | 708.7379 | 708.7038 | 912.3884 | 708.7038 | 4010 | 708.7038 | 912.3884 | 990.4762 | 708.7379 | 5690 | 1351 | 1046 | 249 | 3508 | 473 | 90 | 4947 | 749.988 | 874.3563 | 980.9524 | 372.6903
| 4011 | 764.4533 | 696.1599 | 909.9653 | 696.1599 | 696.1599 | 909.9653 | 696.1599 | 696.1599 | 909.9653 | 696.1599 | 975.5102 | 517.695 | 696.1599 | 909.9653 | 696.1599 | 4011 | 696.16 | 909.9653 | 975.5102 | 517.695 | 6229 | 1487 | 5493 | 1674 | 6791 | 4904 | 67 | 3822 | 749.9399 | 874.311 | 980.9524 | 372.6903
| 4012 | 772.1583 | 696.7847 | 921.5092 | 696.7847 | 696.7847 | 921.5092 | 696.7847 | 696.7847 | 921.5092 | 696.7847 | 979.5918 | 570.3101 | 696.7847 | 921.5092 | 696.7847 | 4012 | 696.7847 | 921.5092 | 979.5918 | 570.3101 | 6203 | 911 | 4124 | 1103 | 6532 | 7712 | 62 | 6907 | 749.9399 | 874.3097 | 980.9524 | 372.3771
| 4013 | 779.197 | 708.7999 | 933.2027 | 708.7999 | 708.7999 | 933.2027 | 708.7999 | 708.7999 | 933.2027 | 708.7999 | 985.034 | 520.5136 | 708.7999 | 933.2027 | 708.7999 | 4013 | 708.7999 | 933.2027 | 985.034 | 520.5136 | 5687 | 425 | 2254 | 1635 | 6650 | 8148 | 61 | 6542 | 749.8919 | 874.2662 | 980.9524 | 372.3771
| 4014 | 768.9846 | 701.4466 | 920.4513 | 701.4466 | 701.4466 | 920.4513 | 701.4466 | 701.4466 | 920.4513 | 701.4466 | 965.9864 | 506.4203 | 701.4466 | 920.4513 | 701.4466 | 4014 | 701.4466 | 920.4513 | 965.9864 | 506.4203 | 6031 | 959 | 7885 | 1811 | 2706 | 612 | 23 | 4567 | 749.8919 | 874.2661 | 980.9524 | 372.3771
| 4015 | 760.0506 | 696.8809 | 933.696 | 696.8809 | 696.8809 | 933.696 | 696.8809 | 696.8809 | 933.696 | 696.8809 | 978.2313 | 352.6464 | 696.8809 | 933.696 | 696.8809 | 4015 | 696.8809 | 933.696 | 978.2313 | 352.6464 | 6196 | 413 | 4563 | 4407 | 2315 | 1155 | 8716 | 2763 | 749.8919 | 874.2518 | 979.5918 | 372.3771
| 4016 | 769.7928 | 719.4213 | 932.994 | 719.4213 | 719.4213 | 932.994 | 719.4213 | 719.4213 | 932.994 | 719.4213 | 980.9524 | 308.8005 | 719.4213 | 932.994 | 719.4213 | 4016 | 719.4214 | 932.994 | 980.9524 | 308.8005 | 5256 | 434 | 3823 | 5337 | 2908 | 2937 | 8710 | 2449 | 749.8438 | 874.2308 | 979.5918 | 372.3771
| 4017 | 771.4329 | 719.902 | 898.598 | 719.902 | 719.902 | 898.598 | 719.902 | 719.902 | 898.598 | 719.902 | 982.3129 | 464.1403 | 719.902 | 898.598 | 719.902 | 4017 | 719.902 | 898.598 | 982.3129 | 464.1403 | 5237 | 2217 | 3361 | 2411 | 2776 | 7587 | 8703 | 7147 | 749.8438 | 874.1885 | 979.5918 | 372.0639
| 4018 | 780.0775 | 722.0166 | 935.9018 | 722.0166 | 722.0166 | 935.9018 | 722.0166 | 722.0166 | 935.9018 | 722.0166 | 978.2313 | 423.1131 | 722.0166 | 935.9018 | 722.0166 | 4018 | 722.0166 | 935.9018 | 978.2313 | 423.1131 | 5143 | 340 | 4562 | 3111 | 7478 | 5817 | 8689 | 4054 | 749.7477 | 874.1672 | 979.5918 | 372.0639
| 4019 | 764.4965 | 703.1288 | 901.9998 | 703.1288 | 703.1288 | 901.9998 | 703.1288 | 703.1288 | 901.9998 | 703.1288 | 974.1497 | 495.772 | 703.1288 | 901.9998 | 703.1288 | 4019 | 703.1288 | 901.9998 | 974.1497 | 495.772 | 5956 | 1965 | 5913 | 1945 | 3779 | 5155 | 8548 | 3864 | 749.7477 | 874.1672 | 979.5918 | 372.0639
| 4020 | 768.6526 | 688.1819 | 920.3352 | 688.1819 | 688.1819 | 920.3352 | 688.1819 | 688.1819 | 920.3352 | 688.1819 | 983.6735 | 590.6671 | 688.1819 | 920.3352 | 688.1819 | 4020 | 688.1819 | 920.3352 | 983.6735 | 590.6671 | 6591 | 961 | 2769 | 921 | 1853 | 1983 | 8542 | 2114 | 749.7477 | 874.1323 | 979.5918 | 372.0639
| 4021 | 780.0613 | 713.2215 | 922.5944 | 713.2215 | 713.2215 | 922.5944 | 713.2215 | 713.2215 | 922.5944 | 713.2215 | 965.9864 | 558.7222 | 713.2215 | 922.5944 | 713.2215 | 4021 | 713.2215 | 922.5944 | 965.9864 | 558.7222 | 5498 | 853 | 7884 | 1210 | 422 | 7926 | 8535 | 1665 | 749.7477 | 874.1239 | 979.5918 | 372.0639
| 4022 | 780.5817 | 717.2106 | 922.4242 | 717.2106 | 717.2106 | 922.4242 | 717.2106 | 717.2106 | 922.4242 | 717.2106 | 991.8367 | 508.9258 | 717.2106 | 922.4242 | 717.2106 | 4022 | 717.2106 | 922.4242 | 991.8367 | 508.9258 | 5343 | 860 | 871 | 1780 | 8622 | 4971 | 8521 | 7633 | 749.6996 | 874.1179 | 979.5918 | 371.8551
| 4023 | 740.001 | 731.1482 | 749.4243 | 731.1482 | 731.1482 | 749.4243 | 731.1482 | 731.1482 | 749.4243 | 731.1482 | 970.068 | 543.063 | 731.1482 | 749.4243 | 731.1482 | 4023 | 731.1482 | 749.4243 | 970.068 | 543.063 | 4776 | 7481 | 7112 | 1374 | 1734 | 7766 | 8380 | 7204 | 749.6516 | 874.1109 | 979.5918 | 371.829
| 4024 | 758.1754 | 753.3522 | 749.4878 | 753.3522 | 753.3522 | 749.4878 | 753.3522 | 753.3522 | 749.4878 | 753.3522 | 983.6735 | 606.0132 | 753.3522 | 749.4878 | 753.3522 | 4024 | 753.3522 | 749.4878 | 983.6735 | 606.0132 | 3886 | 7479 | 2768 | 784 | 6845 | 7509 | 8374 | 8498 | 749.6035 | 874.0958 | 979.5918 | 371.7507
| 4025 | 809.9583 | 758.4947 | 929.6524 | 758.4947 | 758.4947 | 929.6524 | 758.4947 | 758.4947 | 929.6524 | 758.4947 | 989.1156 | 563.7332 | 758.4947 | 929.6524 | 758.4947 | 4025 | 758.4947 | 929.6525 | 989.1157 | 563.7332 | 3674 | 536 | 1236 | 1162 | 1161 | 453 | 8367 | 8388 | 749.5074 | 874.0958 | 979.5918 | 371.7507
| 4026 | 815.916 | 783.9669 | 930.0735 | 783.9669 | 783.9669 | 930.0735 | 783.9669 | 783.9669 | 930.0735 | 783.9669 | 982.3129 | 448.4811 | 783.9669 | 930.0735 | 783.9669 | 4026 | 783.9669 | 930.0736 | 982.3129 | 448.4811 | 2733 | 518 | 3360 | 2688 | 69 | 4779 | 8353 | 3148 | 749.5074 | 874.0809 | 979.5918 | 371.7507
| 4027 | 893.9773 | 879.1753 | 924.3968 | 879.1753 | 879.1753 | 924.3968 | 879.1753 | 879.1753 | 924.3968 | 879.1753 | 982.3129 | 802.3802 | 879.1753 | 924.3968 | 879.1753 | 4027 | 879.1753 | 924.3968 | 982.3129 | 802.3802 | 694 | 756 | 3359 | 52 | 3678 | 3924 | 8188 | 2197 | 749.4113 | 874.0785 | 979.5918 | 371.7507
| 4028 | 889.462 | 889.6045 | 910.9569 | 889.6045 | 889.6045 | 910.9569 | 889.6045 | 889.6045 | 910.9569 | 889.6045 | 991.8367 | 699.9687 | 889.6045 | 910.9569 | 889.6045 | 4028 | 889.6045 | 910.9569 | 991.8367 | 699.9687 | 576 | 1431 | 870 | 286 | 1697 | 3826 | 8182 | 2148 | 749.3632 | 874.0555 | 979.5918 | 371.7507
| 4029 | 880.3346 | 889.0277 | 910.3455 | 889.0277 | 889.0277 | 910.3455 | 889.0277 | 889.0277 | 910.3455 | 889.0277 | 974.1497 | 596.9308 | 889.0277 | 910.3455 | 889.0277 | 4029 | 889.0277 | 910.3455 | 974.1497 | 596.9308 | 584 | 1467 | 5912 | 859 | 1072 | 1052 | 8175 | 2009 | 749.3632 | 874.004 | 979.5918 | 371.7507
| 4030 | 838.9895 | 843.37 | 911.5794 | 843.37 | 843.37 | 911.5794 | 843.37 | 843.37 | 911.5794 | 843.37 | 971.4286 | 381.1463 | 843.37 | 911.5794 | 843.37 | 4030 | 843.37 | 911.5794 | 971.4286 | 381.1463 | 1161 | 1396 | 6720 | 3820 | 3294 | 7447 | 8161 | 3803 | 749.3151 | 873.9574 | 979.5918 | 371.5941
| 4031 | 839.7779 | 814.8219 | 911.6064 | 814.8219 | 814.8219 | 911.6064 | 814.8219 | 814.8219 | 911.6064 | 814.8219 | 987.7551 | 604.134 | 814.8219 | 911.6064 | 814.8219 | 4031 | 814.8219 | 911.6065 | 987.7551 | 604.134 | 1776 | 1393 | 1553 | 805 | 2362 | 391 | 8020 | 6815 | 749.2671 | 873.9574 | 979.5918 | 371.4375
| 4032 | 800.7134 | 766.7131 | 894.4234 | 766.7131 | 766.7131 | 894.4234 | 766.7131 | 766.7131 | 894.4234 | 766.7131 | 978.2313 | 520.357 | 766.7131 | 894.4234 | 766.7131 | 4032 | 766.7131 | 894.4234 | 978.2313 | 520.357 | 3404 | 2500 | 4561 | 1639 | 6841 | 7693 | 7876 | 5527 | 749.219 | 873.9566 | 979.5918 | 371.4375
| 4033 | 747.0397 | 746.2873 | 770.2598 | 746.2873 | 746.2873 | 770.2598 | 746.2873 | 746.2873 | 770.2598 | 746.2873 | 989.1156 | 418.1021 | 746.2873 | 770.2598 | 746.2873 | 4033 | 746.2873 | 770.2598 | 989.1157 | 418.1021 | 4137 | 7247 | 1235 | 3185 | 2599 | 1069 | 7870 | 1617 | 749.219 | 873.9459 | 979.5918 | 371.4375
| 4034 | 760.1255 | 741.0006 | 757.0384 | 741.0006 | 741.0006 | 757.0384 | 741.0006 | 741.0006 | 757.0384 | 741.0006 | 972.7891 | 712.8093 | 741.0006 | 757.0384 | 741.0006 | 4034 | 741.0006 | 757.0384 | 972.7891 | 712.8093 | 4351 | 7387 | 6330 | 235 | 4272 | 5257 | 7863 | 474 | 749.171 | 873.9403 | 979.5918 | 371.4375
| 4035 | 809.6849 | 735.1853 | 935.332 | 735.1853 | 735.1853 | 935.332 | 735.1853 | 735.1853 | 935.332 | 735.1853 | 987.7551 | 725.0235 | 735.1853 | 935.332 | 735.1853 | 4035 | 735.1853 | 935.332 | 987.7551 | 725.0235 | 4600 | 360 | 1552 | 200 | 1406 | 706 | 7849 | 3083 | 749.171 | 873.9393 | 979.5918 | 371.2809
| 4036 | 808.8938 | 746.5757 | 922.7769 | 746.5757 | 746.5757 | 922.7769 | 746.5757 | 746.5757 | 922.7769 | 746.5757 | 991.8367 | 668.9634 | 746.5757 | 922.7769 | 746.5757 | 4036 | 746.5757 | 922.7769 | 991.8367 | 668.9634 | 4124 | 839 | 869 | 409 | 7953 | 3324 | 7708 | 4967 | 749.1229 | 873.8855 | 979.5918 | 371.1243
| 4037 | 781.9736 | 727.9762 | 923.054 | 727.9762 | 727.9762 | 923.054 | 727.9762 | 727.9762 | 923.054 | 727.9762 | 972.7891 | 458.8162 | 727.9762 | 923.054 | 727.9762 | 4037 | 727.9762 | 923.054 | 972.7891 | 458.8162 | 4892 | 823 | 6329 | 2506 | 5303 | 6834 | 7702 | 4871 | 749.1229 | 873.8526 | 979.5918 | 371.1243
| 4038 | 791.3154 | 715.8649 | 940.7389 | 715.8649 | 715.8649 | 940.7389 | 715.8649 | 715.8649 | 940.7389 | 715.8649 | 985.034 | 603.5077 | 715.8649 | 940.7389 | 715.8649 | 4038 | 715.8649 | 940.7389 | 985.034 | 603.5077 | 5399 | 217 | 2253 | 809 | 3555 | 1015 | 7695 | 2967 | 749.0748 | 873.8276 | 979.5918 | 371.1243
| 4039 | 777.2878 | 689.6237 | 937.0315 | 689.6237 | 689.6237 | 937.0315 | 689.6237 | 689.6237 | 937.0315 | 689.6237 | 975.5102 | 641.4031 | 689.6237 | 937.0315 | 689.6237 | 4039 | 689.6237 | 937.0315 | 975.5102 | 641.4031 | 6517 | 311 | 5492 | 545 | 7779 | 6853 | 7681 | 1834 | 749.0268 | 873.8235 | 979.5918 | 371.1243
| 4040 | 759.9093 | 690.3927 | 931.8985 | 690.3927 | 690.3927 | 931.8985 | 690.3927 | 690.3927 | 931.8985 | 690.3927 | 983.6735 | 404.322 | 690.3927 | 931.8985 | 690.3927 | 4040 | 690.3927 | 931.8985 | 983.6735 | 404.322 | 6483 | 462 | 2767 | 3403 | 1025 | 1893 | 7540 | 854 | 749.0268 | 873.8212 | 979.5918 | 371.1243
| 4041 | 768.9406 | 707.8868 | 921.7375 | 707.8868 | 707.8868 | 921.7375 | 707.8868 | 707.8868 | 921.7375 | 707.8868 | 978.2313 | 436.8932 | 707.8868 | 921.7375 | 707.8868 | 4041 | 707.8868 | 921.7375 | 978.2313 | 436.8932 | 5731 | 896 | 4560 | 2874 | 6138 | 7636 | 7534 | 8319 | 748.9787 | 873.8182 | 979.5918 | 370.9678
| 4042 | 772.2898 | 699.9087 | 932.8168 | 699.9087 | 699.9087 | 932.8168 | 699.9087 | 699.9087 | 932.8168 | 699.9087 | 978.2313 | 503.2884 | 699.9087 | 932.8168 | 699.9087 | 4042 | 699.9087 | 932.8168 | 978.2313 | 503.2884 | 6087 | 441 | 4559 | 1851 | 2929 | 8220 | 7527 | 7501 | 748.9787 | 873.7831 | 979.5918 | 370.8112
| 4043 | 769.2956 | 709.665 | 884.8973 | 709.665 | 709.665 | 884.8973 | 709.665 | 709.665 | 884.8973 | 709.665 | 974.1497 | 579.0792 | 709.665 | 884.8973 | 709.665 | 4043 | 709.665 | 884.8973 | 974.1497 | 579.0792 | 5655 | 3266 | 5911 | 1013 | 851 | 684 | 7513 | 7104 | 748.9787 | 873.7831 | 979.5918 | 370.8112
| 4044 | 769.1708 | 707.1178 | 896.3911 | 707.1178 | 707.1178 | 896.3911 | 707.1178 | 707.1178 | 896.3911 | 707.1178 | 976.8707 | 549.0135 | 707.1178 | 896.3911 | 707.1178 | 4044 | 707.1178 | 896.3911 | 976.8708 | 549.0135 | 5771 | 2370 | 5074 | 1311 | 8118 | 3849 | 7372 | 5867 | 748.9307 | 873.6904 | 979.5918 | 370.8112
| 4045 | 780.8682 | 721.0074 | 910.5145 | 721.0074 | 721.0074 | 910.5145 | 721.0074 | 721.0074 | 910.5145 | 721.0074 | 983.6735 | 538.3652 | 721.0074 | 910.5145 | 721.0074 | 4045 | 721.0074 | 910.5145 | 983.6735 | 538.3652 | 5197 | 1460 | 2766 | 1425 | 6617 | 2428 | 7366 | 5652 | 748.9307 | 873.6823 | 979.5918 | 370.8112
| 4046 | 784.9678 | 721.8724 | 909.3525 | 721.8724 | 721.8724 | 909.3525 | 721.8724 | 721.8724 | 909.3525 | 721.8724 | 983.6735 | 593.4858 | 721.8724 | 909.3525 | 721.8724 | 4046 | 721.8725 | 909.3525 | 983.6735 | 593.4858 | 5154 | 1526 | 2765 | 898 | 2670 | 2184 | 7359 | 4752 | 748.9307 | 873.6823 | 979.5918 | 370.8112
| 4047 | 759.6896 | 697.746 | 906.6704 | 697.746 | 697.746 | 906.6704 | 697.746 | 697.746 | 906.6704 | 697.746 | 970.068 | 456.937 | 697.746 | 906.6704 | 697.746 | 4047 | 697.746 | 906.6704 | 970.068 | 456.9371 | 6168 | 1702 | 7111 | 2537 | 582 | 1124 | 7345 | 4711 | 748.9306 | 873.6813 | 979.5918 | 370.8112
| 4048 | 758.9509 | 699.0436 | 923.5519 | 699.0436 | 699.0436 | 923.5519 | 699.0436 | 699.0436 | 923.5519 | 699.0436 | 976.8707 | 361.8854 | 699.0436 | 923.5519 | 699.0436 | 4048 | 699.0436 | 923.5519 | 976.8708 | 361.8854 | 6127 | 789 | 5073 | 4236 | 1995 | 5061 | 7204 | 3993 | 748.8345 | 873.6737 | 979.5918 | 370.8112
| 4049 | 781.4726 | 713.0293 | 934.0961 | 713.0293 | 713.0293 | 934.0961 | 713.0293 | 713.0293 | 934.0961 | 713.0293 | 978.2313 | 521.7664 | 713.0293 | 934.0961 | 713.0293 | 4049 | 713.0293 | 934.0961 | 978.2313 | 521.7664 | 5507 | 393 | 4558 | 1623 | 1746 | 7900 | 7198 | 3806 | 748.8345 | 873.6522 | 979.5918 | 370.8112
| 4050 | 795.4307 | 737.8767 | 929.0756 | 737.8767 | 737.8767 | 929.0756 | 737.8767 | 737.8767 | 929.0756 | 737.8767 | 983.6735 | 533.041 | 737.8767 | 929.0756 | 737.8767 | 4050 | 737.8767 | 929.0756 | 983.6735 | 533.041 | 4474 | 553 | 2764 | 1491 | 799 | 7780 | 7191 | 2970 | 748.7384 | 873.641 | 979.5918 | 370.8112
| 4051 | 853.6581 | 821.3582 | 957.8526 | 821.3582 | 821.3582 | 957.8526 | 821.3582 | 821.3582 | 957.8526 | 821.3582 | 927.8912 | 621.046 | 821.3582 | 957.8526 | 821.3582 | 4051 | 821.3582 | 957.8527 | 927.8912 | 621.046 | 1595 | 36 | 8736 | 680 | 2940 | 7334 | 7177 | 2618 | 748.6903 | 873.641 | 979.5918 | 370.8112
| 4052 | 860.2176 | 875.1382 | 886.9274 | 875.1382 | 875.1382 | 886.9274 | 875.1382 | 875.1382 | 886.9274 | 875.1382 | 968.7075 | 525.5246 | 875.1382 | 886.9274 | 875.1382 | 4052 | 875.1382 | 886.9274 | 968.7075 | 525.5246 | 748 | 3072 | 7388 | 1584 | 1526 | 278 | 7036 | 2127 | 748.6903 | 873.641 | 979.5918 | 370.8112
| 4053 | 836.3443 | 815.7351 | 916.0749 | 815.7351 | 815.7351 | 916.0749 | 815.7351 | 815.7351 | 916.0749 | 815.7351 | 960.5442 | 558.0958 | 815.7351 | 916.0749 | 815.7351 | 4053 | 815.7351 | 916.0749 | 960.5442 | 558.0958 | 1758 | 1181 | 8244 | 1213 | 7952 | 4775 | 7030 | 1747 | 748.6423 | 873.6281 | 979.5918 | 370.8112
| 4054 | 834.043 | 832.3641 | 917.869 | 832.3641 | 832.3641 | 917.869 | 832.3641 | 832.3641 | 917.869 | 832.3641 | 974.1497 | 372.0639 | 832.3641 | 917.869 | 832.3641 | 4054 | 832.3641 | 917.869 | 974.1497 | 372.0639 | 1350 | 1092 | 5910 | 4018 | 8282 | 4953 | 7023 | 1187 | 748.5942 | 873.587 | 979.5918 | 370.8112
| 4055 | 833.3725 | 790.0706 | 916.6671 | 790.0706 | 790.0706 | 916.6671 | 790.0706 | 790.0706 | 916.6671 | 790.0706 | 980.9524 | 699.0291 | 790.0706 | 916.6671 | 790.0706 | 4055 | 790.0707 | 916.6671 | 980.9524 | 699.0291 | 2537 | 1151 | 3822 | 289 | 7976 | 3907 | 7009 | 445 | 748.5942 | 873.5696 | 979.5918 | 370.8111
| 4056 | 813.2233 | 767.3379 | 924.9966 | 767.3379 | 767.3379 | 924.9966 | 767.3379 | 767.3379 | 924.9966 | 767.3379 | 971.4286 | 575.0078 | 767.3379 | 924.9966 | 767.3379 | 4056 | 767.3379 | 924.9966 | 971.4286 | 575.0078 | 3381 | 737 | 6719 | 1048 | 7185 | 3887 | 6868 | 8604 | 748.5942 | 873.5456 | 979.5918 | 370.498
| 4057 | 792.2378 | 732.5419 | 916.0258 | 732.5419 | 732.5419 | 916.0258 | 732.5419 | 732.5419 | 916.0258 | 732.5419 | 968.7075 | 598.1835 | 732.5419 | 916.0258 | 732.5419 | 4057 | 732.5419 | 916.0258 | 968.7075 | 598.1835 | 4713 | 1183 | 7387 | 851 | 4463 | 1075 | 6862 | 7108 | 748.5942 | 873.5163 | 979.5918 | 370.498
| 4058 | 794.5555 | 726.0537 | 928.2152 | 726.0537 | 726.0537 | 928.2152 | 726.0537 | 726.0537 | 928.2152 | 726.0537 | 967.3469 | 635.1394 | 726.0537 | 928.2152 | 726.0537 | 4058 | 726.0537 | 928.2152 | 967.3469 | 635.1394 | 4970 | 588 | 7627 | 590 | 3207 | 8125 | 6855 | 4471 | 748.5942 | 873.5134 | 979.5918 | 370.498
| 4059 | 791.206 | 726.8227 | 926.9603 | 726.8227 | 726.8227 | 926.9603 | 726.8227 | 726.8227 | 926.9603 | 726.8227 | 965.9864 | 588.4748 | 726.8227 | 926.9603 | 726.8227 | 4059 | 726.8227 | 926.9603 | 965.9864 | 588.4748 | 4940 | 641 | 7883 | 941 | 6015 | 589 | 6841 | 2440 | 748.5462 | 873.5134 | 979.5918 | 370.498
| 4060 | 789.0493 | 721.0074 | 930.4701 | 721.0074 | 721.0074 | 930.4701 | 721.0074 | 721.0074 | 930.4701 | 721.0074 | 963.2653 | 593.4858 | 721.0074 | 930.4701 | 721.0074 | 4060 | 721.0074 | 930.4701 | 963.2653 | 593.4858 | 5196 | 507 | 8115 | 897 | 3343 | 177 | 6700 | 1195 | 748.5462 | 873.4824 | 979.5918 | 370.498
| 4061 | 771.6762 | 716.2013 | 928.5246 | 716.2013 | 716.2013 | 928.5246 | 716.2013 | 716.2013 | 928.5246 | 716.2013 | 963.2653 | 396.4923 | 716.2013 | 928.5246 | 716.2013 | 4061 | 716.2013 | 928.5246 | 963.2653 | 396.4923 | 5385 | 573 | 8114 | 3551 | 7910 | 3720 | 6694 | 8546 | 748.4981 | 873.4311 | 979.5918 | 370.3414
| 4062 | 749.6662 | 687.2206 | 940.6373 | 687.2206 | 687.2206 | 940.6373 | 687.2206 | 687.2206 | 940.6373 | 687.2206 | 965.9864 | 269.026 | 687.2206 | 940.6373 | 687.2206 | 4062 | 687.2207 | 940.6373 | 965.9864 | 269.026 | 6636 | 219 | 7882 | 6798 | 6143 | 7146 | 6687 | 8195 | 748.402 | 873.4149 | 979.5918 | 370.1848
| 4063 | 755.6161 | 688.5183 | 945.9528 | 688.5183 | 688.5183 | 945.9528 | 688.5183 | 688.5183 | 945.9528 | 688.5183 | 957.8231 | 328.8443 | 688.5183 | 945.9528 | 688.5183 | 4063 | 688.5183 | 945.9528 | 957.8231 | 328.8444 | 6577 | 124 | 8372 | 4857 | 3556 | 7662 | 6673 | 7436 | 748.402 | 873.4003 | 979.5918 | 370.1848
| 4064 | 750.7407 | 696.0638 | 936.4332 | 696.0638 | 696.0638 | 936.4332 | 696.0638 | 696.0638 | 936.4332 | 696.0638 | 945.5782 | 250.5481 | 696.0638 | 936.4332 | 696.0638 | 4064 | 696.0638 | 936.4332 | 945.5782 | 250.5481 | 6235 | 325 | 8631 | 7444 | 2654 | 7613 | 6532 | 6161 | 748.402 | 873.397 | 979.5918 | 370.1848
| 4065 | 743.1737 | 683.3758 | 928.3948 | 683.3758 | 683.3758 | 928.3948 | 683.3758 | 683.3758 | 928.3948 | 683.3758 | 967.3469 | 256.4986 | 683.3758 | 928.3948 | 683.3758 | 4065 | 683.3758 | 928.3949 | 967.3469 | 256.4986 | 6810 | 579 | 7626 | 7222 | 1587 | 1160 | 6526 | 5574 | 748.3539 | 873.295 | 979.5918 | 370.1848
| 4066 | 732.1859 | 670.5916 | 913.6026 | 670.5916 | 670.5916 | 913.6026 | 670.5916 | 670.5916 | 913.6026 | 670.5916 | 964.6259 | 266.8337 | 670.5916 | 913.6026 | 670.5916 | 4066 | 670.5916 | 913.6026 | 964.6259 | 266.8337 | 7281 | 1286 | 8007 | 6870 | 8431 | 7258 | 6519 | 2200 | 748.3059 | 873.288 | 979.5918 | 370.1848
| 4067 | 724.0889 | 650.5503 | 924.1957 | 650.5503 | 650.5503 | 924.1957 | 650.5503 | 650.5503 | 924.1957 | 650.5503 | 967.3469 | 268.7128 | 650.5503 | 924.1957 | 650.5503 | 4067 | 650.5503 | 924.1957 | 967.3469 | 268.7128 | 7829 | 764 | 7625 | 6807 | 7163 | 5246 | 6505 | 2079 | 748.3059 | 873.258 | 979.5918 | 370.1848
| 4068 | 718.5984 | 642.428 | 922.1821 | 642.428 | 642.428 | 922.1821 | 642.428 | 642.428 | 922.1821 | 642.428 | 978.2313 | 253.9931 | 642.428 | 922.1821 | 642.428 | 4068 | 642.428 | 922.1821 | 978.2313 | 253.9931 | 8002 | 871 | 4557 | 7312 | 3781 | 4682 | 6364 | 659 | 748.3059 | 873.226 | 979.5918 | 370.1848
| 4069 | 717.6027 | 641.7071 | 919.9877 | 641.7071 | 641.7071 | 919.9877 | 641.7071 | 641.7071 | 919.9877 | 641.7071 | 970.068 | 262.7623 | 641.7071 | 919.9877 | 641.7071 | 4069 | 641.7071 | 919.9877 | 970.068 | 262.7623 | 8018 | 979 | 7110 | 7000 | 8045 | 6854 | 6358 | 380 | 748.2578 | 873.2182 | 979.5918 | 370.1848
| 4070 | 723.8784 | 642.0916 | 944.3127 | 642.0916 | 642.0916 | 944.3127 | 642.0916 | 642.0916 | 944.3127 | 642.0916 | 974.1497 | 246.1635 | 642.0916 | 944.3127 | 642.0916 | 4070 | 642.0916 | 944.3127 | 974.1497 | 246.1635 | 8007 | 150 | 5909 | 7590 | 7468 | 6783 | 6351 | 6326 | 748.2578 | 873.2164 | 979.5918 | 369.8716
| 4071 | 717.2436 | 635.5553 | 935.5215 | 635.5553 | 635.5553 | 935.5215 | 635.5553 | 635.5553 | 935.5215 | 635.5553 | 972.7891 | 242.0921 | 635.5553 | 935.5215 | 635.5553 | 4071 | 635.5553 | 935.5215 | 972.7891 | 242.0921 | 8141 | 352 | 6328 | 7731 | 3778 | 4959 | 6337 | 1045 | 748.2578 | 873.2149 | 979.5918 | 369.8716
| 4072 | 719.8553 | 646.7054 | 927.5837 | 646.7054 | 646.7054 | 927.5837 | 646.7054 | 646.7054 | 927.5837 | 646.7054 | 970.068 | 223.9273 | 646.7054 | 927.5837 | 646.7054 | 4072 | 646.7054 | 927.5837 | 970.068 | 223.9273 | 7915 | 613 | 7109 | 8208 | 1530 | 5095 | 6196 | 882 | 748.2578 | 873.191 | 979.5918 | 369.8716
| 4073 | 743.7718 | 681.7898 | 940.9099 | 681.7898 | 681.7898 | 940.9099 | 681.7898 | 681.7898 | 940.9099 | 681.7898 | 976.8707 | 217.9768 | 681.7898 | 940.9099 | 681.7898 | 4073 | 681.7898 | 940.9099 | 976.8708 | 217.9768 | 6879 | 215 | 5072 | 8319 | 1425 | 1830 | 6190 | 8076 | 748.2578 | 873.1872 | 979.5918 | 369.5584
| 4074 | 738.7046 | 677.5604 | 933.1992 | 677.5604 | 677.5604 | 933.1992 | 677.5604 | 677.5604 | 933.1992 | 677.5604 | 976.8707 | 211.7131 | 677.5604 | 933.1992 | 677.5604 | 4074 | 677.5604 | 933.1992 | 976.8708 | 211.7131 | 7027 | 426 | 5071 | 8399 | 509 | 2002 | 6183 | 6413 | 748.2578 | 873.1693 | 979.5918 | 369.5584
| 4075 | 808.2691 | 793.531 | 942.8677 | 793.531 | 793.531 | 942.8677 | 793.531 | 793.531 | 942.8677 | 793.531 | 956.4626 | 239.5866 | 793.531 | 942.8677 | 793.531 | 4075 | 793.531 | 942.8677 | 956.4626 | 239.5866 | 2427 | 175 | 8452 | 7801 | 412 | 7614 | 6169 | 6325 | 748.2578 | 873.1662 | 979.5918 | 369.5584
| 4076 | 820.0633 | 816.4079 | 937.5488 | 816.4079 | 816.4079 | 937.5488 | 816.4079 | 816.4079 | 937.5488 | 816.4079 | 971.4286 | 227.9987 | 816.4079 | 937.5488 | 816.4079 | 4076 | 816.4079 | 937.5488 | 971.4286 | 227.9988 | 1742 | 289 | 6718 | 8110 | 2430 | 2715 | 6028 | 6122 | 748.2097 | 873.097 | 979.5918 | 369.5584
| 4077 | 826.0747 | 827.1735 | 936.1154 | 827.1735 | 827.1735 | 936.1154 | 827.1735 | 827.1735 | 936.1154 | 827.1735 | 975.5102 | 227.6856 | 827.1735 | 936.1154 | 827.1735 | 4077 | 827.1736 | 936.1154 | 975.5102 | 227.6856 | 1467 | 334 | 5491 | 8118 | 8715 | 2371 | 6022 | 5737 | 748.0656 | 873.0611 | 979.5918 | 369.5584
| 4078 | 800.8811 | 782.1406 | 935.0234 | 782.1406 | 782.1406 | 935.0234 | 782.1406 | 782.1406 | 935.0234 | 782.1406 | 983.6735 | 231.4438 | 782.1406 | 935.0234 | 782.1406 | 4078 | 782.1406 | 935.0234 | 983.6735 | 231.4438 | 2794 | 370 | 2763 | 8027 | 7641 | 126 | 6015 | 5659 | 748.0656 | 873.0446 | 979.5918 | 369.5584
| 4079 | 762.5668 | 722.305 | 918.4805 | 722.305 | 722.305 | 918.4805 | 722.305 | 722.305 | 918.4805 | 722.305 | 983.6735 | 239.8998 | 722.305 | 918.4805 | 722.305 | 4079 | 722.305 | 918.4805 | 983.6735 | 239.8998 | 5130 | 1054 | 2762 | 7795 | 1937 | 4974 | 6001 | 5377 | 748.0656 | 873.042 | 979.5918 | 369.5584
| 4080 | 751.0244 | 700.3412 | 925.6945 | 700.3412 | 700.3412 | 925.6945 | 700.3412 | 700.3412 | 925.6945 | 700.3412 | 975.5102 | 233.3229 | 700.3412 | 925.6945 | 700.3412 | 4080 | 700.3412 | 925.6945 | 975.5102 | 233.3229 | 6070 | 696 | 5490 | 7978 | 5105 | 3821 | 5860 | 540 | 748.0175 | 872.9764 | 979.5918 | 369.5584
| 4081 | 733.9688 | 676.9356 | 911.5881 | 676.9356 | 676.9356 | 911.5881 | 676.9356 | 676.9356 | 911.5881 | 676.9356 | 970.068 | 243.658 | 676.9356 | 911.5881 | 676.9356 | 4081 | 676.9357 | 911.5881 | 970.068 | 243.658 | 7065 | 1394 | 7108 | 7679 | 2456 | 6801 | 5854 | 470 | 748.0175 | 872.9719 | 979.5918 | 369.5584
| 4082 | 727.3147 | 667.3235 | 906.0082 | 667.3235 | 667.3235 | 906.0082 | 667.3235 | 667.3235 | 906.0082 | 667.3235 | 971.4286 | 248.3558 | 667.3235 | 906.0082 | 667.3235 | 4082 | 667.3235 | 906.0082 | 971.4286 | 248.3558 | 7369 | 1733 | 6717 | 7526 | 7168 | 6571 | 5847 | 8280 | 747.9694 | 872.9719 | 979.5918 | 369.4312
| 4083 | 736.1954 | 674.5807 | 925.9457 | 674.5807 | 674.5807 | 925.9457 | 674.5807 | 674.5807 | 925.9457 | 674.5807 | 967.3469 | 238.9602 | 674.5807 | 925.9457 | 674.5807 | 4083 | 674.5807 | 925.9457 | 967.3469 | 238.9602 | 7157 | 688 | 7624 | 7820 | 6167 | 2496 | 5833 | 7134 | 747.9694 | 872.932 | 979.5918 | 369.4018
| 4084 | 746.4759 | 686.1633 | 928.0574 | 686.1633 | 686.1633 | 928.0574 | 686.1633 | 686.1633 | 928.0574 | 686.1633 | 974.1497 | 274.9765 | 686.1633 | 928.0574 | 686.1633 | 4084 | 686.1633 | 928.0574 | 974.1497 | 274.9765 | 6690 | 594 | 5908 | 6582 | 5632 | 1067 | 5692 | 8031 | 747.9694 | 872.8933 | 979.5918 | 369.2452
| 4085 | 748.1309 | 694.4778 | 912.4964 | 694.4778 | 694.4778 | 912.4964 | 694.4778 | 694.4778 | 912.4964 | 694.4778 | 975.5102 | 292.5149 | 694.4778 | 912.4964 | 694.4778 | 4085 | 694.4778 | 912.4964 | 975.5102 | 292.5149 | 6315 | 1347 | 5489 | 5874 | 3810 | 5078 | 5686 | 6058 | 747.9214 | 872.8841 | 979.5918 | 369.2452
| 4086 | 751.3949 | 699.5723 | 917.406 | 699.5723 | 699.5723 | 917.406 | 699.5723 | 699.5723 | 917.406 | 699.5723 | 983.6735 | 269.6524 | 699.5723 | 917.406 | 699.5723 | 4086 | 699.5723 | 917.406 | 983.6735 | 269.6524 | 6104 | 1111 | 2761 | 6774 | 2499 | 7363 | 5679 | 5828 | 747.9214 | 872.8707 | 979.5918 | 369.2452
| 4087 | 749.1734 | 690.2485 | 927.8357 | 690.2485 | 690.2485 | 927.8357 | 690.2485 | 690.2485 | 927.8357 | 690.2485 | 982.3129 | 272.7842 | 690.2485 | 927.8357 | 690.2485 | 4087 | 690.2485 | 927.8357 | 982.3129 | 272.7842 | 6487 | 604 | 3358 | 6654 | 6024 | 307 | 5665 | 5472 | 747.8733 | 872.8707 | 979.5918 | 369.2452
| 4088 | 747.1614 | 689.1911 | 918.683 | 689.1911 | 689.1911 | 918.683 | 689.1911 | 689.1911 | 918.683 | 689.1911 | 978.2313 | 293.7676 | 689.1911 | 918.683 | 689.1911 | 4088 | 689.1911 | 918.683 | 978.2313 | 293.7676 | 6542 | 1041 | 4556 | 5835 | 1598 | 7429 | 5524 | 2547 | 747.8733 | 872.8668 | 979.5918 | 369.2452
| 4089 | 770.1374 | 689.5276 | 941.502 | 689.5276 | 689.5276 | 941.502 | 689.5276 | 689.5276 | 941.502 | 689.5276 | 982.3129 | 517.3818 | 689.5276 | 941.502 | 689.5276 | 4089 | 689.5276 | 941.502 | 982.3129 | 517.3818 | 6524 | 202 | 3357 | 1680 | 6541 | 373 | 5518 | 2462 | 747.7772 | 872.8668 | 979.5918 | 369.2452
| 4090 | 772.1877 | 697.2653 | 932.8087 | 697.2653 | 697.2653 | 932.8087 | 697.2653 | 697.2653 | 932.8087 | 697.2653 | 986.3946 | 514.8763 | 697.2653 | 932.8087 | 697.2653 | 4090 | 697.2653 | 932.8087 | 986.3946 | 514.8763 | 6181 | 442 | 1915 | 1709 | 1876 | 2660 | 5511 | 495 | 747.7772 | 872.853 | 979.5918 | 369.2452
| 4091 | 771.9929 | 707.8387 | 942.7708 | 707.8387 | 707.8387 | 942.7708 | 707.8387 | 707.8387 | 942.7708 | 707.8387 | 982.3129 | 391.7946 | 707.8387 | 942.7708 | 707.8387 | 4091 | 707.8387 | 942.7708 | 982.3129 | 391.7946 | 5734 | 180 | 3356 | 3640 | 1208 | 5988 | 5497 | 8126 | 747.7772 | 872.8384 | 979.5918 | 369.0886
| 4092 | 786.5611 | 724.7561 | 939.8051 | 724.7561 | 724.7561 | 939.8051 | 724.7561 | 724.7561 | 939.8051 | 724.7561 | 978.2313 | 476.3545 | 724.7561 | 939.8051 | 724.7561 | 4092 | 724.7561 | 939.8051 | 978.2313 | 476.3545 | 5019 | 240 | 4555 | 2207 | 8702 | 1895 | 5356 | 590 | 747.7291 | 872.8189 | 979.5918 | 369.0886
| 4093 | 799.4186 | 726.8708 | 946.1511 | 726.8708 | 726.8708 | 946.1511 | 726.8708 | 726.8708 | 946.1511 | 726.8708 | 980.9524 | 611.3373 | 726.8708 | 946.1511 | 726.8708 | 4093 | 726.8708 | 946.1511 | 980.9524 | 611.3373 | 4936 | 121 | 3821 | 738 | 7454 | 2725 | 5350 | 8494 | 747.7291 | 872.8054 | 979.5918 | 369.0103
| 4094 | 800.6154 | 738.6456 | 932.9757 | 738.6456 | 738.6456 | 932.9757 | 738.6456 | 738.6456 | 932.9757 | 738.6456 | 980.9524 | 586.5957 | 738.6456 | 932.9757 | 738.6456 | 4094 | 738.6457 | 932.9757 | 980.9524 | 586.5957 | 4443 | 435 | 3820 | 955 | 3687 | 5016 | 5343 | 8720 | 747.7291 | 872.7981 | 979.5918 | 368.932
| 4095 | 798.043 | 746.0951 | 920.5098 | 746.0951 | 746.0951 | 920.5098 | 746.0951 | 746.0951 | 920.5098 | 746.0951 | 972.7891 | 549.0135 | 746.0951 | 920.5098 | 746.0951 | 4095 | 746.0951 | 920.5098 | 972.7891 | 549.0135 | 4146 | 952 | 6327 | 1310 | 398 | 2382 | 5329 | 5547 | 747.7291 | 872.7926 | 979.5918 | 368.932
| 4096 | 809.4512 | 760.8978 | 922.4796 | 760.8978 | 760.8978 | 922.4796 | 760.8978 | 760.8978 | 922.4796 | 760.8978 | 975.5102 | 579.7056 | 760.8978 | 922.4796 | 760.8978 | 4096 | 760.8978 | 922.4796 | 975.5102 | 579.7056 | 3598 | 856 | 5488 | 1008 | 2874 | 2864 | 5188 | 2464 | 747.6811 | 872.7539 | 979.5918 | 368.932
| 4097 | 805.9715 | 756.5723 | 939.7732 | 756.5723 | 756.5723 | 939.7732 | 756.5723 | 756.5723 | 939.7732 | 756.5723 | 983.6735 | 488.2556 | 756.5723 | 939.7732 | 756.5723 | 4097 | 756.5723 | 939.7732 | 983.6735 | 488.2556 | 3765 | 241 | 2760 | 2043 | 8694 | 4754 | 5182 | 1117 | 747.633 | 872.7449 | 979.5918 | 368.932
| 4098 | 820.1952 | 783.2941 | 938.6285 | 783.2941 | 783.2941 | 938.6285 | 783.2941 | 783.2941 | 938.6285 | 783.2941 | 967.3469 | 494.5193 | 783.2941 | 938.6285 | 783.2941 | 4098 | 783.2941 | 938.6285 | 967.3469 | 494.5193 | 2748 | 265 | 7623 | 1955 | 7144 | 7414 | 5175 | 975 | 747.633 | 872.7263 | 979.5918 | 368.932
| 4099 | 880.1222 | 865.5741 | 929.9106 | 865.5741 | 865.5741 | 929.9106 | 865.5741 | 865.5741 | 929.9106 | 865.5741 | 980.9524 | 696.5236 | 865.5741 | 929.9106 | 865.5741 | 4099 | 865.5741 | 929.9106 | 980.9524 | 696.5236 | 860 | 526 | 3819 | 296 | 3935 | 358 | 5161 | 8153 | 747.5369 | 872.7263 | 979.5918 | 368.6189
| 4100 | 864.6223 | 863.6997 | 926.9843 | 863.6997 | 863.6997 | 926.9843 | 863.6997 | 863.6997 | 926.9843 | 863.6997 | 986.3946 | 500.783 | 863.6997 | 926.9843 | 863.6997 | 4100 | 863.6997 | 926.9843 | 986.3946 | 500.783 | 879 | 640 | 1914 | 1882 | 6815 | 7346 | 5020 | 8074 | 747.4888 | 872.7162 | 979.5918 | 368.6189
| 4101 | 876.7123 | 853.9434 | 922.6543 | 853.9434 | 853.9434 | 922.6543 | 853.9434 | 853.9434 | 922.6543 | 853.9434 | 982.3129 | 769.4958 | 853.9434 | 922.6543 | 853.9434 | 4101 | 853.9434 | 922.6543 | 982.3129 | 769.4958 | 990 | 848 | 3355 | 93 | 2867 | 290 | 5014 | 7480 | 747.4888 | 872.7162 | 979.5918 | 368.6189
| 4102 | 858.8699 | 838.4198 | 922.3956 | 838.4198 | 838.4198 | 922.3956 | 838.4198 | 838.4198 | 922.3956 | 838.4198 | 971.4286 | 655.8096 | 838.4198 | 922.3956 | 838.4198 | 4102 | 838.4198 | 922.3956 | 971.4286 | 655.8096 | 1250 | 862 | 6716 | 467 | 1502 | 7643 | 5007 | 4203 | 747.4888 | 872.7059 | 979.5918 | 368.6189
| 4103 | 822.988 | 771.7595 | 930.4862 | 771.7595 | 771.7595 | 930.4862 | 771.7595 | 771.7595 | 930.4862 | 771.7595 | 985.034 | 640.7767 | 771.7595 | 930.4862 | 771.7595 | 4103 | 771.7595 | 930.4862 | 985.034 | 640.7767 | 3194 | 506 | 2252 | 549 | 6911 | 1187 | 4993 | 2198 | 747.4408 | 872.6635 | 979.5918 | 368.6189
| 4104 | 795.7979 | 735.3775 | 928.9361 | 735.3775 | 735.3775 | 928.9361 | 735.3775 | 735.3775 | 928.9361 | 735.3775 | 987.7551 | 554.6508 | 735.3775 | 928.9361 | 735.3775 | 4104 | 735.3775 | 928.9361 | 987.7551 | 554.6508 | 4593 | 559 | 1551 | 1253 | 930 | 7476 | 4852 | 1503 | 747.4408 | 872.6588 | 979.5918 | 368.6189
| 4105 | 763.93 | 726.5343 | 893.4157 | 726.5343 | 726.5343 | 893.4157 | 726.5343 | 726.5343 | 893.4157 | 726.5343 | 987.7551 | 321.3279 | 726.5343 | 893.4157 | 726.5343 | 4105 | 726.5343 | 893.4157 | 987.7551 | 321.3279 | 4946 | 2600 | 1550 | 5025 | 5322 | 420 | 4846 | 1023 | 747.3927 | 872.6587 | 979.5918 | 368.6189
| 4106 | 765.8979 | 723.122 | 893.6559 | 723.122 | 723.122 | 893.6559 | 723.122 | 723.122 | 893.6559 | 723.122 | 995.9184 | 367.0529 | 723.122 | 893.6559 | 723.122 | 4106 | 723.122 | 893.6559 | 995.9184 | 367.0529 | 5091 | 2574 | 320 | 4134 | 2402 | 1054 | 4839 | 617 | 747.3446 | 872.5935 | 979.5918 | 368.6189
| 4107 | 776.7295 | 716.1532 | 900.8236 | 716.1532 | 716.1532 | 900.8236 | 716.1532 | 716.1532 | 900.8236 | 716.1532 | 994.5578 | 547.1344 | 716.1532 | 900.8236 | 716.1532 | 4107 | 716.1532 | 900.8236 | 994.5578 | 547.1344 | 5388 | 2053 | 500 | 1330 | 1522 | 7064 | 4825 | 538 | 747.3446 | 872.5371 | 979.5918 | 368.6189
| 4108 | 725.4125 | 726.7746 | 700.6516 | 726.7746 | 726.7746 | 700.6516 | 726.7746 | 726.7746 | 700.6516 | 726.7746 | 991.8367 | 547.1344 | 726.7746 | 700.6516 | 726.7746 | 4108 | 726.7746 | 700.6516 | 991.8367 | 547.1344 | 4941 | 8026 | 868 | 1329 | 2740 | 4952 | 4684 | 424 | 747.2966 | 872.5265 | 979.5918 | 368.6189
| 4109 | 721.7865 | 734.2241 | 686.6071 | 734.2241 | 734.2241 | 686.6071 | 734.2241 | 734.2241 | 686.6071 | 734.2241 | 991.8367 | 492.9533 | 734.2241 | 686.6071 | 734.2241 | 4109 | 734.2241 | 686.6071 | 991.8367 | 492.9533 | 4636 | 8158 | 867 | 1978 | 4245 | 7921 | 4678 | 62 | 747.2485 | 872.5185 | 979.5918 | 368.6189
| 4110 | 764.726 | 696.5925 | 917.9845 | 696.5925 | 696.5925 | 917.9845 | 696.5925 | 696.5925 | 917.9845 | 696.5925 | 982.3129 | 479.1732 | 696.5925 | 917.9845 | 696.5925 | 4110 | 696.5925 | 917.9845 | 982.3129 | 479.1732 | 6211 | 1078 | 3354 | 2161 | 20 | 4853 | 4671 | 5746 | 747.2485 | 872.4949 | 979.5918 | 368.3057
| 4111 | 751.1378 | 692.7957 | 900.2093 | 692.7957 | 692.7957 | 900.2093 | 692.7957 | 692.7957 | 900.2093 | 692.7957 | 972.7891 | 399.9374 | 692.7957 | 900.2093 | 692.7957 | 4111 | 692.7957 | 900.2093 | 972.7891 | 399.9374 | 6393 | 2102 | 6326 | 3490 | 3364 | 7208 | 4657 | 4204 | 747.2005 | 872.4892 | 979.5918 | 368.3057
| 4112 | 727.4737 | 679.7232 | 868.3154 | 679.7232 | 679.7232 | 868.3154 | 679.7232 | 679.7232 | 868.3154 | 679.7232 | 986.3946 | 287.1907 | 679.7232 | 868.3154 | 679.7232 | 4112 | 679.7232 | 868.3154 | 986.3946 | 287.1907 | 6961 | 4391 | 1913 | 6075 | 2526 | 2716 | 4516 | 4174 | 747.2005 | 872.4509 | 979.5918 | 368.3057
| 4113 | 755.1182 | 693.805 | 886.632 | 693.805 | 693.805 | 886.632 | 693.805 | 693.805 | 886.632 | 693.805 | 959.1837 | 515.5027 | 693.805 | 886.632 | 693.805 | 4113 | 693.805 | 886.632 | 959.1837 | 515.5027 | 6343 | 3101 | 8320 | 1701 | 5563 | 5404 | 4510 | 2109 | 747.1524 | 872.4327 | 979.5918 | 368.3057
| 4114 | 757.1099 | 679.4348 | 918.9395 | 679.4348 | 679.4348 | 918.9395 | 679.4348 | 679.4348 | 918.9395 | 679.4348 | 976.8707 | 511.4313 | 679.4348 | 918.9395 | 679.4348 | 4114 | 679.4348 | 918.9395 | 976.8708 | 511.4313 | 6968 | 1034 | 5070 | 1751 | 1731 | 1171 | 4503 | 2007 | 747.1524 | 872.3938 | 979.5918 | 368.3057
| 4115 | 729.3775 | 714.7114 | 755.4676 | 714.7114 | 714.7114 | 755.4676 | 714.7114 | 714.7114 | 755.4676 | 714.7114 | 985.034 | 486.6896 | 714.7114 | 755.4676 | 714.7114 | 4115 | 714.7114 | 755.4676 | 985.034 | 486.6896 | 5436 | 7409 | 2251 | 2061 | 844 | 4753 | 4489 | 8666 | 747.1524 | 872.3845 | 979.5918 | 368.2665
| 4116 | 719.4017 | 705.2434 | 748.4895 | 705.2434 | 705.2434 | 748.4895 | 705.2434 | 705.2434 | 748.4895 | 705.2434 | 989.1156 | 446.6019 | 705.2434 | 748.4895 | 705.2434 | 4116 | 705.2434 | 748.4896 | 989.1157 | 446.6019 | 5863 | 7496 | 1234 | 2727 | 2029 | 170 | 4348 | 8659 | 747.1043 | 872.3196 | 979.5918 | 368.0512
| 4117 | 740.2833 | 706.3488 | 738.9299 | 706.3488 | 706.3488 | 738.9299 | 706.3488 | 706.3488 | 738.9299 | 706.3488 | 986.3946 | 771.0617 | 706.3488 | 738.9299 | 706.3488 | 4117 | 706.3488 | 738.9299 | 986.3946 | 771.0617 | 5807 | 7602 | 1912 | 85 | 6537 | 7470 | 4342 | 3704 | 747.0563 | 872.3142 | 979.5918 | 368.0023
| 4118 | 745.1746 | 738.6456 | 743.89 | 738.6456 | 738.6456 | 743.89 | 738.6456 | 738.6456 | 743.89 | 738.6456 | 983.6735 | 564.0464 | 738.6456 | 743.89 | 738.6456 | 4118 | 738.6457 | 743.89 | 983.6735 | 564.0464 | 4442 | 7550 | 2759 | 1157 | 6513 | 414 | 4335 | 3763 | 746.9602 | 872.3142 | 979.5918 | 367.9925
| 4119 | 735.8173 | 733.6473 | 701.0897 | 733.6473 | 733.6473 | 701.0897 | 733.6473 | 733.6473 | 701.0897 | 733.6473 | 987.7551 | 640.1503 | 733.6473 | 701.0897 | 733.6473 | 4119 | 733.6473 | 701.0897 | 987.7551 | 640.1503 | 4661 | 8019 | 1549 | 555 | 5879 | 80 | 4321 | 3027 | 746.9121 | 872.3138 | 979.5918 | 367.9925
| 4120 | 733.0982 | 730.3792 | 699.2051 | 730.3792 | 730.3792 | 699.2051 | 730.3792 | 730.3792 | 699.2051 | 730.3792 | 987.7551 | 635.7657 | 730.3792 | 699.2051 | 730.3792 | 4120 | 730.3792 | 699.2051 | 987.7551 | 635.7657 | 4808 | 8039 | 1548 | 587 | 3242 | 7381 | 4180 | 2335 | 746.864 | 872.3124 | 979.5918 | 367.9925
| 4121 | 725.323 | 717.8353 | 719.2299 | 717.8353 | 717.8353 | 719.2299 | 717.8353 | 717.8353 | 719.2299 | 717.8353 | 1000 | 534.9201 | 717.8353 | 719.2299 | 717.8353 | 4121 | 717.8353 | 719.2299 | 1000 | 534.9201 | 5319 | 7805 | 28 | 1472 | 5328 | 325 | 4174 | 6577 | 746.816 | 872.3124 | 979.5918 | 367.6793
| 4122 | 733.589 | 744.3168 | 691.8952 | 744.3168 | 744.3168 | 691.8952 | 744.3168 | 744.3168 | 691.8952 | 744.3168 | 980.9524 | 567.1782 | 744.3168 | 691.8952 | 744.3168 | 4122 | 744.3168 | 691.8952 | 980.9524 | 567.1782 | 4216 | 8102 | 3818 | 1126 | 3377 | 7911 | 4167 | 6500 | 746.6718 | 872.2778 | 979.5918 | 367.6793
| 4123 | 754.8418 | 797.6162 | 719.2032 | 797.6162 | 797.6162 | 719.2032 | 797.6162 | 797.6162 | 719.2032 | 797.6162 | 995.9184 | 314.1246 | 797.6162 | 719.2032 | 797.6162 | 4123 | 797.6162 | 719.2032 | 995.9184 | 314.1247 | 2279 | 7806 | 319 | 5193 | 3329 | 7355 | 4153 | 4658 | 746.6237 | 872.2695 | 979.5918 | 367.6793
| 4124 | 771.4925 | 821.5985 | 696.5904 | 821.5985 | 821.5985 | 696.5904 | 821.5985 | 821.5985 | 696.5904 | 821.5985 | 978.2313 | 463.5139 | 821.5985 | 696.5904 | 821.5985 | 4124 | 821.5985 | 696.5904 | 978.2313 | 463.5139 | 1591 | 8053 | 4554 | 2423 | 4036 | 299 | 4012 | 4259 | 746.5757 | 872.2695 | 979.5918 | 367.6793
| 4125 | 799.3762 | 814.5816 | 727.7452 | 814.5816 | 814.5816 | 727.7452 | 814.5816 | 814.5816 | 727.7452 | 814.5816 | 993.1973 | 770.4353 | 814.5816 | 727.7452 | 814.5816 | 4125 | 814.5816 | 727.7452 | 993.1973 | 770.4353 | 1783 | 7709 | 655 | 90 | 2317 | 7968 | 4006 | 2994 | 746.5757 | 872.2371 | 979.5918 | 367.6793
| 4126 | 791.7257 | 805.3059 | 760.9901 | 805.3059 | 805.3059 | 760.9901 | 805.3059 | 805.3059 | 760.9901 | 805.3059 | 994.5578 | 603.1945 | 805.3059 | 760.9901 | 805.3059 | 4126 | 805.3059 | 760.9901 | 994.5578 | 603.1945 | 2054 | 7335 | 499 | 814 | 3040 | 6042 | 3999 | 2630 | 746.5276 | 872.2028 | 979.5918 | 367.6793
| 4127 | 773.3869 | 766.6651 | 763.5555 | 766.6651 | 766.6651 | 763.5555 | 766.6651 | 766.6651 | 763.5555 | 766.6651 | 972.7891 | 667.0842 | 766.6651 | 763.5555 | 766.6651 | 4127 | 766.6651 | 763.5555 | 972.7891 | 667.0843 | 3407 | 7308 | 6325 | 415 | 2703 | 1182 | 3985 | 185 | 746.5276 | 872.201 | 979.5918 | 367.6793
| 4128 | 738.3467 | 732.0613 | 760.6106 | 732.0613 | 732.0613 | 760.6106 | 732.0613 | 732.0613 | 760.6106 | 732.0613 | 993.1973 | 444.7228 | 732.0613 | 760.6106 | 732.0613 | 4128 | 732.0613 | 760.6106 | 993.1973 | 444.7228 | 4740 | 7337 | 654 | 2759 | 1552 | 4863 | 3844 | 6813 | 746.5276 | 872.1838 | 979.5918 | 367.3661
| 4129 | 768.6186 | 711.5874 | 847.5892 | 711.5874 | 711.5874 | 847.5892 | 711.5874 | 711.5874 | 847.5892 | 711.5874 | 990.4762 | 687.1281 | 711.5874 | 847.5892 | 711.5874 | 4129 | 711.5875 | 847.5892 | 990.4762 | 687.1281 | 5570 | 5799 | 1045 | 330 | 8136 | 8445 | 3838 | 4661 | 746.4796 | 872.1561 | 979.5918 | 367.3661
| 4130 | 754.651 | 703.321 | 907.0719 | 703.321 | 703.321 | 907.0719 | 703.321 | 703.321 | 907.0719 | 703.321 | 998.6395 | 311.6192 | 703.321 | 907.0719 | 703.321 | 4130 | 703.321 | 907.0719 | 998.6395 | 311.6192 | 5942 | 1669 | 108 | 5262 | 6203 | 103 | 3831 | 2125 | 746.4796 | 872.1528 | 979.5918 | 367.3661
| 4131 | 780.825 | 710.9627 | 914.629 | 710.9627 | 710.9627 | 914.629 | 710.9627 | 710.9627 | 914.629 | 710.9627 | 995.9184 | 589.4143 | 710.9627 | 914.629 | 710.9627 | 4131 | 710.9627 | 914.629 | 995.9184 | 589.4143 | 5595 | 1242 | 318 | 933 | 600 | 5235 | 3817 | 8485 | 746.4796 | 872.1478 | 979.5918 | 367.0529
| 4132 | 778.6646 | 717.9795 | 919.8433 | 717.9795 | 717.9795 | 919.8433 | 717.9795 | 717.9795 | 919.8433 | 717.9795 | 986.3946 | 491.7006 | 717.9795 | 919.8433 | 717.9795 | 4132 | 717.9795 | 919.8433 | 986.3946 | 491.7006 | 5317 | 985 | 1911 | 1998 | 5154 | 6099 | 3676 | 8170 | 746.3834 | 872.1302 | 979.5918 | 367.0529
| 4133 | 726.3552 | 718.7004 | 754.9171 | 718.7004 | 718.7004 | 754.9171 | 718.7004 | 718.7004 | 754.9171 | 718.7004 | 989.1156 | 410.5857 | 718.7004 | 754.9171 | 718.7004 | 4133 | 718.7004 | 754.9171 | 989.1157 | 410.5857 | 5283 | 7414 | 1233 | 3310 | 4149 | 5855 | 3670 | 5984 | 746.3834 | 872.1302 | 979.5918 | 367.0529
| 4134 | 778.4794 | 738.0689 | 898.9496 | 738.0689 | 738.0689 | 898.9496 | 738.0689 | 738.0689 | 898.9496 | 738.0689 | 995.9184 | 402.4428 | 738.0689 | 898.9496 | 738.0689 | 4134 | 738.0689 | 898.9496 | 995.9184 | 402.4428 | 4468 | 2195 | 317 | 3443 | 2318 | 7430 | 3663 | 4106 | 746.3834 | 872.1254 | 979.5918 | 367.0529
| 4135 | 733.8753 | 658.6726 | 916.6223 | 658.6726 | 658.6726 | 916.6223 | 658.6726 | 658.6726 | 916.6223 | 658.6726 | 974.1497 | 364.2343 | 658.6726 | 916.6223 | 658.6726 | 4135 | 658.6726 | 916.6223 | 974.1497 | 364.2343 | 7614 | 1155 | 5907 | 4186 | 2964 | 374 | 3649 | 634 | 746.3354 | 872.1254 | 979.5918 | 367.0529
| 4136 | 740.6848 | 675.8302 | 917.4074 | 675.8302 | 675.8302 | 917.4074 | 675.8302 | 675.8302 | 917.4074 | 675.8302 | 986.3946 | 306.9214 | 675.8302 | 917.4074 | 675.8302 | 4136 | 675.8303 | 917.4074 | 986.3946 | 306.9214 | 7108 | 1110 | 1910 | 5406 | 8262 | 816 | 3508 | 8219 | 746.2873 | 872.1186 | 979.5918 | 366.7398
| 4137 | 755.9771 | 696.2561 | 923.1912 | 696.2561 | 696.2561 | 923.1912 | 696.2561 | 696.2561 | 923.1912 | 696.2561 | 982.3129 | 338.5531 | 696.2561 | 923.1912 | 696.2561 | 4137 | 696.2561 | 923.1912 | 982.3129 | 338.5531 | 6226 | 812 | 3353 | 4674 | 4033 | 3719 | 3502 | 7751 | 746.2873 | 872.1168 | 979.5918 | 366.7398
| 4138 | 750.2934 | 669.342 | 926.5368 | 669.342 | 669.342 | 926.5368 | 669.342 | 669.342 | 926.5368 | 669.342 | 985.034 | 458.1898 | 669.342 | 926.5368 | 669.342 | 4138 | 669.3421 | 926.5368 | 985.034 | 458.1898 | 7328 | 665 | 2250 | 2517 | 1527 | 7155 | 3495 | 7145 | 746.2873 | 872.1154 | 979.5918 | 366.7398
| 4139 | 751.8743 | 690.9213 | 893.8788 | 690.9213 | 690.9213 | 893.8788 | 690.9213 | 690.9213 | 893.8788 | 690.9213 | 971.4286 | 451.9261 | 690.9213 | 893.8788 | 690.9213 | 4139 | 690.9213 | 893.8788 | 971.4286 | 451.9261 | 6464 | 2546 | 6715 | 2626 | 7344 | 1158 | 3481 | 2035 | 746.2393 | 872.1111 | 979.5918 | 366.7397
| 4140 | 700.5467 | 684.1448 | 744.0542 | 684.1448 | 684.1448 | 744.0542 | 684.1448 | 684.1448 | 744.0542 | 684.1448 | 956.4626 | 401.8165 | 684.1448 | 744.0542 | 684.1448 | 4140 | 684.1448 | 744.0542 | 956.4626 | 401.8165 | 6771 | 7549 | 8451 | 3459 | 288 | 1004 | 3340 | 1836 | 746.2392 | 872.1004 | 979.5918 | 366.7397
| 4141 | 769.9366 | 703.5613 | 908.9593 | 703.5613 | 703.5613 | 908.9593 | 703.5613 | 703.5613 | 908.9593 | 703.5613 | 963.2653 | 551.5189 | 703.5613 | 908.9593 | 703.5613 | 4141 | 703.5613 | 908.9593 | 963.2653 | 551.519 | 5931 | 1554 | 8113 | 1288 | 3205 | 7516 | 3334 | 683 | 746.1431 | 872.0938 | 979.5918 | 366.7397
| 4142 | 785.746 | 706.8294 | 957.5135 | 706.8294 | 706.8294 | 957.5135 | 706.8294 | 706.8294 | 957.5135 | 706.8294 | 975.5102 | 540.2443 | 706.8294 | 957.5135 | 706.8294 | 4142 | 706.8294 | 957.5135 | 975.5102 | 540.2443 | 5783 | 38 | 5487 | 1410 | 8149 | 8449 | 3327 | 8251 | 746.0951 | 872.0832 | 979.5918 | 366.7267
| 4143 | 767.5086 | 689.047 | 927.642 | 689.047 | 689.047 | 927.642 | 689.047 | 689.047 | 927.642 | 689.047 | 997.2789 | 524.8982 | 689.047 | 927.642 | 689.047 | 4143 | 689.047 | 927.642 | 997.2789 | 524.8982 | 6546 | 609 | 184 | 1588 | 7540 | 8111 | 3313 | 7283 | 746.0951 | 872.0574 | 979.5918 | 366.4266
| 4144 | 791.3331 | 742.4424 | 919.6689 | 742.4424 | 742.4424 | 919.6689 | 742.4424 | 742.4424 | 919.6689 | 742.4424 | 985.034 | 475.415 | 742.4424 | 919.6689 | 742.4424 | 4144 | 742.4425 | 919.6689 | 985.034 | 475.415 | 4301 | 994 | 2249 | 2221 | 7141 | 575 | 3172 | 5741 | 746.0951 | 872.0574 | 979.5918 | 366.4266
| 4145 | 774.4559 | 719.8058 | 905.2891 | 719.8058 | 719.8058 | 905.2891 | 719.8058 | 719.8058 | 905.2891 | 719.8058 | 998.6395 | 464.1403 | 719.8058 | 905.2891 | 719.8058 | 4145 | 719.8058 | 905.2891 | 998.6395 | 464.1403 | 5239 | 1779 | 107 | 2410 | 6552 | 98 | 3166 | 5738 | 746.0951 | 872.035 | 979.5918 | 366.4266
| 4146 | 786.2284 | 735.5217 | 913.1319 | 735.5217 | 735.5217 | 913.1319 | 735.5217 | 735.5217 | 913.1319 | 735.5217 | 953.7415 | 516.7554 | 735.5217 | 913.1319 | 735.5217 | 4146 | 735.5217 | 913.1319 | 953.7415 | 516.7554 | 4583 | 1311 | 8528 | 1694 | 4095 | 5036 | 3159 | 4699 | 746.0951 | 872.0106 | 979.5918 | 366.4266
| 4147 | 804.0281 | 759.6963 | 908.0943 | 759.6963 | 759.6963 | 908.0943 | 759.6963 | 759.6963 | 908.0943 | 759.6963 | 975.5102 | 570.9364 | 759.6963 | 908.0943 | 759.6963 | 4147 | 759.6963 | 908.0943 | 975.5102 | 570.9364 | 3634 | 1601 | 5486 | 1091 | 2436 | 2692 | 3145 | 2837 | 746.0951 | 872.0086 | 979.5918 | 366.4266
| 4148 | 787.6256 | 752.5352 | 912.3523 | 752.5352 | 752.5352 | 912.3523 | 752.5352 | 752.5352 | 912.3523 | 752.5352 | 972.7891 | 384.2781 | 752.5352 | 912.3523 | 752.5352 | 4148 | 752.5352 | 912.3523 | 972.7891 | 384.2781 | 3922 | 1353 | 6324 | 3773 | 613 | 1091 | 3004 | 2080 | 746.0951 | 872.0063 | 979.5918 | 366.4266
| 4149 | 809.7474 | 746.3834 | 928.4027 | 746.3834 | 746.3834 | 928.4027 | 746.3834 | 746.3834 | 928.4027 | 746.3834 | 976.8707 | 674.9139 | 746.3834 | 928.4027 | 746.3834 | 4149 | 746.3834 | 928.4027 | 976.8708 | 674.9139 | 4133 | 578 | 5069 | 380 | 6258 | 2844 | 2998 | 2033 | 746.047 | 871.9892 | 979.5918 | 366.4266
| 4150 | 795.9857 | 738.5495 | 922.1265 | 738.5495 | 738.5495 | 922.1265 | 738.5495 | 738.5495 | 922.1265 | 738.5495 | 989.1156 | 557.7826 | 738.5495 | 922.1265 | 738.5495 | 4150 | 738.5495 | 922.1265 | 989.1157 | 557.7827 | 4447 | 878 | 1232 | 1217 | 3181 | 1326 | 2991 | 2002 | 745.9989 | 871.9623 | 979.5918 | 366.4266
| 4151 | 762.9523 | 697.2653 | 905.8921 | 697.2653 | 697.2653 | 905.8921 | 697.2653 | 697.2653 | 905.8921 | 697.2653 | 978.2313 | 501.4093 | 697.2653 | 905.8921 | 697.2653 | 4151 | 697.2653 | 905.8921 | 978.2313 | 501.4093 | 6180 | 1748 | 4553 | 1872 | 7153 | 8159 | 2977 | 1099 | 745.9509 | 871.9467 | 979.5918 | 366.4266
| 4152 | 765.1719 | 715.8649 | 917.4158 | 715.8649 | 715.8649 | 917.4158 | 715.8649 | 715.8649 | 917.4158 | 715.8649 | 970.068 | 345.7563 | 715.8649 | 917.4158 | 715.8649 | 4152 | 715.8649 | 917.4158 | 970.068 | 345.7563 | 5398 | 1109 | 7107 | 4535 | 6206 | 623 | 2836 | 7506 | 745.9028 | 871.9467 | 979.5918 | 366.1134
| 4153 | 754.0932 | 667.8041 | 910.3311 | 667.8041 | 667.8041 | 910.3311 | 667.8041 | 667.8041 | 910.3311 | 667.8041 | 979.5918 | 593.9555 | 667.8041 | 910.3311 | 667.8041 | 4153 | 667.8041 | 910.3311 | 979.5918 | 593.9555 | 7360 | 1470 | 4123 | 889 | 5680 | 4819 | 2830 | 6725 | 745.8548 | 871.9251 | 979.5918 | 366.1134
| 4154 | 740.6989 | 669.9188 | 906.2192 | 669.9188 | 669.9188 | 906.2192 | 669.9188 | 669.9188 | 906.2192 | 669.9188 | 968.7075 | 416.8494 | 669.9188 | 906.2192 | 669.9188 | 4154 | 669.9188 | 906.2192 | 968.7075 | 416.8494 | 7309 | 1721 | 7386 | 3211 | 1449 | 8110 | 2823 | 450 | 745.7586 | 871.9248 | 979.5918 | 366.1134
| 4155 | 749.5256 | 664.0554 | 894.0809 | 664.0554 | 664.0554 | 894.0809 | 664.0554 | 664.0554 | 894.0809 | 664.0554 | 974.1497 | 630.4416 | 664.0554 | 894.0809 | 664.0554 | 4155 | 664.0554 | 894.0809 | 974.1497 | 630.4416 | 7470 | 2530 | 5906 | 626 | 3513 | 574 | 2809 | 4534 | 745.7106 | 871.9248 | 979.5918 | 366.0612
| 4156 | 750.6646 | 688.5663 | 890.8775 | 688.5663 | 688.5663 | 890.8775 | 688.5663 | 688.5663 | 890.8775 | 688.5663 | 980.9524 | 456.3107 | 688.5663 | 890.8775 | 688.5663 | 4156 | 688.5664 | 890.8775 | 980.9524 | 456.3107 | 6574 | 2794 | 3817 | 2548 | 1673 | 5962 | 2668 | 3602 | 745.7106 | 871.9238 | 979.5918 | 365.9568
| 4157 | 762.5131 | 691.1616 | 902.0239 | 691.1616 | 691.1616 | 902.0239 | 691.1616 | 691.1616 | 902.0239 | 691.1616 | 980.9524 | 556.8431 | 691.1616 | 902.0239 | 691.1616 | 4157 | 691.1616 | 902.0239 | 980.9524 | 556.8431 | 6457 | 1964 | 3816 | 1229 | 7133 | 6716 | 2662 | 8531 | 745.6625 | 871.9084 | 979.5918 | 365.8002
| 4158 | 776.1637 | 720.8151 | 934.2049 | 720.8151 | 720.8151 | 934.2049 | 720.8151 | 720.8151 | 934.2049 | 720.8151 | 987.7551 | 375.1957 | 720.8151 | 934.2049 | 720.8151 | 4158 | 720.8151 | 934.205 | 987.7551 | 375.1957 | 5201 | 391 | 1547 | 3965 | 8630 | 2403 | 2655 | 8392 | 745.6145 | 871.837 | 979.5918 | 365.8002
| 4159 | 766.7687 | 710.7224 | 917.887 | 710.7224 | 710.7224 | 917.887 | 710.7224 | 710.7224 | 917.887 | 710.7224 | 976.8707 | 400.5637 | 710.7224 | 917.887 | 710.7224 | 4159 | 710.7224 | 917.887 | 976.8708 | 400.5637 | 5611 | 1088 | 5068 | 3481 | 8213 | 2173 | 2641 | 8224 | 745.6145 | 871.837 | 979.5918 | 365.8002
| 4160 | 773.4928 | 726.246 | 929.0602 | 726.246 | 726.246 | 929.0602 | 726.246 | 726.246 | 929.0602 | 726.246 | 978.2313 | 324.4598 | 726.246 | 929.0602 | 726.246 | 4160 | 726.246 | 929.0602 | 978.2313 | 324.4598 | 4959 | 554 | 4552 | 4958 | 6856 | 5031 | 2500 | 4325 | 745.6145 | 871.8095 | 979.5918 | 365.8002
| 4161 | 783.7182 | 740.6161 | 938.0441 | 740.6161 | 740.6161 | 938.0441 | 740.6161 | 740.6161 | 938.0441 | 740.6161 | 971.4286 | 323.5202 | 740.6161 | 938.0441 | 740.6161 | 4161 | 740.6161 | 938.0441 | 971.4286 | 323.5202 | 4363 | 281 | 6714 | 4980 | 1408 | 7227 | 2494 | 4283 | 745.6145 | 871.7734 | 979.5918 | 365.8002
| 4162 | 791.6935 | 760.3691 | 927.92 | 760.3691 | 760.3691 | 927.92 | 760.3691 | 760.3691 | 927.92 | 760.3691 | 960.5442 | 328.5312 | 760.3691 | 927.92 | 760.3691 | 4162 | 760.3691 | 927.92 | 960.5442 | 328.5312 | 3612 | 599 | 8243 | 4870 | 677 | 9 | 2487 | 3760 | 745.6145 | 871.7408 | 979.5918 | 365.8002
| 4163 | 806.5007 | 757.4374 | 945.6675 | 757.4374 | 757.4374 | 945.6675 | 757.4374 | 757.4374 | 945.6675 | 757.4374 | 976.8707 | 471.9699 | 757.4374 | 945.6675 | 757.4374 | 4163 | 757.4374 | 945.6675 | 976.8708 | 471.9699 | 3728 | 131 | 5067 | 2270 | 8607 | 3375 | 2473 | 2678 | 745.5664 | 871.7237 | 979.5918 | 365.8002
| 4164 | 775.0035 | 715.3362 | 945.7344 | 715.3362 | 715.3362 | 945.7344 | 715.3362 | 715.3362 | 945.7344 | 715.3362 | 967.3469 | 377.0749 | 715.3362 | 945.7344 | 715.3362 | 4164 | 715.3362 | 945.7344 | 967.3469 | 377.0749 | 5416 | 129 | 7622 | 3915 | 7978 | 2726 | 2332 | 688 | 745.4703 | 871.7069 | 979.5918 | 365.8002
| 4165 | 790.0971 | 755.7553 | 936.6626 | 755.7553 | 755.7553 | 936.6626 | 755.7553 | 755.7553 | 936.6626 | 755.7553 | 940.1361 | 328.5312 | 755.7553 | 936.6626 | 755.7553 | 4165 | 755.7553 | 936.6626 | 940.1361 | 328.5312 | 3796 | 322 | 8682 | 4869 | 2739 | 5601 | 2326 | 4451 | 745.4703 | 871.6767 | 979.5918 | 365.6436
| 4166 | 789.2617 | 722.4492 | 933.8209 | 722.4492 | 722.4492 | 933.8209 | 722.4492 | 722.4492 | 933.8209 | 722.4492 | 946.9388 | 587.8484 | 722.4492 | 933.8209 | 722.4492 | 4166 | 722.4492 | 933.8209 | 946.9388 | 587.8484 | 5122 | 408 | 8579 | 948 | 6625 | 8073 | 2319 | 3335 | 745.4222 | 871.6726 | 979.5918 | 365.487
| 4167 | 781.4497 | 721.9205 | 931.6308 | 721.9205 | 721.9205 | 931.6308 | 721.9205 | 721.9205 | 931.6308 | 721.9205 | 979.5918 | 458.8162 | 721.9205 | 931.6308 | 721.9205 | 4167 | 721.9205 | 931.6308 | 979.5918 | 458.8162 | 5151 | 473 | 4122 | 2505 | 5015 | 537 | 2305 | 3188 | 745.3742 | 871.6726 | 979.5918 | 365.487
| 4168 | 784.2361 | 714.6153 | 931.1277 | 714.6153 | 714.6153 | 931.1277 | 714.6153 | 714.6153 | 931.1277 | 714.6153 | 970.068 | 567.8046 | 714.6153 | 931.1277 | 714.6153 | 4168 | 714.6153 | 931.1277 | 970.068 | 567.8046 | 5439 | 486 | 7106 | 1123 | 8675 | 3723 | 2164 | 1218 | 745.278 | 871.6669 | 979.5918 | 365.487
| 4169 | 782.4467 | 714.5672 | 921.5403 | 714.5672 | 714.5672 | 921.5403 | 714.5672 | 714.5672 | 921.5403 | 714.5672 | 972.7891 | 578.7661 | 714.5672 | 921.5403 | 714.5672 | 4169 | 714.5672 | 921.5403 | 972.7891 | 578.7661 | 5441 | 907 | 6323 | 1015 | 7181 | 2722 | 2158 | 4925 | 745.278 | 871.6514 | 979.5918 | 365.4479
| 4170 | 816.5416 | 779.0647 | 939.9511 | 779.0647 | 779.0647 | 939.9511 | 779.0647 | 779.0647 | 939.9511 | 779.0647 | 986.3946 | 452.8656 | 779.0647 | 939.9511 | 779.0647 | 4170 | 779.0647 | 939.9511 | 986.3946 | 452.8656 | 2914 | 236 | 1909 | 2614 | 5298 | 1986 | 2151 | 8601 | 745.278 | 871.644 | 979.5918 | 365.1738
| 4171 | 838.5678 | 820.0606 | 925.1177 | 820.0606 | 820.0606 | 925.1177 | 820.0606 | 820.0606 | 925.1177 | 820.0606 | 970.068 | 508.9258 | 820.0606 | 925.1177 | 820.0606 | 4171 | 820.0606 | 925.1177 | 970.068 | 508.9258 | 1631 | 727 | 7105 | 1779 | 761 | 7420 | 2137 | 6800 | 745.278 | 871.6419 | 979.5918 | 365.1738
| 4172 | 854.583 | 831.6913 | 916.8476 | 831.6913 | 831.6913 | 916.8476 | 831.6913 | 831.6913 | 916.8476 | 831.6913 | 983.6735 | 659.5678 | 831.6913 | 916.8476 | 831.6913 | 4172 | 831.6913 | 916.8476 | 983.6735 | 659.5678 | 1371 | 1138 | 2758 | 456 | 43 | 364 | 1996 | 4205 | 745.278 | 871.6419 | 979.5918 | 365.1738
| 4173 | 854.0394 | 828.4231 | 934.4001 | 828.4231 | 828.4231 | 934.4001 | 828.4231 | 828.4231 | 934.4001 | 828.4231 | 983.6735 | 607.8923 | 828.4231 | 934.4001 | 828.4231 | 4173 | 828.4231 | 934.4002 | 983.6735 | 607.8923 | 1442 | 381 | 2757 | 769 | 8273 | 1764 | 1990 | 8558 | 745.23 | 871.6062 | 979.5918 | 364.8606
| 4174 | 801.6664 | 799.1061 | 870.6458 | 799.1061 | 799.1061 | 870.6458 | 799.1061 | 799.1061 | 870.6458 | 799.1061 | 979.5918 | 368.3057 | 799.1061 | 870.6458 | 799.1061 | 4174 | 799.1061 | 870.6458 | 979.5918 | 368.3057 | 2236 | 4237 | 4121 | 4112 | 4314 | 7222 | 1983 | 6576 | 745.1819 | 871.5698 | 979.5918 | 364.8606
| 4175 | 761.6328 | 759.3598 | 776.3972 | 759.3598 | 759.3598 | 776.3972 | 759.3598 | 759.3598 | 776.3972 | 759.3598 | 993.1973 | 489.1951 | 759.3598 | 776.3972 | 759.3598 | 4175 | 759.3598 | 776.3972 | 993.1973 | 489.1951 | 3646 | 7202 | 653 | 2026 | 2962 | 6252 | 1969 | 5689 | 745.1819 | 871.5423 | 979.5918 | 364.8606
| 4176 | 764.3537 | 758.0141 | 771.1321 | 758.0141 | 758.0141 | 771.1321 | 758.0141 | 758.0141 | 771.1321 | 758.0141 | 982.3129 | 569.9969 | 758.0141 | 771.1321 | 758.0141 | 4176 | 758.0141 | 771.1321 | 982.3129 | 569.9969 | 3694 | 7241 | 3352 | 1109 | 1838 | 5604 | 1828 | 4948 | 745.1819 | 871.5111 | 979.5918 | 364.8606
| 4177 | 774.7163 | 706.1085 | 925.4546 | 706.1085 | 706.1085 | 925.4546 | 706.1085 | 706.1085 | 925.4546 | 706.1085 | 994.5578 | 500.783 | 706.1085 | 925.4546 | 706.1085 | 4177 | 706.1085 | 925.4547 | 994.5578 | 500.783 | 5821 | 710 | 498 | 1881 | 4338 | 7947 | 1822 | 3231 | 745.1339 | 871.5064 | 979.5918 | 364.8606
| 4178 | 770.6884 | 691.4981 | 938.4665 | 691.4981 | 691.4981 | 938.4665 | 691.4981 | 691.4981 | 938.4665 | 691.4981 | 990.4762 | 513.3104 | 691.4981 | 938.4665 | 691.4981 | 4178 | 691.4981 | 938.4665 | 990.4762 | 513.3104 | 6444 | 270 | 1044 | 1733 | 7756 | 4871 | 1815 | 1835 | 745.0858 | 871.5021 | 979.5918 | 364.8606
| 4179 | 766.0402 | 663.9112 | 941.5735 | 663.9112 | 663.9112 | 941.5735 | 663.9112 | 663.9112 | 941.5735 | 663.9112 | 975.5102 | 671.4688 | 663.9112 | 941.5735 | 663.9112 | 4179 | 663.9112 | 941.5735 | 975.5102 | 671.4688 | 7472 | 199 | 5485 | 397 | 850 | 7257 | 1801 | 5939 | 745.0377 | 871.4955 | 979.5918 | 364.5475
| 4180 | 754.53 | 681.982 | 932.5567 | 681.982 | 681.982 | 932.5567 | 681.982 | 681.982 | 932.5567 | 681.982 | 979.5918 | 397.7451 | 681.982 | 932.5567 | 681.982 | 4180 | 681.982 | 932.5567 | 979.5918 | 397.7451 | 6872 | 446 | 4120 | 3531 | 751 | 7413 | 1660 | 7515 | 745.0377 | 871.4772 | 979.5918 | 364.3909
| 4181 | 761.6652 | 688.326 | 929.2316 | 688.326 | 688.326 | 929.2316 | 688.326 | 688.326 | 929.2316 | 688.326 | 985.034 | 454.7448 | 688.326 | 929.2316 | 688.326 | 4181 | 688.326 | 929.2316 | 985.034 | 454.7448 | 6587 | 550 | 2248 | 2577 | 68 | 357 | 1654 | 2014 | 744.9897 | 871.4772 | 979.5918 | 364.3909
| 4182 | 726.3491 | 648.1953 | 928.3089 | 648.1953 | 648.1953 | 928.3089 | 648.1953 | 648.1953 | 928.3089 | 648.1953 | 965.9864 | 304.1027 | 648.1953 | 928.3089 | 648.1953 | 4182 | 648.1953 | 928.3089 | 965.9864 | 304.1027 | 7893 | 585 | 7881 | 5502 | 8439 | 929 | 1647 | 8571 | 744.9416 | 871.4668 | 979.5918 | 364.3517
| 4183 | 762.4949 | 694.1895 | 936.8288 | 694.1895 | 694.1895 | 936.8288 | 694.1895 | 694.1895 | 936.8288 | 694.1895 | 978.2313 | 395.866 | 694.1895 | 936.8288 | 694.1895 | 4183 | 694.1895 | 936.8288 | 978.2313 | 395.866 | 6327 | 317 | 4551 | 3564 | 7116 | 7772 | 1633 | 8602 | 744.9416 | 871.435 | 979.5918 | 364.2343
| 4184 | 760.7082 | 692.9399 | 919.5536 | 692.9399 | 692.9399 | 919.5536 | 692.9399 | 692.9399 | 919.5536 | 692.9399 | 980.9524 | 447.2283 | 692.9399 | 919.5536 | 692.9399 | 4184 | 692.9399 | 919.5536 | 980.9524 | 447.2283 | 6381 | 1002 | 3815 | 2710 | 6515 | 7933 | 1492 | 7284 | 744.9416 | 871.4067 | 979.5918 | 364.2343
| 4185 | 742.5388 | 701.1583 | 863.2209 | 701.1583 | 701.1583 | 863.2209 | 701.1583 | 701.1583 | 863.2209 | 701.1583 | 982.3129 | 351.0805 | 701.1583 | 863.2209 | 701.1583 | 4185 | 701.1583 | 863.2209 | 982.3129 | 351.0805 | 6042 | 4754 | 3351 | 4437 | 1919 | 5947 | 1486 | 5530 | 744.8935 | 871.4041 | 979.5918 | 364.2343
| 4186 | 741.2337 | 732.2536 | 774.1507 | 732.2536 | 732.2536 | 774.1507 | 732.2536 | 732.2536 | 774.1507 | 732.2536 | 978.2313 | 444.4096 | 732.2536 | 774.1507 | 732.2536 | 4186 | 732.2536 | 774.1507 | 978.2313 | 444.4097 | 4729 | 7219 | 4550 | 2763 | 2814 | 4684 | 1479 | 4135 | 744.8455 | 871.3365 | 979.5918 | 364.2343
| 4187 | 724.9619 | 697.6979 | 768.6573 | 697.6979 | 697.6979 | 768.6573 | 697.6979 | 697.6979 | 768.6573 | 697.6979 | 974.1497 | 519.1043 | 697.6979 | 768.6573 | 697.6979 | 4187 | 697.6979 | 768.6573 | 974.1497 | 519.1043 | 6169 | 7262 | 5905 | 1651 | 3641 | 75 | 1465 | 1170 | 744.7974 | 871.3183 | 979.5918 | 364.2343
| 4188 | 721.2001 | 705.0992 | 752.9488 | 705.0992 | 705.0992 | 752.9488 | 705.0992 | 705.0992 | 752.9488 | 705.0992 | 983.6735 | 460.5387 | 705.0992 | 752.9488 | 705.0992 | 4188 | 705.0992 | 752.9488 | 983.6735 | 460.5387 | 5872 | 7436 | 2756 | 2476 | 4199 | 7345 | 1324 | 6263 | 744.7494 | 871.3143 | 979.5918 | 363.9211
| 4189 | 717.2583 | 695.0065 | 744.4599 | 695.0065 | 695.0065 | 744.4599 | 695.0065 | 695.0065 | 744.4599 | 695.0065 | 965.9864 | 537.7388 | 695.0065 | 744.4599 | 695.0065 | 4189 | 695.0065 | 744.4599 | 965.9864 | 537.7388 | 6288 | 7544 | 7880 | 1435 | 3288 | 289 | 1318 | 3944 | 744.7494 | 871.3143 | 979.5918 | 363.9211
| 4190 | 719.0527 | 700.4854 | 752.2675 | 700.4854 | 700.4854 | 752.2675 | 700.4854 | 700.4854 | 752.2675 | 700.4854 | 991.8367 | 461.948 | 700.4854 | 752.2675 | 700.4854 | 4190 | 700.4854 | 752.2675 | 991.8367 | 461.948 | 6062 | 7448 | 866 | 2447 | 5951 | 7504 | 1311 | 3304 | 744.7013 | 871.2913 | 979.5918 | 363.9211
| 4191 | 730.0481 | 709.8092 | 744.3334 | 709.8092 | 709.8092 | 758.7995 | 709.8092 | 709.8092 | 744.3334 | 709.8092 | 970.068 | 580.332 | 709.8092 | 744.3334 | 709.8092 | 4191 | 709.8092 | 744.3334 | 970.068 | 580.332 | 5653 | 7545 | 7104 | 1005 | 4560 | 448 | 1297 | 8221 | 744.7013 | 871.2913 | 979.5918 | 363.6079
| 4192 | 725.5871 | 721.8724 | 765.3315 | 721.8724 | 721.8724 | 765.3315 | 721.8724 | 721.8724 | 765.3315 | 721.8724 | 983.6735 | 338.2399 | 721.8724 | 765.3315 | 721.8724 | 4192 | 721.8725 | 765.3315 | 983.6735 | 338.2399 | 5153 | 7289 | 2755 | 4679 | 3656 | 6282 | 1156 | 7725 | 744.7013 | 871.2743 | 979.5918 | 363.6079
| 4193 | 736.861 | 724.1313 | 737.9192 | 724.1313 | 724.1313 | 737.9192 | 724.1313 | 724.1313 | 737.9192 | 724.1313 | 989.1156 | 582.2111 | 724.1313 | 737.9192 | 724.1313 | 4193 | 724.1313 | 737.9192 | 989.1157 | 582.2111 | 5052 | 7613 | 1231 | 987 | 3318 | 7633 | 1150 | 7214 | 744.7013 | 871.2683 | 979.5918 | 363.6079
| 4194 | 738.2574 | 730.7156 | 759.2904 | 730.7156 | 730.7156 | 759.2904 | 730.7156 | 730.7156 | 759.2904 | 730.7156 | 982.3129 | 470.404 | 730.7156 | 759.2904 | 730.7156 | 4194 | 730.7156 | 759.2904 | 982.3129 | 470.404 | 4792 | 7355 | 3350 | 2300 | 2263 | 6705 | 1143 | 6156 | 744.7013 | 871.2532 | 979.5918 | 363.6079
| 4195 | 776.1563 | 786.7545 | 768.8973 | 786.7545 | 786.7545 | 768.8973 | 786.7545 | 786.7545 | 768.8973 | 786.7545 | 982.3129 | 514.2499 | 786.7545 | 768.8973 | 786.7545 | 4195 | 786.7545 | 768.8973 | 982.3129 | 514.2499 | 2654 | 7261 | 3349 | 1721 | 6594 | 8446 | 1129 | 4676 | 744.6532 | 871.2419 | 979.5918 | 363.6079
| 4196 | 786.6018 | 798.5774 | 734.5661 | 798.5774 | 798.5774 | 734.5661 | 798.5774 | 798.5774 | 734.5661 | 798.5774 | 991.8367 | 693.705 | 798.5774 | 734.5661 | 798.5774 | 4196 | 798.5774 | 734.5661 | 991.8367 | 693.705 | 2251 | 7644 | 865 | 308 | 3677 | 5827 | 988 | 3790 | 744.6532 | 871.2094 | 979.5918 | 363.6079
| 4197 | 773.0643 | 793.7233 | 750.5632 | 793.7233 | 793.7233 | 750.5632 | 793.7233 | 793.7233 | 750.5632 | 793.7233 | 974.1497 | 496.7116 | 793.7233 | 750.5632 | 793.7233 | 4197 | 793.7233 | 750.5632 | 974.1497 | 496.7116 | 2418 | 7462 | 5904 | 1940 | 3858 | 7748 | 982 | 2995 | 744.6052 | 871.1726 | 979.5918 | 363.6079
| 4198 | 766.8553 | 784.3995 | 726.0016 | 784.3995 | 784.3995 | 726.0016 | 784.3995 | 784.3995 | 726.0016 | 784.3995 | 971.4286 | 585.3429 | 784.3995 | 726.0016 | 784.3995 | 4198 | 784.3995 | 726.0016 | 971.4286 | 585.3429 | 2719 | 7729 | 6713 | 967 | 3834 | 7175 | 975 | 1524 | 744.6052 | 871.1649 | 979.5918 | 363.6079
| 4199 | 768.8827 | 744.7494 | 747.4017 | 744.7494 | 744.7494 | 747.4017 | 744.7494 | 744.7494 | 747.4017 | 744.7494 | 987.7551 | 829.0009 | 744.7494 | 747.4017 | 744.7494 | 4199 | 744.7494 | 747.4017 | 987.7551 | 829.0009 | 4188 | 7515 | 1546 | 31 | 8066 | 4966 | 961 | 685 | 744.5091 | 871.1488 | 979.5918 | 363.6079
| 4200 | 745.3714 | 741.3371 | 744.7059 | 741.3371 | 741.3371 | 744.7059 | 741.3371 | 741.3371 | 744.7059 | 741.3371 | 978.2313 | 547.4475 | 741.3371 | 744.7059 | 741.3371 | 4200 | 741.3371 | 744.706 | 978.2313 | 547.4475 | 4341 | 7540 | 4549 | 1324 | 6049 | 7129 | 820 | 8465 | 744.5091 | 871.1472 | 979.5918 | 363.4317
| 4201 | 717.6169 | 657.7113 | 757.4448 | 657.7113 | 657.7113 | 757.4448 | 657.7113 | 657.7113 | 757.4448 | 657.7113 | 989.1156 | 766.0507 | 657.7113 | 757.4448 | 657.7113 | 4201 | 657.7114 | 757.4448 | 989.1157 | 766.0507 | 7638 | 7383 | 1230 | 105 | 530 | 7547 | 814 | 7584 | 744.5091 | 871.1405 | 979.5918 | 363.2947
| 4202 | 756.981 | 665.0646 | 898.6092 | 665.0646 | 665.0646 | 898.6092 | 665.0646 | 665.0646 | 898.6092 | 665.0646 | 972.7891 | 709.9906 | 665.0646 | 898.6092 | 665.0646 | 4202 | 665.0646 | 898.6092 | 972.7891 | 709.9906 | 7436 | 2215 | 6322 | 245 | 8632 | 7396 | 807 | 3823 | 744.461 | 871.1001 | 979.5918 | 363.2947
| 4203 | 742.0783 | 673.8117 | 910.5573 | 673.8117 | 673.8117 | 910.5573 | 673.8117 | 673.8117 | 910.5573 | 673.8117 | 987.7551 | 368.6189 | 673.8117 | 910.5573 | 673.8117 | 4203 | 673.8117 | 910.5573 | 987.7551 | 368.6189 | 7186 | 1456 | 1545 | 4102 | 6979 | 340 | 793 | 3464 | 744.461 | 871.1 | 979.5918 | 363.2947
| 4204 | 742.0456 | 677.3682 | 902.3875 | 677.3682 | 677.3682 | 902.3875 | 677.3682 | 677.3682 | 902.3875 | 677.3682 | 991.8367 | 368.3057 | 677.3682 | 902.3875 | 677.3682 | 4204 | 677.3682 | 902.3875 | 991.8367 | 368.3057 | 7033 | 1939 | 864 | 4111 | 4554 | 6727 | 652 | 2154 | 744.461 | 871.0535 | 979.5918 | 363.2947
| 4205 | 737.4983 | 673.4272 | 899.899 | 673.4272 | 673.4272 | 899.899 | 673.4272 | 673.4272 | 899.899 | 673.4272 | 972.7891 | 365.1738 | 673.4272 | 899.899 | 673.4272 | 4205 | 673.4272 | 899.899 | 972.7891 | 365.1738 | 7198 | 2122 | 6321 | 4172 | 4326 | 476 | 646 | 7178 | 744.461 | 871.012 | 979.5918 | 363.0011
| 4206 | 715.5902 | 635.5553 | 919.5485 | 635.5553 | 635.5553 | 919.5485 | 635.5553 | 635.5553 | 919.5485 | 635.5553 | 985.034 | 270.5919 | 635.5553 | 919.5485 | 635.5553 | 4206 | 635.5553 | 919.5485 | 985.034 | 270.5919 | 8140 | 1004 | 2247 | 6742 | 3245 | 7694 | 639 | 8202 | 744.461 | 871.0071 | 979.5918 | 362.9815
| 4207 | 734.5579 | 674.869 | 908.1232 | 674.869 | 674.869 | 908.1232 | 674.869 | 674.869 | 908.1232 | 674.869 | 975.5102 | 276.8556 | 674.869 | 908.1232 | 674.869 | 4207 | 674.869 | 908.1232 | 975.5102 | 276.8556 | 7147 | 1599 | 5484 | 6499 | 8643 | 728 | 625 | 8152 | 744.4129 | 870.9988 | 979.5918 | 362.9815
| 4208 | 744.9444 | 680.6844 | 906.141 | 680.6844 | 680.6844 | 906.141 | 680.6844 | 680.6844 | 906.141 | 680.6844 | 983.6735 | 375.5089 | 680.6844 | 906.141 | 680.6844 | 4208 | 680.6844 | 906.141 | 983.6735 | 375.5089 | 6918 | 1725 | 2754 | 3958 | 6832 | 66 | 484 | 6057 | 744.4129 | 870.9988 | 979.5918 | 362.9815
| 4209 | 751.8763 | 688.7586 | 914.8319 | 688.7586 | 688.7586 | 914.8319 | 688.7586 | 688.7586 | 914.8319 | 688.7586 | 978.2313 | 378.6408 | 688.7586 | 914.8319 | 688.7586 | 4209 | 688.7586 | 914.8319 | 978.2313 | 378.6408 | 6563 | 1228 | 4548 | 3887 | 3713 | 8142 | 478 | 5731 | 744.4129 | 870.9988 | 979.5918 | 362.9815
| 4210 | 733.537 | 675.0613 | 891.2709 | 675.0613 | 675.0613 | 891.2709 | 675.0613 | 675.0613 | 891.2709 | 675.0613 | 978.2313 | 325.7125 | 675.0613 | 891.2709 | 675.0613 | 4210 | 675.0613 | 891.2709 | 978.2313 | 325.7125 | 7138 | 2761 | 4547 | 4933 | 2020 | 606 | 471 | 5513 | 744.4129 | 870.9988 | 979.5918 | 362.9815
| 4211 | 756.0112 | 681.7417 | 897.4587 | 681.7417 | 681.7417 | 897.4587 | 681.7417 | 681.7417 | 897.4587 | 681.7417 | 974.1497 | 566.2386 | 681.7417 | 897.4587 | 681.7417 | 4211 | 681.7417 | 897.4587 | 974.1497 | 566.2387 | 6880 | 2291 | 5903 | 1131 | 6519 | 2997 | 457 | 3390 | 744.3649 | 870.9689 | 979.5918 | 362.9815
| 4212 | 755.9024 | 677.2721 | 910.896 | 677.2721 | 677.2721 | 910.896 | 677.2721 | 677.2721 | 910.896 | 677.2721 | 976.8707 | 544.0025 | 677.2721 | 910.896 | 677.2721 | 4212 | 677.2721 | 910.896 | 976.8708 | 544.0025 | 7037 | 1433 | 5066 | 1361 | 3216 | 3923 | 316 | 3037 | 744.3649 | 870.9559 | 979.5918 | 362.9815
| 4213 | 795.8656 | 709.7131 | 943.1571 | 709.7131 | 709.7131 | 943.1571 | 709.7131 | 709.7131 | 943.1571 | 709.7131 | 983.6735 | 708.1115 | 709.7131 | 943.1571 | 709.7131 | 4213 | 709.7131 | 943.1572 | 983.6735 | 708.1115 | 5654 | 167 | 2753 | 251 | 2896 | 8447 | 310 | 2546 | 744.3649 | 870.9536 | 979.5918 | 362.9815
| 4214 | 770.9578 | 691.3539 | 942.5731 | 691.3539 | 691.3539 | 942.5731 | 691.3539 | 691.3539 | 942.5731 | 691.3539 | 983.6735 | 508.6126 | 691.3539 | 942.5731 | 691.3539 | 4214 | 691.3539 | 942.5731 | 983.6735 | 508.6126 | 6449 | 183 | 2752 | 1784 | 2056 | 815 | 303 | 1526 | 744.3649 | 870.935 | 979.5918 | 362.9815
| 4215 | 775.4153 | 699.7645 | 933.2447 | 699.7645 | 699.7645 | 933.2447 | 699.7645 | 699.7645 | 933.2447 | 699.7645 | 970.068 | 554.6508 | 699.7645 | 933.2447 | 699.7645 | 4215 | 699.7645 | 933.2447 | 970.068 | 554.6508 | 6093 | 420 | 7103 | 1252 | 5703 | 5019 | 289 | 1339 | 744.3168 | 870.932 | 979.5918 | 362.9815
| 4216 | 773.1891 | 712.02 | 929.9336 | 712.02 | 712.02 | 929.9336 | 712.02 | 712.02 | 929.9336 | 712.02 | 976.8707 | 431.8822 | 712.02 | 929.9336 | 712.02 | 4216 | 712.02 | 929.9336 | 976.8708 | 431.8822 | 5546 | 523 | 5065 | 2966 | 4122 | 2508 | 148 | 666 | 744.3168 | 870.9236 | 979.5918 | 362.9815
| 4217 | 784.3244 | 724.4677 | 939.9133 | 724.4677 | 724.4677 | 939.9133 | 724.4677 | 724.4677 | 939.9133 | 724.4677 | 978.2313 | 446.9151 | 724.4677 | 939.9133 | 724.4677 | 4217 | 724.4677 | 939.9133 | 978.2313 | 446.9151 | 5032 | 237 | 4546 | 2719 | 2730 | 710 | 142 | 616 | 744.3168 | 870.898 | 979.5918 | 362.9815
| 4218 | 790.4641 | 730.0428 | 936.1294 | 730.0428 | 730.0428 | 936.1294 | 730.0428 | 730.0428 | 936.1294 | 730.0428 | 983.6735 | 497.9643 | 730.0428 | 936.1294 | 730.0428 | 4218 | 730.0428 | 936.1294 | 983.6735 | 497.9643 | 4819 | 333 | 2751 | 1924 | 7644 | 4960 | 135 | 7513 | 744.2688 | 870.8961 | 979.5918 | 362.7858
| 4219 | 821.0319 | 809.2469 | 948.8418 | 809.2469 | 809.2469 | 948.8418 | 809.2469 | 809.2469 | 948.8418 | 809.2469 | 927.8912 | 297.2127 | 809.2469 | 948.8418 | 809.2469 | 4219 | 809.2469 | 948.8418 | 927.8912 | 297.2127 | 1930 | 86 | 8735 | 5725 | 7041 | 1332 | 121 | 8495 | 744.2688 | 870.894 | 979.5918 | 362.7466
| 4220 | 818.7152 | 801.1727 | 937.2041 | 801.1727 | 801.1727 | 937.2041 | 801.1727 | 801.1727 | 937.2041 | 801.1727 | 968.7075 | 335.108 | 801.1727 | 937.2041 | 801.1727 | 4220 | 801.1727 | 937.2041 | 968.7075 | 335.1081 | 2173 | 299 | 7385 | 4745 | 4530 | 6920 | 8753 | 6007 | 744.2688 | 870.8733 | 978.2313 | 362.6683
| 4221 | 798.8293 | 781.66 | 857.1504 | 781.66 | 781.66 | 857.1504 | 781.66 | 781.66 | 857.1504 | 781.66 | 960.5442 | 541.1838 | 781.66 | 857.1504 | 781.66 | 4221 | 781.66 | 857.1505 | 960.5442 | 541.1838 | 2813 | 5178 | 8242 | 1390 | 2021 | 7910 | 8746 | 4810 | 744.2688 | 870.8629 | 978.2313 | 362.6683
| 4222 | 768.1106 | 762.676 | 773.1618 | 762.676 | 762.676 | 773.1618 | 762.676 | 762.676 | 773.1618 | 762.676 | 974.1497 | 585.3429 | 762.676 | 773.1618 | 762.676 | 4222 | 762.676 | 773.1618 | 974.1497 | 585.3429 | 3535 | 7231 | 5902 | 966 | 1168 | 3604 | 8745 | 2856 | 744.2688 | 870.8349 | 978.2313 | 362.6683
| 4223 | 723.8082 | 704.9551 | 758.1521 | 704.9551 | 704.9551 | 758.1521 | 704.9551 | 704.9551 | 758.1521 | 704.9551 | 980.9524 | 480.1127 | 704.9551 | 758.1521 | 704.9551 | 4223 | 704.9551 | 758.1521 | 980.9524 | 480.1128 | 5874 | 7371 | 3814 | 2152 | 894 | 2942 | 8736 | 2663 | 744.2688 | 870.8349 | 978.2313 | 362.6683
| 4224 | 732.67 | 698.563 | 753.7542 | 698.563 | 698.563 | 753.7542 | 698.563 | 698.563 | 753.7542 | 698.563 | 971.4286 | 682.4303 | 698.563 | 753.7542 | 698.563 | 4224 | 698.563 | 753.7543 | 971.4286 | 682.4303 | 6144 | 7424 | 6712 | 346 | 6709 | 8162 | 8722 | 7982 | 744.2207 | 870.8091 | 978.2313 | 362.3552
| 4225 | 675.1206 | 627.0005 | 754.6238 | 627.0005 | 627.0005 | 754.6238 | 627.0005 | 627.0005 | 754.6238 | 627.0005 | 968.7075 | 448.4811 | 627.0005 | 754.6238 | 627.0005 | 4225 | 627.0005 | 754.6238 | 968.7075 | 448.4811 | 8273 | 7419 | 7384 | 2687 | 6697 | 626 | 8719 | 7229 | 744.2207 | 870.8091 | 978.2313 | 362.3552
| 4226 | 721.7676 | 645.552 | 897.2547 | 645.552 | 645.552 | 897.2547 | 645.552 | 645.552 | 897.2547 | 645.552 | 967.3469 | 383.9649 | 645.552 | 897.2547 | 645.552 | 4226 | 645.552 | 897.2547 | 967.3469 | 383.9649 | 7935 | 2298 | 7621 | 3777 | 6305 | 2007 | 8696 | 6175 | 744.2207 | 870.8007 | 978.2313 | 362.3552
| 4227 | 715.0539 | 648.1953 | 892.5339 | 648.1953 | 648.1953 | 892.5339 | 648.1953 | 648.1953 | 892.5339 | 648.1953 | 965.9864 | 289.0698 | 648.1953 | 892.5339 | 648.1953 | 4227 | 648.1953 | 892.5339 | 965.9864 | 289.0698 | 7892 | 2665 | 7879 | 6006 | 1217 | 7755 | 8687 | 3841 | 744.2207 | 870.7784 | 978.2313 | 362.3552
| 4228 | 738.8136 | 656.1734 | 893.3954 | 656.1734 | 656.1734 | 893.3954 | 656.1734 | 656.1734 | 893.3954 | 656.1734 | 963.2653 | 557.1563 | 656.1734 | 893.3954 | 656.1734 | 4228 | 656.1734 | 893.3954 | 963.2653 | 557.1563 | 7687 | 2602 | 8112 | 1225 | 8693 | 1177 | 8660 | 1694 | 744.1726 | 870.7422 | 978.2313 | 362.3552
| 4229 | 716.0767 | 606.6228 | 938.5202 | 606.6228 | 606.6228 | 938.5202 | 606.6228 | 606.6228 | 938.5202 | 606.6228 | 963.2653 | 454.7448 | 606.6228 | 938.5202 | 606.6228 | 4229 | 606.6228 | 938.5202 | 963.2653 | 454.7448 | 8566 | 267 | 8111 | 2576 | 8550 | 829 | 8628 | 8473 | 744.1726 | 870.7322 | 978.2313 | 362.1464
| 4230 | 697.968 | 601.4322 | 929.1566 | 601.4322 | 601.4322 | 929.1566 | 601.4322 | 601.4322 | 929.1566 | 601.4322 | 965.9864 | 277.482 | 601.4322 | 929.1566 | 601.4322 | 4230 | 601.4322 | 929.1566 | 965.9864 | 277.482 | 8620 | 552 | 7878 | 6474 | 6640 | 7485 | 8624 | 8561 | 744.1726 | 870.7098 | 978.2313 | 362.042
| 4231 | 722.1904 | 640.6978 | 947.5448 | 640.6978 | 640.6978 | 947.5448 | 640.6978 | 640.6978 | 947.5448 | 640.6978 | 957.8231 | 237.0811 | 640.6978 | 947.5448 | 640.6978 | 4231 | 640.6978 | 947.5448 | 957.8231 | 237.0811 | 8036 | 102 | 8371 | 7877 | 2573 | 429 | 8604 | 4651 | 744.1726 | 870.7098 | 978.2313 | 362.042
| 4232 | 721.3588 | 662.3252 | 907.0244 | 662.3252 | 662.3252 | 907.0244 | 662.3252 | 662.3252 | 907.0244 | 662.3252 | 945.5782 | 226.746 | 662.3252 | 907.0244 | 662.3252 | 4232 | 662.3252 | 907.0244 | 945.5782 | 226.746 | 7520 | 1673 | 8630 | 8138 | 2339 | 8166 | 8585 | 4542 | 744.1726 | 870.7071 | 978.2313 | 362.042
| 4233 | 712.0713 | 636.9491 | 919.4366 | 636.9491 | 636.9491 | 919.4366 | 636.9491 | 636.9491 | 919.4366 | 636.9491 | 967.3469 | 228.3119 | 636.9491 | 919.4366 | 636.9491 | 4233 | 636.9491 | 919.4366 | 967.3469 | 228.3119 | 8117 | 1012 | 7620 | 8100 | 2211 | 630 | 8578 | 3805 | 744.1726 | 870.7071 | 978.2313 | 362.042
| 4234 | 696.1602 | 597.4912 | 945.1446 | 597.4912 | 597.4912 | 945.1446 | 597.4912 | 597.4912 | 945.1446 | 597.4912 | 964.6259 | 221.1087 | 597.4912 | 945.1446 | 597.4912 | 4234 | 597.4912 | 945.1446 | 964.6259 | 221.1087 | 8654 | 139 | 8006 | 8261 | 235 | 1072 | 8577 | 2460 | 744.1726 | 870.6578 | 978.2313 | 362.042
| 4235 | 697.7056 | 601.1438 | 937.0874 | 601.1438 | 601.1438 | 937.0874 | 601.1438 | 601.1438 | 937.0874 | 601.1438 | 967.3469 | 243.0316 | 601.1438 | 937.0874 | 601.1438 | 4235 | 601.1439 | 937.0874 | 967.3469 | 243.0316 | 8622 | 305 | 7619 | 7703 | 6654 | 6093 | 8568 | 1840 | 744.0765 | 870.6552 | 978.2313 | 362.042
| 4236 | 695.4729 | 598.8369 | 928.9732 | 598.8369 | 598.8369 | 928.9732 | 598.8369 | 598.8369 | 928.9732 | 598.8369 | 978.2313 | 251.8008 | 598.8369 | 928.9732 | 598.8369 | 4236 | 598.8369 | 928.9732 | 978.2313 | 251.8008 | 8640 | 556 | 4545 | 7398 | 8629 | 4923 | 8554 | 4048 | 743.9323 | 870.6464 | 978.2313 | 361.8854
| 4237 | 695.0036 | 604.5081 | 916.5417 | 604.5081 | 604.5081 | 916.5417 | 604.5081 | 604.5081 | 916.5417 | 604.5081 | 970.068 | 257.7513 | 604.5081 | 916.5417 | 604.5081 | 4237 | 604.5081 | 916.5417 | 970.068 | 257.7513 | 8592 | 1158 | 7102 | 7184 | 3576 | 4174 | 8551 | 6362 | 743.8843 | 870.6458 | 978.2313 | 361.7288
| 4238 | 717.1292 | 639.7847 | 926.9489 | 639.7847 | 639.7847 | 926.9489 | 639.7847 | 639.7847 | 926.9489 | 639.7847 | 974.1497 | 239.5866 | 639.7847 | 926.9489 | 639.7847 | 4238 | 639.7847 | 926.9489 | 974.1497 | 239.5866 | 8054 | 645 | 5901 | 7800 | 141 | 236 | 8528 | 3262 | 743.8843 | 870.6085 | 978.2313 | 361.7288
| 4239 | 724.4112 | 651.4154 | 926.9309 | 651.4154 | 651.4154 | 926.9309 | 651.4154 | 651.4154 | 926.9309 | 651.4154 | 972.7891 | 249.9217 | 651.4154 | 926.9309 | 651.4154 | 4239 | 651.4154 | 926.9309 | 972.7891 | 249.9217 | 7811 | 646 | 6320 | 7471 | 4325 | 7435 | 8519 | 1043 | 743.8362 | 870.5946 | 978.2313 | 361.7288
| 4240 | 719.0276 | 640.3134 | 931.6772 | 640.3134 | 640.3134 | 931.6772 | 640.3134 | 640.3134 | 931.6772 | 640.3134 | 970.068 | 247.103 | 640.3134 | 931.6772 | 640.3134 | 4240 | 640.3134 | 931.6772 | 970.068 | 247.103 | 8045 | 471 | 7101 | 7562 | 3712 | 379 | 8492 | 5911 | 743.8362 | 870.5946 | 978.2313 | 361.6505
| 4241 | 716.8054 | 641.7552 | 920.1764 | 641.7552 | 641.7552 | 920.1764 | 641.7552 | 641.7552 | 920.1764 | 641.7552 | 976.8707 | 243.658 | 641.7552 | 920.1764 | 641.7552 | 4241 | 641.7552 | 920.1764 | 976.8708 | 243.658 | 8017 | 973 | 5064 | 7678 | 6279 | 709 | 8460 | 6532 | 743.7882 | 870.5859 | 978.2313 | 361.4156
| 4242 | 748.1328 | 702.9846 | 911.7481 | 702.9846 | 702.9846 | 911.7481 | 702.9846 | 702.9846 | 911.7481 | 702.9846 | 976.8707 | 226.1196 | 702.9846 | 911.7481 | 702.9846 | 4242 | 702.9846 | 911.7481 | 976.8708 | 226.1196 | 5967 | 1385 | 5063 | 8151 | 3496 | 8118 | 8456 | 5864 | 743.7882 | 870.5844 | 978.2313 | 361.4156
| 4243 | 786.0762 | 760.4172 | 932.0465 | 760.4172 | 760.4172 | 932.0465 | 760.4172 | 760.4172 | 932.0465 | 760.4172 | 956.4626 | 237.0811 | 760.4172 | 932.0465 | 760.4172 | 4243 | 760.4172 | 932.0465 | 956.4626 | 237.0811 | 3611 | 457 | 8450 | 7876 | 1058 | 582 | 8436 | 5697 | 743.7881 | 870.5844 | 978.2313 | 361.4156
| 4244 | 781.9049 | 743.5478 | 948.0704 | 743.5478 | 743.5478 | 948.0704 | 743.5478 | 743.5478 | 948.0704 | 743.5478 | 971.4286 | 234.5756 | 743.5478 | 948.0704 | 743.5478 | 4244 | 743.5478 | 948.0704 | 971.4286 | 234.5756 | 4248 | 98 | 6711 | 7945 | 7180 | 222 | 8417 | 1860 | 743.7401 | 870.5711 | 978.2313 | 361.4156
| 4245 | 779.5382 | 747.2485 | 933.5574 | 747.2485 | 747.2485 | 933.5574 | 747.2485 | 747.2485 | 933.5574 | 747.2485 | 975.5102 | 225.8065 | 747.2485 | 933.5574 | 747.2485 | 4245 | 747.2485 | 933.5574 | 975.5102 | 225.8065 | 4109 | 414 | 5483 | 8163 | 969 | 95 | 8410 | 711 | 743.7401 | 870.5615 | 978.2313 | 361.4156
| 4246 | 757.8218 | 703.321 | 942.8164 | 703.321 | 703.321 | 942.8164 | 703.321 | 703.321 | 942.8164 | 703.321 | 983.6735 | 227.9987 | 703.321 | 942.8164 | 703.321 | 4246 | 703.321 | 942.8164 | 983.6735 | 227.9988 | 5941 | 177 | 2750 | 8109 | 7010 | 769 | 8409 | 6579 | 743.692 | 870.5207 | 978.2313 | 361.1024
| 4247 | 713.5258 | 625.5106 | 940.4255 | 625.5106 | 625.5106 | 940.4255 | 625.5106 | 625.5106 | 940.4255 | 625.5106 | 983.6735 | 239.8998 | 625.5106 | 940.4255 | 625.5106 | 4247 | 625.5106 | 940.4255 | 983.6735 | 239.8998 | 8317 | 224 | 2749 | 7794 | 6651 | 6751 | 8400 | 5386 | 743.644 | 870.5201 | 978.2313 | 361.1024
| 4248 | 730.2257 | 656.9424 | 934.2162 | 656.9424 | 656.9424 | 934.2162 | 656.9424 | 656.9424 | 934.2162 | 656.9424 | 975.5102 | 255.2459 | 656.9424 | 934.2162 | 656.9424 | 4248 | 656.9424 | 934.2162 | 975.5102 | 255.2459 | 7664 | 390 | 5482 | 7260 | 4244 | 4816 | 8386 | 2153 | 743.5478 | 870.5193 | 978.2313 | 361.1024
| 4249 | 725.2175 | 647.5705 | 934.756 | 647.5705 | 647.5705 | 934.756 | 647.5705 | 647.5705 | 934.756 | 647.5705 | 970.068 | 263.3887 | 647.5705 | 934.756 | 647.5705 | 4249 | 647.5705 | 934.756 | 970.068 | 263.3887 | 7902 | 375 | 7100 | 6984 | 2576 | 8436 | 8383 | 7916 | 743.5478 | 870.4897 | 978.2313 | 361.0241
| 4250 | 727.3927 | 657.0866 | 929.8089 | 657.0866 | 657.0866 | 929.8089 | 657.0866 | 657.0866 | 929.8089 | 657.0866 | 971.4286 | 236.1416 | 657.0866 | 929.8089 | 657.0866 | 4250 | 657.0866 | 929.8089 | 971.4286 | 236.1416 | 7661 | 528 | 6710 | 7901 | 2335 | 4796 | 8360 | 8482 | 743.4517 | 870.4747 | 978.2313 | 360.8675
| 4251 | 722.4035 | 651.3673 | 920.9689 | 651.3673 | 651.3673 | 920.9689 | 651.3673 | 651.3673 | 920.9689 | 651.3673 | 967.3469 | 251.4876 | 651.3673 | 920.9689 | 651.3673 | 4251 | 651.3673 | 920.969 | 967.3469 | 251.4876 | 7814 | 929 | 7618 | 7411 | 2320 | 6782 | 8351 | 8557 | 743.4517 | 870.4746 | 978.2313 | 360.7892
| 4252 | 727.9947 | 656.2695 | 927.8586 | 656.2695 | 656.2695 | 927.8586 | 656.2695 | 656.2695 | 927.8586 | 656.2695 | 974.1497 | 256.1854 | 656.2695 | 927.8586 | 656.2695 | 4252 | 656.2695 | 927.8586 | 974.1497 | 256.1854 | 7680 | 603 | 5900 | 7236 | 8135 | 2426 | 8324 | 8055 | 743.4037 | 870.4729 | 978.2313 | 360.7892
| 4253 | 737.2947 | 672.7544 | 932.5014 | 672.7544 | 672.7544 | 932.5014 | 672.7544 | 672.7544 | 932.5014 | 672.7544 | 975.5102 | 234.5756 | 672.7544 | 932.5014 | 672.7544 | 4253 | 672.7544 | 932.5014 | 975.5102 | 234.5756 | 7213 | 449 | 5481 | 7944 | 599 | 2182 | 8292 | 5907 | 743.4037 | 870.4729 | 978.2313 | 360.7892
| 4254 | 764.4279 | 717.3067 | 926.3785 | 717.3067 | 717.3067 | 926.3785 | 717.3067 | 717.3067 | 926.3785 | 717.3067 | 983.6735 | 274.3501 | 717.3067 | 926.3785 | 717.3067 | 4254 | 717.3067 | 926.3785 | 983.6735 | 274.3501 | 5340 | 670 | 2748 | 6599 | 3554 | 3705 | 8288 | 2542 | 743.3556 | 870.4673 | 978.2313 | 360.7892
| 4255 | 763.2159 | 707.262 | 942.7226 | 707.262 | 707.262 | 942.7226 | 707.262 | 707.262 | 942.7226 | 707.262 | 982.3129 | 273.7238 | 707.262 | 942.7226 | 707.262 | 4255 | 707.262 | 942.7226 | 982.3129 | 273.7238 | 5763 | 181 | 3348 | 6617 | 3026 | 7778 | 8268 | 519 | 743.3556 | 870.4363 | 978.2313 | 360.7892
| 4256 | 760.7846 | 701.6869 | 945.6788 | 701.6869 | 701.6869 | 945.6788 | 701.6869 | 701.6869 | 945.6788 | 701.6869 | 978.2313 | 276.5424 | 701.6869 | 945.6788 | 701.6869 | 4256 | 701.6869 | 945.6788 | 978.2313 | 276.5424 | 6023 | 130 | 4544 | 6516 | 2871 | 7332 | 8249 | 8459 | 743.3556 | 870.4363 | 978.2313 | 360.6522
| 4257 | 759.9424 | 707.3581 | 924.0656 | 707.3581 | 707.3581 | 924.0656 | 707.3581 | 707.3581 | 924.0656 | 707.3581 | 982.3129 | 301.7538 | 707.3581 | 924.0656 | 707.3581 | 4257 | 707.3581 | 924.0656 | 982.3129 | 301.7538 | 5757 | 768 | 3347 | 5585 | 2461 | 276 | 8242 | 7285 | 743.3075 | 870.4363 | 978.2313 | 360.476
| 4258 | 783.7475 | 715.3362 | 918.4915 | 715.3362 | 715.3362 | 918.4915 | 715.3362 | 715.3362 | 918.4915 | 715.3362 | 986.3946 | 589.4143 | 715.3362 | 918.4915 | 715.3362 | 4258 | 715.3362 | 918.4915 | 986.3946 | 589.4143 | 5415 | 1052 | 1908 | 932 | 1251 | 2980 | 8241 | 7013 | 743.3075 | 870.4279 | 978.2313 | 360.476
| 4259 | 779.9706 | 728.8413 | 934.7165 | 728.8413 | 728.8413 | 934.7165 | 728.8413 | 728.8413 | 934.7165 | 728.8413 | 982.3129 | 367.6793 | 728.8413 | 934.7165 | 728.8413 | 4259 | 728.8413 | 934.7165 | 982.3129 | 367.6793 | 4857 | 376 | 3346 | 4124 | 190 | 4790 | 8225 | 2446 | 743.3075 | 870.4167 | 978.2313 | 360.476
| 4260 | 781.8471 | 715.1439 | 939.2422 | 715.1439 | 715.1439 | 939.2422 | 715.1439 | 715.1439 | 939.2422 | 715.1439 | 978.2313 | 489.5083 | 715.1439 | 939.2422 | 715.1439 | 4260 | 715.1439 | 939.2422 | 978.2313 | 489.5083 | 5418 | 254 | 4543 | 2022 | 5447 | 1070 | 8218 | 2706 | 743.2595 | 870.3425 | 978.2313 | 360.3195
| 4261 | 786.299 | 710.482 | 947.495 | 710.482 | 710.482 | 947.495 | 710.482 | 710.482 | 947.495 | 710.482 | 980.9524 | 553.3981 | 710.482 | 947.495 | 710.482 | 4261 | 710.4821 | 947.495 | 980.9524 | 553.3981 | 5625 | 104 | 3813 | 1264 | 1215 | 4637 | 8217 | 7788 | 743.2595 | 870.3404 | 978.2313 | 360.1629
| 4262 | 785.3862 | 719.0369 | 926.2159 | 719.0369 | 719.0369 | 928.8603 | 719.0369 | 719.0369 | 926.2159 | 719.0369 | 980.9524 | 554.6508 | 719.0369 | 926.2159 | 719.0369 | 4262 | 719.0369 | 926.2159 | 980.9524 | 554.6508 | 5270 | 675 | 3812 | 1251 | 8740 | 146 | 8208 | 4452 | 743.1634 | 870.338 | 978.2313 | 360.0063
| 4263 | 785.0356 | 721.5841 | 910.2256 | 721.5841 | 721.5841 | 910.2256 | 721.5841 | 721.5841 | 910.2256 | 721.5841 | 972.7891 | 604.134 | 721.5841 | 910.2256 | 721.5841 | 4263 | 721.5841 | 910.2256 | 972.7891 | 604.134 | 5169 | 1473 | 6319 | 804 | 8721 | 3224 | 8194 | 8603 | 743.1634 | 870.3226 | 978.2313 | 359.8497
| 4264 | 795.551 | 742.6828 | 910.3373 | 742.6828 | 742.6828 | 910.3373 | 742.6828 | 742.6828 | 910.3373 | 742.6828 | 975.5102 | 579.3924 | 742.6828 | 910.3373 | 742.6828 | 4264 | 742.6828 | 910.3373 | 975.5102 | 579.3924 | 4286 | 1469 | 5480 | 1010 | 4411 | 3724 | 8191 | 5108 | 743.1634 | 870.2945 | 978.2313 | 359.8497
| 4265 | 799.1318 | 731.4846 | 950.4287 | 731.4846 | 731.4846 | 950.4287 | 731.4846 | 731.4846 | 950.4287 | 731.4846 | 983.6735 | 550.5794 | 731.4846 | 950.4287 | 731.4846 | 4265 | 731.4846 | 950.4287 | 983.6735 | 550.5794 | 4763 | 69 | 2747 | 1300 | 3268 | 4922 | 8168 | 4004 | 743.1634 | 870.2795 | 978.2313 | 359.8497
| 4266 | 757.5034 | 696.0158 | 954.2086 | 696.0158 | 696.0158 | 954.2086 | 696.0158 | 696.0158 | 954.2086 | 696.0158 | 967.3469 | 252.7404 | 696.0158 | 954.2086 | 696.0158 | 4266 | 696.0158 | 954.2086 | 967.3469 | 252.7404 | 6237 | 52 | 7617 | 7359 | 8070 | 6444 | 8159 | 3167 | 743.0672 | 870.2739 | 978.2313 | 359.8497
| 4267 | 821.2498 | 783.5344 | 943.0572 | 783.5344 | 783.5344 | 943.0572 | 783.5344 | 783.5344 | 943.0572 | 783.5344 | 980.9524 | 476.0413 | 783.5344 | 943.0572 | 783.5344 | 4267 | 783.5344 | 943.0572 | 980.9524 | 476.0413 | 2746 | 170 | 3811 | 2214 | 6935 | 5018 | 8132 | 7152 | 743.0672 | 870.2715 | 978.2313 | 359.7322
| 4268 | 823.7505 | 788.2443 | 921.5332 | 788.2443 | 788.2443 | 921.5332 | 788.2443 | 788.2443 | 921.5332 | 788.2443 | 986.3946 | 554.0244 | 788.2443 | 921.5332 | 788.2443 | 4268 | 788.2443 | 921.5332 | 986.3946 | 554.0244 | 2605 | 908 | 1907 | 1259 | 6505 | 2631 | 8100 | 5627 | 743.0672 | 870.2351 | 978.2313 | 359.5365
| 4269 | 850.0529 | 823.4729 | 938.283 | 823.4729 | 823.4729 | 938.283 | 823.4729 | 823.4729 | 938.283 | 823.4729 | 982.3129 | 577.5133 | 823.4729 | 938.283 | 823.4729 | 4269 | 823.4729 | 938.283 | 982.3129 | 577.5133 | 1541 | 272 | 3345 | 1026 | 1916 | 4668 | 8096 | 3307 | 743.0672 | 870.2307 | 978.2313 | 359.5365
| 4270 | 832.1155 | 797.4239 | 931.1821 | 797.4239 | 797.4239 | 931.1821 | 797.4239 | 797.4239 | 931.1821 | 797.4239 | 971.4286 | 574.0683 | 797.4239 | 931.1821 | 797.4239 | 4270 | 797.4239 | 931.1821 | 971.4286 | 574.0683 | 2288 | 484 | 6709 | 1057 | 534 | 6674 | 8076 | 1695 | 743.0672 | 870.1968 | 978.2313 | 359.5365
| 4271 | 807.2407 | 760.5613 | 941.1434 | 760.5613 | 760.5613 | 941.1434 | 760.5613 | 760.5613 | 941.1434 | 760.5613 | 985.034 | 467.2722 | 760.5613 | 941.1434 | 760.5613 | 4271 | 760.5614 | 941.1434 | 985.034 | 467.2722 | 3608 | 209 | 2246 | 2346 | 3816 | 1047 | 8057 | 1506 | 743.0192 | 870.1733 | 978.2313 | 359.5365
| 4272 | 808.2653 | 749.171 | 923.0623 | 749.171 | 749.171 | 923.0623 | 749.171 | 749.171 | 923.0623 | 749.171 | 987.7551 | 642.3426 | 749.171 | 923.0623 | 749.171 | 4272 | 749.171 | 923.0623 | 987.7551 | 642.3426 | 4034 | 822 | 1544 | 536 | 8608 | 6046 | 8050 | 7156 | 742.9231 | 870.1718 | 978.2313 | 359.481
| 4273 | 756.2885 | 677.1279 | 928.2142 | 677.1279 | 677.1279 | 928.2142 | 677.1279 | 677.1279 | 928.2142 | 677.1279 | 987.7551 | 470.404 | 677.1279 | 928.2142 | 677.1279 | 4273 | 677.1279 | 928.2142 | 987.7551 | 470.404 | 7048 | 589 | 1543 | 2299 | 8200 | 2611 | 8049 | 8102 | 742.9231 | 870.118 | 978.2313 | 359.2233
| 4274 | 776.8473 | 710.0976 | 913.9468 | 710.0976 | 710.0976 | 913.9468 | 710.0976 | 710.0976 | 913.9468 | 710.0976 | 995.9184 | 543.3761 | 710.0976 | 913.9468 | 710.0976 | 4274 | 710.0976 | 913.9468 | 995.9184 | 543.3761 | 5641 | 1270 | 316 | 1368 | 6598 | 877 | 8040 | 8077 | 742.9231 | 870.1033 | 978.2313 | 359.2233
| 4275 | 782.1761 | 719.902 | 923.4291 | 719.902 | 719.902 | 923.4291 | 719.902 | 719.902 | 923.4291 | 719.902 | 994.5578 | 502.9753 | 719.902 | 923.4291 | 719.902 | 4275 | 719.902 | 923.4291 | 994.5578 | 502.9753 | 5236 | 800 | 497 | 1856 | 4652 | 822 | 8026 | 5707 | 742.9231 | 870.0868 | 978.2313 | 359.2233
| 4276 | 770.378 | 707.31 | 937.0477 | 707.31 | 707.31 | 937.0477 | 707.31 | 707.31 | 937.0477 | 707.31 | 991.8367 | 386.7836 | 707.31 | 937.0477 | 707.31 | 4276 | 707.31 | 937.0477 | 991.8367 | 386.7836 | 5759 | 309 | 863 | 3723 | 664 | 5092 | 8023 | 3596 | 742.9231 | 870.0821 | 978.2313 | 359.2233
| 4277 | 796.5877 | 709.3286 | 954.1213 | 709.3286 | 709.3286 | 954.1213 | 709.3286 | 709.3286 | 954.1213 | 709.3286 | 991.8367 | 669.2765 | 709.3286 | 954.1213 | 709.3286 | 4277 | 709.3286 | 954.1213 | 991.8367 | 669.2765 | 5675 | 54 | 862 | 407 | 6808 | 2244 | 8015 | 2430 | 742.875 | 870.0487 | 978.2313 | 359.2233
| 4278 | 781.6934 | 689.5276 | 927.767 | 689.5276 | 689.5276 | 927.767 | 689.5276 | 689.5276 | 927.767 | 689.5276 | 982.3129 | 734.1059 | 689.5276 | 927.767 | 689.5276 | 4278 | 689.5276 | 927.767 | 982.3129 | 734.1059 | 6523 | 608 | 3344 | 178 | 1305 | 4659 | 7988 | 566 | 742.875 | 870.0166 | 978.2313 | 359.2233
| 4279 | 782.9994 | 707.8868 | 935.5044 | 707.8868 | 707.8868 | 935.5044 | 707.8868 | 707.8868 | 935.5044 | 707.8868 | 972.7891 | 584.0902 | 707.8868 | 935.5044 | 707.8868 | 4279 | 707.8868 | 935.5044 | 972.7891 | 584.0902 | 5730 | 354 | 6318 | 973 | 7610 | 6681 | 7956 | 541 | 742.8269 | 870.0135 | 978.2313 | 359.2233
| 4280 | 773.9398 | 709.3286 | 956.233 | 709.3286 | 709.3286 | 956.233 | 709.3286 | 709.3286 | 956.233 | 709.3286 | 986.3946 | 349.2014 | 709.3286 | 956.233 | 709.3286 | 4280 | 709.3286 | 956.233 | 986.3946 | 349.2014 | 5674 | 42 | 1906 | 4475 | 7253 | 97 | 7952 | 7632 | 742.7789 | 870.0087 | 978.2313 | 359.0667
| 4281 | 762.9139 | 695.6793 | 945.2452 | 695.6793 | 695.6793 | 945.2452 | 695.6793 | 695.6793 | 945.2452 | 695.6793 | 959.1837 | 375.1957 | 695.6793 | 945.2452 | 695.6793 | 4281 | 695.6793 | 945.2452 | 959.1837 | 375.1957 | 6254 | 136 | 8319 | 3964 | 3721 | 8440 | 7932 | 7712 | 742.7308 | 869.9102 | 978.2313 | 358.9101
| 4282 | 751.228 | 683.1355 | 932.6053 | 683.1355 | 683.1355 | 932.6053 | 683.1355 | 683.1355 | 932.6053 | 683.1355 | 976.8707 | 344.8168 | 683.1355 | 932.6053 | 683.1355 | 4282 | 683.1355 | 932.6053 | 976.8708 | 344.8168 | 6823 | 445 | 5062 | 4557 | 3617 | 2225 | 7913 | 7338 | 742.7308 | 869.8879 | 978.2313 | 358.9101
| 4283 | 750.1795 | 675.6861 | 936.5474 | 675.6861 | 675.6861 | 936.5474 | 675.6861 | 675.6861 | 936.5474 | 675.6861 | 985.034 | 365.8002 | 675.6861 | 936.5474 | 675.6861 | 4283 | 675.6861 | 936.5474 | 985.034 | 365.8002 | 7120 | 323 | 2245 | 4161 | 2791 | 4936 | 7906 | 5069 | 742.7308 | 869.8612 | 978.2313 | 358.9101
| 4284 | 745.7197 | 681.3092 | 921.6687 | 681.3092 | 681.3092 | 921.6687 | 681.3092 | 681.3092 | 921.6687 | 681.3092 | 989.1156 | 313.8115 | 681.3092 | 921.6687 | 681.3092 | 4284 | 681.3092 | 921.6687 | 989.1157 | 313.8115 | 6896 | 900 | 1229 | 5201 | 8438 | 883 | 7905 | 282 | 742.6828 | 869.7499 | 978.2313 | 358.9101
| 4285 | 743.0554 | 682.7991 | 908.4 | 682.7991 | 682.7991 | 908.4 | 682.7991 | 682.7991 | 908.4 | 682.7991 | 986.3946 | 320.3883 | 682.7991 | 908.4 | 682.7991 | 4285 | 682.7991 | 908.4 | 986.3946 | 320.3884 | 6837 | 1573 | 1905 | 5053 | 8286 | 2694 | 7896 | 7289 | 742.6828 | 869.6728 | 978.2313 | 358.7535
| 4286 | 747.3462 | 671.2645 | 948.2635 | 671.2645 | 671.2645 | 948.2635 | 671.2645 | 671.2645 | 948.2635 | 671.2645 | 983.6735 | 316.0038 | 671.2645 | 948.2635 | 671.2645 | 4286 | 671.2645 | 948.2635 | 983.6735 | 316.0038 | 7266 | 95 | 2746 | 5146 | 4264 | 5024 | 7882 | 1497 | 742.6828 | 869.6604 | 978.2313 | 358.7535
| 4287 | 756.2781 | 683.0394 | 950.0221 | 683.0394 | 683.0394 | 950.0221 | 683.0394 | 683.0394 | 950.0221 | 683.0394 | 987.7551 | 335.7344 | 683.0394 | 950.0221 | 683.0394 | 4287 | 683.0394 | 950.0221 | 987.7551 | 335.7344 | 6826 | 72 | 1542 | 4732 | 2917 | 4879 | 7879 | 4598 | 742.6828 | 869.657 | 978.2313 | 358.5969
| 4288 | 755.649 | 691.4019 | 934.0705 | 691.4019 | 691.4019 | 934.0705 | 691.4019 | 691.4019 | 934.0705 | 691.4019 | 987.7551 | 323.8334 | 691.4019 | 934.0705 | 691.4019 | 4288 | 691.4019 | 934.0705 | 987.7551 | 323.8334 | 6447 | 396 | 1541 | 4976 | 940 | 3937 | 7856 | 3439 | 742.6828 | 869.6513 | 978.2313 | 358.5969
| 4289 | 760.6437 | 696.3041 | 946.0461 | 696.3041 | 696.3041 | 946.0461 | 696.3041 | 696.3041 | 946.0461 | 696.3041 | 1000 | 294.394 | 696.3041 | 946.0461 | 696.3041 | 4289 | 696.3041 | 946.0461 | 1000 | 294.394 | 6223 | 122 | 27 | 5812 | 8455 | 6644 | 7847 | 3389 | 742.6347 | 869.6462 | 978.2313 | 358.5969
| 4290 | 776.3288 | 731.2443 | 939.584 | 731.2443 | 731.2443 | 939.584 | 731.2443 | 731.2443 | 939.584 | 731.2443 | 980.9524 | 279.3611 | 731.2443 | 939.584 | 731.2443 | 4290 | 731.2443 | 939.584 | 980.9524 | 279.3611 | 4769 | 246 | 3810 | 6394 | 4343 | 196 | 7820 | 3312 | 742.6347 | 869.6336 | 978.2313 | 358.5969
| 4291 | 832.3058 | 814.3413 | 922.1133 | 814.3413 | 814.3413 | 922.1133 | 814.3413 | 814.3413 | 922.1133 | 814.3413 | 995.9184 | 453.1788 | 814.3413 | 922.1133 | 814.3413 | 4291 | 814.3413 | 922.1133 | 995.9184 | 453.1788 | 1790 | 880 | 315 | 2611 | 2272 | 6106 | 7788 | 2955 | 742.5866 | 869.5989 | 978.2313 | 358.5969
| 4292 | 785.1539 | 757.149 | 909.3988 | 757.149 | 757.149 | 909.3988 | 757.149 | 757.149 | 909.3988 | 757.149 | 978.2313 | 319.1356 | 757.149 | 909.3988 | 757.149 | 4292 | 757.149 | 909.3988 | 978.2313 | 319.1356 | 3740 | 1524 | 4542 | 5082 | 2005 | 4868 | 7784 | 8030 | 742.5866 | 869.5979 | 978.2313 | 358.4403
| 4293 | 818.6078 | 793.9636 | 920.2255 | 793.9636 | 793.9636 | 920.2255 | 793.9636 | 793.9636 | 920.2255 | 793.9636 | 993.1973 | 434.7009 | 793.9636 | 920.2255 | 793.9636 | 4293 | 793.9636 | 920.2256 | 993.1973 | 434.7009 | 2405 | 967 | 652 | 2915 | 8720 | 6726 | 7764 | 494 | 742.5386 | 869.5934 | 978.2313 | 358.4403
| 4294 | 818.8664 | 797.2317 | 942.9891 | 797.2317 | 797.2317 | 942.9891 | 797.2317 | 797.2317 | 942.9891 | 797.2317 | 994.5578 | 319.762 | 797.2317 | 942.9891 | 797.2317 | 4294 | 797.2317 | 942.9891 | 994.5578 | 319.762 | 2297 | 172 | 496 | 5068 | 8627 | 4666 | 7745 | 8145 | 742.5386 | 869.5769 | 978.2313 | 358.2838
| 4295 | 792.948 | 756.7646 | 952.9794 | 756.7646 | 756.7646 | 952.9794 | 756.7646 | 756.7646 | 952.9794 | 756.7646 | 972.7891 | 262.4491 | 756.7646 | 952.9794 | 756.7646 | 4295 | 756.7646 | 952.9794 | 972.7891 | 262.4491 | 3754 | 57 | 6317 | 7009 | 3754 | 7686 | 7738 | 7789 | 742.5386 | 869.5723 | 978.2313 | 358.2838
| 4296 | 798.2172 | 734.8008 | 950.1155 | 734.8008 | 734.8008 | 950.1155 | 734.8008 | 734.8008 | 950.1155 | 734.8008 | 993.1973 | 502.9753 | 734.8008 | 950.1155 | 734.8008 | 4296 | 734.8008 | 950.1155 | 993.1973 | 502.9753 | 4613 | 70 | 651 | 1855 | 3557 | 202 | 7737 | 7151 | 742.5386 | 869.5589 | 978.2313 | 358.2838
| 4297 | 761.6447 | 705.724 | 938.2584 | 705.724 | 705.724 | 938.2584 | 705.724 | 705.724 | 938.2584 | 705.724 | 990.4762 | 273.7238 | 705.724 | 938.2584 | 705.724 | 4297 | 705.724 | 938.2584 | 990.4762 | 273.7238 | 5842 | 274 | 1043 | 6616 | 904 | 7487 | 7728 | 6296 | 742.5386 | 869.5435 | 978.2313 | 358.2838
| 4298 | 775.0562 | 696.8328 | 944.6453 | 696.8328 | 696.8328 | 944.6453 | 696.8328 | 696.8328 | 944.6453 | 696.8328 | 998.6395 | 498.9039 | 696.8328 | 944.6453 | 696.8328 | 4298 | 696.8328 | 944.6453 | 998.6395 | 498.9039 | 6199 | 144 | 106 | 1908 | 6012 | 431 | 7714 | 6050 | 742.4905 | 869.5435 | 978.2313 | 358.2838
| 4299 | 758.5601 | 688.4702 | 943.7757 | 688.4702 | 688.4702 | 943.7757 | 688.4702 | 688.4702 | 943.7757 | 688.4702 | 995.9184 | 341.0586 | 688.4702 | 943.7757 | 688.4702 | 4299 | 688.4702 | 943.7757 | 995.9184 | 341.0586 | 6580 | 157 | 314 | 4625 | 2570 | 8631 | 7711 | 1861 | 742.4905 | 869.533 | 978.2313 | 358.2837
| 4300 | 778.291 | 696.5444 | 946.6862 | 696.5444 | 696.5444 | 946.6862 | 696.5444 | 696.5444 | 946.6862 | 696.5444 | 986.3946 | 550.5794 | 696.5444 | 946.6862 | 696.5444 | 4300 | 696.5444 | 946.6862 | 986.3946 | 550.5794 | 6216 | 116 | 1904 | 1299 | 6205 | 5098 | 7688 | 609 | 742.4425 | 869.506 | 978.2313 | 358.2837
| 4301 | 756.1698 | 697.4095 | 943.1903 | 697.4095 | 697.4095 | 943.1903 | 697.4095 | 697.4095 | 943.1903 | 697.4095 | 989.1156 | 245.2239 | 697.4095 | 943.1903 | 697.4095 | 4301 | 697.4095 | 943.1903 | 989.1157 | 245.2239 | 6172 | 166 | 1228 | 7622 | 4144 | 8192 | 7679 | 8274 | 742.4425 | 869.499 | 978.2313 | 357.9706
| 4302 | 765.9497 | 709.8573 | 950.4325 | 709.8573 | 709.8573 | 950.4325 | 709.8573 | 709.8573 | 950.4325 | 709.8573 | 995.9184 | 246.7899 | 709.8573 | 950.4325 | 709.8573 | 4302 | 709.8573 | 950.4325 | 995.9184 | 246.7899 | 5650 | 68 | 313 | 7573 | 2699 | 656 | 7652 | 6475 | 742.4424 | 869.499 | 978.2313 | 357.9706
| 4303 | 758.1917 | 700.197 | 941.0737 | 700.197 | 700.197 | 941.0737 | 700.197 | 700.197 | 941.0737 | 700.197 | 974.1497 | 274.6633 | 700.197 | 941.0737 | 700.197 | 4303 | 700.1971 | 941.0737 | 974.1497 | 274.6633 | 6078 | 211 | 5899 | 6591 | 2337 | 7016 | 7620 | 6198 | 742.4424 | 869.4987 | 978.2313 | 357.9706
| 4304 | 746.3691 | 683.1835 | 933.0093 | 683.1835 | 683.1835 | 933.0093 | 683.1835 | 683.1835 | 933.0093 | 683.1835 | 986.3946 | 265.2678 | 683.1835 | 933.0093 | 683.1835 | 4304 | 683.1835 | 933.0093 | 986.3946 | 265.2678 | 6822 | 432 | 1903 | 6921 | 1566 | 2977 | 7616 | 5223 | 742.4424 | 869.4461 | 978.2313 | 357.9706
| 4305 | 769.7469 | 695.4871 | 923.5187 | 695.4871 | 695.4871 | 923.5187 | 695.4871 | 695.4871 | 923.5187 | 695.4871 | 982.3129 | 536.1729 | 695.4871 | 923.5187 | 695.4871 | 4305 | 695.4871 | 923.5187 | 982.3129 | 536.1729 | 6262 | 793 | 3343 | 1458 | 6278 | 7717 | 7596 | 2081 | 742.3944 | 869.4435 | 978.2313 | 357.9706
| 4306 | 766.1481 | 688.0377 | 925.0629 | 688.0377 | 688.0377 | 925.0629 | 688.0377 | 688.0377 | 925.0629 | 688.0377 | 985.034 | 536.4861 | 688.0377 | 925.0629 | 688.0377 | 4306 | 688.0377 | 925.0629 | 985.034 | 536.4861 | 6599 | 729 | 2244 | 1452 | 1865 | 808 | 7577 | 8124 | 742.3944 | 869.4166 | 978.2313 | 357.6574
| 4307 | 715.0997 | 690.3446 | 752.6974 | 690.3446 | 690.3446 | 752.6974 | 690.3446 | 690.3446 | 752.6974 | 690.3446 | 971.4286 | 506.4203 | 690.3446 | 752.6974 | 690.3446 | 4307 | 690.3446 | 752.6974 | 971.4286 | 506.4203 | 6485 | 7441 | 6708 | 1810 | 7114 | 3703 | 7570 | 1911 | 742.3463 | 869.4124 | 978.2313 | 357.6574
| 4308 | 700.7608 | 669.1979 | 752.4611 | 669.1979 | 669.1979 | 752.4611 | 669.1979 | 669.1979 | 752.4611 | 669.1979 | 956.4626 | 490.761 | 669.1979 | 752.4611 | 669.1979 | 4308 | 669.1979 | 752.4611 | 956.4626 | 490.761 | 7331 | 7445 | 8449 | 2007 | 826 | 2185 | 7569 | 588 | 742.3463 | 869.4 | 978.2313 | 357.6574
| 4309 | 682.7717 | 673.4753 | 695.6076 | 673.4753 | 673.4753 | 695.6076 | 673.4753 | 673.4753 | 695.6076 | 673.4753 | 963.2653 | 425.3054 | 673.4753 | 695.6076 | 673.4753 | 4309 | 673.4753 | 695.6076 | 963.2653 | 425.3054 | 7196 | 8062 | 8110 | 3075 | 6976 | 7154 | 7560 | 4990 | 742.2983 | 869.3773 | 978.2313 | 357.3442
| 4310 | 667.0358 | 654.7316 | 693.5927 | 654.7316 | 654.7316 | 693.5927 | 654.7316 | 654.7316 | 693.5927 | 654.7316 | 975.5102 | 350.7673 | 654.7316 | 693.5927 | 654.7316 | 4310 | 654.7316 | 693.5927 | 975.5102 | 350.7673 | 7724 | 8083 | 5479 | 4442 | 8210 | 6685 | 7546 | 2958 | 742.2502 | 869.3585 | 978.2313 | 357.3442
| 4311 | 700.2142 | 688.9989 | 721.5688 | 688.9989 | 688.9989 | 721.5688 | 688.9989 | 688.9989 | 721.5688 | 688.9989 | 997.2789 | 407.4538 | 688.9989 | 721.5688 | 688.9989 | 4311 | 688.9989 | 721.5688 | 997.2789 | 407.4538 | 6549 | 7776 | 183 | 3354 | 7946 | 3888 | 7543 | 2522 | 742.2502 | 869.3545 | 978.2313 | 357.3442
| 4312 | 699.9988 | 686.9323 | 719.4749 | 686.9323 | 686.9323 | 719.4749 | 686.9323 | 686.9323 | 719.4749 | 686.9323 | 985.034 | 441.591 | 686.9323 | 719.4749 | 686.9323 | 4312 | 686.9323 | 719.4749 | 985.034 | 441.591 | 6651 | 7801 | 2243 | 2807 | 5778 | 5410 | 7520 | 1527 | 742.2502 | 869.3474 | 978.2313 | 357.3442
| 4313 | 720.1356 | 713.7982 | 702.3632 | 713.7982 | 713.7982 | 702.3632 | 713.7982 | 713.7982 | 702.3632 | 713.7982 | 998.6395 | 563.42 | 713.7982 | 702.3632 | 713.7982 | 4313 | 713.7982 | 702.3632 | 998.6395 | 563.42 | 5474 | 8004 | 105 | 1166 | 674 | 139 | 7511 | 8540 | 742.2502 | 869.3409 | 978.2313 | 357.031
| 4314 | 724.5424 | 745.1819 | 709.1506 | 745.1819 | 745.1819 | 709.1506 | 745.1819 | 745.1819 | 709.1506 | 745.1819 | 953.7415 | 391.7946 | 745.1819 | 709.1506 | 745.1819 | 4314 | 745.1819 | 709.1506 | 953.7415 | 391.7946 | 4174 | 7937 | 8527 | 3639 | 8727 | 4671 | 7484 | 7980 | 742.2022 | 869.314 | 978.2313 | 357.031
| 4315 | 770.5447 | 810.5926 | 702.733 | 810.5926 | 810.5926 | 702.733 | 810.5926 | 810.5926 | 702.733 | 810.5926 | 975.5102 | 516.4422 | 810.5926 | 702.733 | 810.5926 | 4315 | 810.5926 | 702.733 | 975.5102 | 516.4422 | 1883 | 8000 | 5478 | 1696 | 8209 | 6757 | 7452 | 7752 | 742.2022 | 869.2843 | 978.2313 | 357.031
| 4316 | 755.222 | 773.73 | 709.2591 | 773.73 | 773.73 | 709.2591 | 773.73 | 773.73 | 709.2591 | 773.73 | 972.7891 | 573.4419 | 773.73 | 709.2591 | 773.73 | 4316 | 773.73 | 709.2591 | 972.7891 | 573.4419 | 3105 | 7935 | 6316 | 1064 | 673 | 7756 | 7448 | 3877 | 742.2021 | 869.2189 | 978.2313 | 357.031
| 4317 | 857.6535 | 825.3472 | 962.9664 | 825.3472 | 825.3472 | 962.9664 | 825.3472 | 825.3472 | 962.9664 | 825.3472 | 976.8707 | 575.6342 | 825.3472 | 962.9664 | 825.3472 | 4317 | 825.3472 | 962.9664 | 976.8708 | 575.6342 | 1500 | 20 | 5061 | 1043 | 1128 | 119 | 7428 | 851 | 742.1541 | 869.2099 | 978.2313 | 357.031
| 4318 | 829.0267 | 815.5428 | 910.5606 | 815.5428 | 815.5428 | 910.5606 | 815.5428 | 815.5428 | 910.5606 | 815.5428 | 989.1156 | 450.6733 | 815.5428 | 910.5606 | 815.5428 | 4318 | 815.5429 | 910.5606 | 989.1157 | 450.6734 | 1764 | 1454 | 1227 | 2654 | 5346 | 2721 | 7409 | 8458 | 742.106 | 869.184 | 978.2313 | 356.8548
| 4319 | 805.3256 | 770.2216 | 917.0553 | 770.2216 | 770.2216 | 917.0553 | 770.2216 | 770.2216 | 917.0553 | 770.2216 | 978.2313 | 466.3326 | 770.2216 | 917.0553 | 770.2216 | 4319 | 770.2216 | 917.0554 | 978.2313 | 466.3326 | 3261 | 1128 | 4541 | 2363 | 2264 | 2960 | 7402 | 8600 | 742.058 | 869.1519 | 978.2313 | 356.7178
| 4320 | 775.0166 | 722.4972 | 909.7161 | 722.4972 | 722.4972 | 909.7161 | 722.4972 | 722.4972 | 909.7161 | 722.4972 | 970.068 | 461.3216 | 722.4972 | 909.7161 | 722.4972 | 4320 | 722.4972 | 909.7161 | 970.068 | 461.3216 | 5119 | 1507 | 7099 | 2461 | 8007 | 8191 | 7401 | 7453 | 741.9618 | 869.1461 | 978.2313 | 356.7178
| 4321 | 786.7826 | 740.1355 | 927.568 | 740.1355 | 740.1355 | 927.568 | 740.1355 | 740.1355 | 927.568 | 740.1355 | 979.5918 | 404.0088 | 740.1355 | 927.568 | 740.1355 | 4321 | 740.1355 | 927.568 | 979.5918 | 404.0088 | 4391 | 615 | 4119 | 3411 | 3674 | 655 | 7392 | 5440 | 741.9138 | 869.1461 | 978.2313 | 356.7178
| 4322 | 769.3207 | 706.9736 | 916.8615 | 706.9736 | 706.9736 | 916.8615 | 706.9736 | 706.9736 | 916.8615 | 706.9736 | 968.7075 | 478.5468 | 706.9736 | 916.8615 | 706.9736 | 4322 | 706.9736 | 916.8615 | 968.7075 | 478.5468 | 5777 | 1137 | 7383 | 2169 | 2729 | 6543 | 7378 | 4356 | 741.9138 | 869.1293 | 978.2313 | 356.7178
| 4323 | 804.8572 | 733.8396 | 918.1856 | 733.8396 | 733.8396 | 918.1856 | 733.8396 | 733.8396 | 918.1856 | 733.8396 | 974.1497 | 750.3915 | 733.8396 | 918.1856 | 733.8396 | 4323 | 733.8396 | 918.1856 | 974.1497 | 750.3915 | 4651 | 1065 | 5898 | 146 | 2336 | 7764 | 7375 | 2276 | 741.9138 | 869.1239 | 978.2313 | 356.7178
| 4324 | 799.1368 | 735.7139 | 909.627 | 735.7139 | 735.7139 | 909.627 | 735.7139 | 735.7139 | 909.627 | 735.7139 | 980.9524 | 682.7435 | 735.7139 | 909.627 | 735.7139 | 4324 | 735.7139 | 909.627 | 980.9524 | 682.7435 | 4568 | 1512 | 3809 | 343 | 7241 | 2874 | 7352 | 397 | 741.8657 | 869.078 | 978.2313 | 356.7178
| 4325 | 785.7476 | 743.8362 | 925.7561 | 743.8362 | 743.8362 | 925.7561 | 743.8362 | 743.8362 | 925.7561 | 743.8362 | 980.9524 | 365.8002 | 743.8362 | 925.7561 | 743.8362 | 4325 | 743.8362 | 925.7561 | 980.9524 | 365.8002 | 4239 | 692 | 3808 | 4160 | 6534 | 1040 | 7343 | 6850 | 741.8657 | 869.0569 | 978.2313 | 356.5612
| 4326 | 798.2763 | 744.461 | 925.5507 | 744.461 | 744.461 | 925.5507 | 744.461 | 744.461 | 925.5507 | 744.461 | 987.7551 | 530.2224 | 744.461 | 925.5507 | 744.461 | 4326 | 744.461 | 925.5507 | 987.7551 | 530.2224 | 4205 | 704 | 1540 | 1520 | 8759 | 841 | 7316 | 6581 | 741.8177 | 869.0348 | 978.2313 | 356.4046
| 4327 | 771.9533 | 729.1296 | 904.6211 | 729.1296 | 729.1296 | 904.6211 | 729.1296 | 729.1296 | 904.6211 | 729.1296 | 976.8707 | 378.954 | 729.1296 | 904.6211 | 729.1296 | 4327 | 729.1296 | 904.6211 | 976.8708 | 378.954 | 4850 | 1824 | 5060 | 3876 | 7711 | 7464 | 7284 | 5512 | 741.7696 | 869.0235 | 978.2313 | 356.4046
| 4328 | 754.211 | 705.5318 | 910.2839 | 705.5318 | 705.5318 | 910.2839 | 705.5318 | 705.5318 | 910.2839 | 705.5318 | 978.2313 | 295.3335 | 705.5318 | 910.2839 | 705.5318 | 4328 | 705.5318 | 910.2839 | 978.2313 | 295.3335 | 5847 | 1471 | 4540 | 5781 | 3627 | 408 | 7280 | 5118 | 741.7696 | 869.0235 | 978.2313 | 356.4046
| 4329 | 774.258 | 716.2013 | 916.9639 | 716.2013 | 716.2013 | 916.9639 | 716.2013 | 716.2013 | 916.9639 | 716.2013 | 971.4286 | 470.7172 | 716.2013 | 916.9639 | 716.2013 | 4329 | 716.2013 | 916.9639 | 971.4286 | 470.7172 | 5384 | 1133 | 6707 | 2292 | 7082 | 1278 | 7260 | 3840 | 741.7215 | 869.0002 | 978.2313 | 356.4046
| 4330 | 783.7017 | 720.719 | 917.0818 | 720.719 | 720.719 | 917.0818 | 720.719 | 720.719 | 917.0818 | 720.719 | 960.5442 | 577.2001 | 720.719 | 917.0818 | 720.719 | 4330 | 720.719 | 917.0818 | 960.5442 | 577.2001 | 5203 | 1127 | 8241 | 1029 | 5610 | 1866 | 7241 | 2191 | 741.6735 | 868.9855 | 978.2313 | 356.4046
| 4331 | 776.8881 | 712.2122 | 930.7513 | 712.2122 | 712.2122 | 930.7513 | 712.2122 | 712.2122 | 930.7513 | 712.2122 | 976.8707 | 478.86 | 712.2122 | 930.7513 | 712.2122 | 4331 | 712.2122 | 930.7513 | 976.8708 | 478.86 | 5538 | 498 | 5059 | 2163 | 3282 | 72 | 7234 | 6692 | 741.6735 | 868.9828 | 978.2313 | 356.0915
| 4332 | 767.3218 | 695.9196 | 935.2889 | 695.9196 | 695.9196 | 935.2889 | 695.9196 | 695.9196 | 935.2889 | 695.9196 | 967.3469 | 466.6458 | 695.9196 | 935.2889 | 695.9196 | 4332 | 695.9196 | 935.2889 | 967.3469 | 466.6458 | 6242 | 363 | 7616 | 2358 | 8285 | 7266 | 7233 | 6236 | 741.5774 | 868.966 | 978.2313 | 356.0915
| 4333 | 766.6386 | 704.7628 | 924.5978 | 704.7628 | 704.7628 | 924.5978 | 704.7628 | 704.7628 | 924.5978 | 704.7628 | 940.1361 | 456.3107 | 704.7628 | 924.5978 | 704.7628 | 4333 | 704.7628 | 924.5978 | 940.1361 | 456.3107 | 5886 | 754 | 8681 | 2547 | 3293 | 149 | 7224 | 6148 | 741.5293 | 868.9657 | 978.2313 | 356.0915
| 4334 | 769.731 | 704.5225 | 916.506 | 704.5225 | 704.5225 | 916.506 | 704.5225 | 704.5225 | 916.506 | 704.5225 | 946.9388 | 527.0905 | 704.5225 | 916.506 | 704.5225 | 4334 | 704.5225 | 916.506 | 946.9388 | 527.0905 | 5895 | 1160 | 8578 | 1561 | 8067 | 7634 | 7210 | 2011 | 741.4332 | 868.965 | 978.2313 | 356.0915
| 4335 | 778.9826 | 711.9239 | 915.1943 | 711.9239 | 711.9239 | 915.1943 | 711.9239 | 711.9239 | 915.1943 | 711.9239 | 979.5918 | 569.9969 | 711.9239 | 915.1943 | 711.9239 | 4335 | 711.9239 | 915.1943 | 979.5918 | 569.9969 | 5553 | 1215 | 4118 | 1108 | 531 | 6718 | 7207 | 2001 | 741.4332 | 868.9632 | 978.2313 | 356.0915
| 4336 | 785.4765 | 736.2907 | 920.1483 | 736.2907 | 736.2907 | 920.1483 | 736.2907 | 736.2907 | 920.1483 | 736.2907 | 970.068 | 455.6843 | 736.2907 | 920.1483 | 736.2907 | 4336 | 736.2907 | 920.1483 | 970.068 | 455.6843 | 4542 | 974 | 7098 | 2558 | 7410 | 2839 | 7184 | 1690 | 741.3851 | 868.9592 | 978.2313 | 356.0915
| 4337 | 800.7613 | 737.7325 | 935.5524 | 737.7325 | 737.7325 | 935.5524 | 737.7325 | 737.7325 | 935.5524 | 737.7325 | 972.7891 | 593.7989 | 737.7325 | 935.5524 | 737.7325 | 4337 | 737.7325 | 935.5524 | 972.7891 | 593.7989 | 4477 | 350 | 6315 | 894 | 3699 | 8221 | 7175 | 6575 | 741.3851 | 868.9486 | 978.2313 | 355.7783
| 4338 | 804.2518 | 745.1338 | 925.494 | 745.1338 | 745.1338 | 925.494 | 745.1338 | 745.1338 | 925.494 | 745.1338 | 986.3946 | 610.0846 | 745.1338 | 925.494 | 745.1338 | 4338 | 745.1339 | 925.494 | 986.3946 | 610.0846 | 4177 | 708 | 1902 | 751 | 1478 | 685 | 7148 | 2868 | 741.3851 | 868.9486 | 978.2313 | 355.7783
| 4339 | 845.8962 | 810.929 | 933.3271 | 810.929 | 810.929 | 933.3271 | 810.929 | 810.929 | 933.3271 | 810.929 | 970.068 | 651.7382 | 810.929 | 933.3271 | 810.929 | 4339 | 810.929 | 933.3272 | 970.068 | 651.7382 | 1875 | 417 | 7097 | 481 | 354 | 5097 | 7116 | 1209 | 741.3851 | 868.9144 | 978.2313 | 355.7783
| 4340 | 824.1347 | 806.4113 | 928.3299 | 806.4113 | 806.4113 | 928.3299 | 806.4113 | 806.4113 | 928.3299 | 806.4113 | 983.6735 | 389.6023 | 806.4113 | 928.3299 | 806.4113 | 4340 | 806.4113 | 928.3299 | 983.6735 | 389.6023 | 2019 | 582 | 2745 | 3679 | 6040 | 7635 | 7112 | 159 | 741.3371 | 868.8999 | 978.2313 | 355.7783
| 4341 | 835.443 | 814.7258 | 925.0507 | 814.7258 | 814.7258 | 925.0507 | 814.7258 | 814.7258 | 925.0507 | 814.7258 | 983.6735 | 494.5193 | 814.7258 | 925.0507 | 814.7258 | 4341 | 814.7258 | 925.0507 | 983.6735 | 494.5193 | 1778 | 732 | 2744 | 1954 | 4200 | 1173 | 7092 | 5136 | 741.3371 | 868.8962 | 978.2313 | 355.6217
| 4342 | 814.1679 | 793.5791 | 935.9466 | 793.5791 | 793.5791 | 935.9466 | 793.5791 | 793.5791 | 935.9466 | 793.5791 | 979.5918 | 326.3389 | 793.5791 | 935.9466 | 793.5791 | 4342 | 793.5791 | 935.9467 | 979.5918 | 326.3389 | 2424 | 338 | 4117 | 4919 | 3267 | 6763 | 7073 | 8291 | 741.289 | 868.8755 | 978.2313 | 355.4651
| 4343 | 795.706 | 742.6347 | 948.0511 | 742.6347 | 742.6347 | 948.0511 | 742.6347 | 742.6347 | 948.0511 | 742.6347 | 993.1973 | 413.4043 | 742.6347 | 948.0511 | 742.6347 | 4343 | 742.6347 | 948.0511 | 993.1973 | 413.4043 | 4290 | 99 | 650 | 3262 | 6681 | 4652 | 7066 | 8176 | 741.2409 | 868.8692 | 978.2313 | 355.4651
| 4344 | 787.0455 | 722.5453 | 941.7699 | 722.5453 | 722.5453 | 941.7699 | 722.5453 | 722.5453 | 941.7699 | 722.5453 | 982.3129 | 488.8819 | 722.5453 | 941.7699 | 722.5453 | 4344 | 722.5453 | 941.7699 | 982.3129 | 488.8819 | 5118 | 195 | 3342 | 2035 | 6041 | 5023 | 7065 | 1620 | 741.2409 | 868.8626 | 978.2313 | 355.4651
| 4345 | 756.5839 | 692.3151 | 941.0191 | 692.3151 | 692.3151 | 941.0191 | 692.3151 | 692.3151 | 941.0191 | 692.3151 | 994.5578 | 295.0204 | 692.3151 | 941.0191 | 692.3151 | 4345 | 692.3151 | 941.0191 | 994.5578 | 295.0204 | 6412 | 213 | 495 | 5793 | 3700 | 70 | 7056 | 1316 | 741.1929 | 868.8186 | 978.2313 | 355.4651
| 4346 | 752.6754 | 685.2021 | 919.2925 | 685.2021 | 685.2021 | 919.2925 | 685.2021 | 685.2021 | 919.2925 | 685.2021 | 990.4762 | 388.1929 | 685.2021 | 919.2925 | 685.2021 | 4346 | 685.2021 | 919.2925 | 990.4762 | 388.1929 | 6727 | 1021 | 1042 | 3701 | 7948 | 6261 | 7042 | 640 | 741.1448 | 868.7716 | 978.2313 | 355.4651
| 4347 | 736.9943 | 653.1456 | 921.8106 | 653.1456 | 653.1456 | 921.8106 | 653.1456 | 653.1456 | 921.8106 | 653.1456 | 975.5102 | 430.0031 | 653.1456 | 921.8106 | 653.1456 | 4347 | 653.1456 | 921.8106 | 975.5102 | 430.0031 | 7767 | 893 | 5477 | 3002 | 2700 | 2744 | 7039 | 8318 | 741.1448 | 868.757 | 978.2313 | 355.3346
| 4348 | 745.6714 | 673.8117 | 919.145 | 673.8117 | 673.8117 | 919.145 | 673.8117 | 673.8117 | 919.145 | 673.8117 | 979.5918 | 392.7341 | 673.8117 | 919.145 | 673.8117 | 4348 | 673.8117 | 919.145 | 979.5918 | 392.7341 | 7185 | 1026 | 4116 | 3624 | 1452 | 7416 | 7016 | 1674 | 741.0919 | 868.7519 | 978.2313 | 355.3085
| 4349 | 745.2632 | 657.2788 | 926.0111 | 657.2788 | 657.2788 | 926.0111 | 657.2788 | 657.2788 | 926.0111 | 657.2788 | 985.034 | 486.3764 | 657.2788 | 926.0111 | 657.2788 | 4349 | 657.2788 | 926.0111 | 985.034 | 486.3765 | 7651 | 681 | 2242 | 2067 | 2705 | 360 | 7007 | 8196 | 741.0487 | 868.7519 | 978.2313 | 355.1519
| 4350 | 735.0905 | 638.6312 | 945.9305 | 638.6312 | 638.6312 | 945.9305 | 638.6312 | 638.6312 | 945.9305 | 638.6312 | 965.9864 | 432.5086 | 638.6312 | 945.9305 | 638.6312 | 4350 | 638.6312 | 945.9305 | 965.9864 | 432.5086 | 8074 | 125 | 7877 | 2959 | 6869 | 2062 | 6980 | 8175 | 741.0006 | 868.7506 | 978.2313 | 355.1519
| 4351 | 721.3725 | 631.8066 | 940.2938 | 631.8066 | 631.8066 | 940.2938 | 631.8066 | 631.8066 | 940.2938 | 631.8066 | 978.2313 | 305.3555 | 631.8066 | 940.2938 | 631.8066 | 4351 | 631.8066 | 940.2938 | 978.2313 | 305.3555 | 8197 | 229 | 4539 | 5463 | 4034 | 7445 | 6948 | 8075 | 741.0006 | 868.7446 | 978.2313 | 355.1519
| 4352 | 728.0833 | 652.7611 | 943.8982 | 652.7611 | 652.7611 | 943.8982 | 652.7611 | 652.7611 | 943.8982 | 652.7611 | 980.9524 | 214.5318 | 652.7611 | 943.8982 | 652.7611 | 4352 | 652.7611 | 943.8982 | 980.9524 | 214.5318 | 7777 | 154 | 3807 | 8356 | 6951 | 389 | 6944 | 4900 | 740.9526 | 868.7446 | 978.2313 | 355.1519
| 4353 | 721.1959 | 649.493 | 923.248 | 649.493 | 649.493 | 923.248 | 649.493 | 649.493 | 923.248 | 649.493 | 982.3129 | 225.4933 | 649.493 | 923.248 | 649.493 | 4353 | 649.493 | 923.248 | 982.3129 | 225.4933 | 7859 | 810 | 3341 | 8174 | 2812 | 2515 | 6924 | 4795 | 740.9526 | 868.7325 | 978.2313 | 355.1519
| 4354 | 686.0144 | 607.6801 | 867.6122 | 607.6801 | 607.6801 | 867.6122 | 607.6801 | 607.6801 | 867.6122 | 607.6801 | 978.2313 | 294.0808 | 607.6801 | 867.6122 | 607.6801 | 4354 | 607.6801 | 867.6123 | 978.2313 | 294.0808 | 8555 | 4429 | 4538 | 5824 | 3710 | 5644 | 6905 | 660 | 740.9045 | 868.7315 | 978.2313 | 355.1519
| 4355 | 698.2449 | 629.74 | 877.8113 | 629.74 | 629.74 | 877.8113 | 629.74 | 629.74 | 877.8113 | 629.74 | 974.1497 | 252.114 | 629.74 | 877.8113 | 629.74 | 4355 | 629.74 | 877.8113 | 974.1497 | 252.114 | 8231 | 3768 | 5897 | 7384 | 7251 | 7437 | 6898 | 639 | 740.8564 | 868.7308 | 978.2313 | 355.1519
| 4356 | 708.444 | 627.0486 | 890.3589 | 627.0486 | 627.0486 | 890.3589 | 627.0486 | 627.0486 | 890.3589 | 627.0486 | 983.6735 | 356.7178 | 627.0486 | 890.3589 | 627.0486 | 4356 | 627.0486 | 890.3589 | 983.6735 | 356.7178 | 8270 | 2818 | 2743 | 4322 | 2897 | 381 | 6897 | 539 | 740.8564 | 868.7308 | 978.2313 | 355.1519
| 4357 | 707.1573 | 633.2004 | 909.2139 | 633.2004 | 633.2004 | 909.2139 | 633.2004 | 633.2004 | 909.2139 | 633.2004 | 965.9864 | 231.757 | 633.2004 | 909.2139 | 633.2004 | 4357 | 633.2004 | 909.2139 | 965.9864 | 231.757 | 8174 | 1536 | 7876 | 8021 | 1574 | 1090 | 6888 | 7839 | 740.7603 | 868.7239 | 978.2313 | 354.8387
| 4358 | 706.1529 | 621.1852 | 917.6291 | 621.1852 | 621.1852 | 917.6291 | 621.1852 | 621.1852 | 917.6291 | 621.1852 | 991.8367 | 254.3063 | 621.1852 | 917.6291 | 621.1852 | 4358 | 621.1852 | 917.6291 | 991.8367 | 254.3063 | 8390 | 1102 | 861 | 7300 | 1046 | 5037 | 6874 | 4889 | 740.7603 | 868.7197 | 978.2313 | 354.8387
| 4359 | 697.5464 | 611.4769 | 912.9913 | 611.4769 | 611.4769 | 912.9913 | 611.4769 | 611.4769 | 912.9913 | 611.4769 | 970.068 | 251.8008 | 611.4769 | 912.9913 | 611.4769 | 4359 | 611.4769 | 912.9913 | 970.068 | 251.8008 | 8506 | 1323 | 7096 | 7397 | 988 | 5831 | 6871 | 2483 | 740.7603 | 868.6869 | 978.2313 | 354.8387
| 4360 | 707.1254 | 624.3572 | 916.6513 | 624.3572 | 624.3572 | 916.6513 | 624.3572 | 624.3572 | 916.6513 | 624.3572 | 983.6735 | 254.6195 | 624.3572 | 916.6513 | 624.3572 | 4360 | 624.3572 | 916.6513 | 983.6735 | 254.6195 | 8338 | 1154 | 2742 | 7286 | 890 | 2653 | 6848 | 1433 | 740.7363 | 868.6687 | 978.2313 | 354.8387
| 4361 | 719.2152 | 640.3614 | 923.0913 | 640.3614 | 640.3614 | 923.0913 | 640.3614 | 640.3614 | 923.0913 | 640.3614 | 989.1156 | 264.6414 | 640.3614 | 923.0913 | 640.3614 | 4361 | 640.3614 | 923.0913 | 989.1157 | 264.6414 | 8044 | 820 | 1226 | 6947 | 1615 | 8640 | 6839 | 4920 | 740.7123 | 868.6549 | 978.2313 | 354.6821
| 4362 | 743.2216 | 685.154 | 922.9873 | 685.154 | 685.154 | 922.9873 | 685.154 | 685.154 | 922.9873 | 685.154 | 982.3129 | 249.6085 | 685.154 | 922.9873 | 685.154 | 4362 | 685.154 | 922.9873 | 982.3129 | 249.6085 | 6728 | 828 | 3340 | 7482 | 7178 | 6047 | 6812 | 1075 | 740.6161 | 868.6445 | 978.2313 | 354.6821
| 4363 | 806.4433 | 791.9931 | 920.6415 | 791.9931 | 791.9931 | 920.6415 | 791.9931 | 791.9931 | 920.6415 | 791.9931 | 982.3129 | 289.383 | 791.9931 | 920.6415 | 791.9931 | 4363 | 791.9931 | 920.6415 | 982.3129 | 289.383 | 2476 | 947 | 3339 | 5993 | 4161 | 5043 | 6780 | 4901 | 740.6161 | 868.6354 | 978.2313 | 354.6038
| 4364 | 824.6982 | 798.9138 | 920.7852 | 798.9138 | 798.9138 | 920.7852 | 798.9138 | 798.9138 | 920.7852 | 798.9138 | 991.8367 | 479.4864 | 798.9138 | 920.7852 | 798.9138 | 4364 | 798.9138 | 920.7852 | 991.8367 | 479.4864 | 2242 | 941 | 860 | 2158 | 2777 | 176 | 6776 | 8130 | 740.6161 | 868.6193 | 978.2313 | 354.5255
| 4365 | 821.4384 | 810.7848 | 915.8152 | 810.7848 | 810.7848 | 915.8152 | 810.7848 | 810.7848 | 915.8152 | 810.7848 | 974.1497 | 376.4485 | 810.7848 | 915.8152 | 810.7848 | 4365 | 810.7848 | 915.8152 | 974.1497 | 376.4485 | 1878 | 1193 | 5896 | 3933 | 2034 | 5995 | 6756 | 5713 | 740.6161 | 868.5996 | 978.2313 | 354.5255
| 4366 | 817.5959 | 787.3312 | 918.5573 | 787.3312 | 787.3312 | 918.5573 | 787.3312 | 787.3312 | 918.5573 | 787.3312 | 971.4286 | 502.0357 | 787.3312 | 918.5573 | 787.3312 | 4366 | 787.3312 | 918.5573 | 971.4286 | 502.0357 | 2638 | 1045 | 6706 | 1863 | 7367 | 6802 | 6737 | 594 | 740.5681 | 868.5913 | 978.2313 | 354.5255
| 4367 | 773.3075 | 732.1094 | 921.9767 | 732.1094 | 732.1094 | 921.9767 | 732.1094 | 732.1094 | 921.9767 | 732.1094 | 987.7551 | 293.7676 | 732.1094 | 921.9767 | 732.1094 | 4367 | 732.1094 | 921.9767 | 987.7551 | 293.7676 | 4739 | 888 | 1539 | 5834 | 5705 | 6572 | 6730 | 7177 | 740.5681 | 868.5913 | 978.2313 | 354.3689
| 4368 | 774.2545 | 711.7316 | 914.8733 | 711.7316 | 711.7316 | 914.8733 | 711.7316 | 711.7316 | 914.8733 | 711.7316 | 978.2313 | 507.9862 | 711.7316 | 914.8733 | 711.7316 | 4368 | 711.7316 | 914.8733 | 978.2313 | 507.9862 | 5564 | 1221 | 4537 | 1789 | 3203 | 4669 | 6729 | 8660 | 740.5681 | 868.5844 | 978.2313 | 354.2123
| 4369 | 740.8262 | 668.1405 | 906.9203 | 668.1405 | 668.1405 | 906.9203 | 668.1405 | 668.1405 | 906.9203 | 668.1405 | 989.1156 | 409.6461 | 668.1405 | 906.9203 | 668.1405 | 4369 | 668.1405 | 906.9203 | 989.1157 | 409.6461 | 7351 | 1681 | 1225 | 3326 | 311 | 7418 | 6720 | 8326 | 740.5681 | 868.582 | 978.2313 | 354.2123
| 4370 | 717.95 | 654.6835 | 894.1788 | 654.6835 | 654.6835 | 894.1788 | 654.6835 | 654.6835 | 894.1788 | 654.6835 | 972.7891 | 264.3282 | 654.6835 | 894.1788 | 654.6835 | 4370 | 654.6835 | 894.1788 | 972.7891 | 264.3282 | 7725 | 2516 | 6314 | 6956 | 8628 | 362 | 6706 | 7476 | 740.52 | 868.582 | 978.2313 | 354.2123
| 4371 | 716.5356 | 646.0326 | 905.2158 | 646.0326 | 646.0326 | 905.2158 | 646.0326 | 646.0326 | 905.2158 | 646.0326 | 987.7551 | 254.6195 | 646.0326 | 905.2158 | 646.0326 | 4371 | 646.0326 | 905.2158 | 987.7551 | 254.6195 | 7928 | 1786 | 1538 | 7285 | 6495 | 7590 | 6703 | 7452 | 740.52 | 868.5783 | 978.2313 | 354.2123
| 4372 | 723.251 | 653.0495 | 913.1175 | 653.0495 | 653.0495 | 913.1175 | 653.0495 | 653.0495 | 913.1175 | 653.0495 | 991.8367 | 256.8118 | 653.0495 | 913.1175 | 653.0495 | 4372 | 653.0495 | 913.1175 | 991.8367 | 256.8118 | 7771 | 1313 | 859 | 7213 | 5255 | 749 | 6680 | 7332 | 740.52 | 868.573 | 978.2313 | 354.2123
| 4373 | 718.9824 | 637.622 | 910.6184 | 637.622 | 637.622 | 910.6184 | 637.622 | 637.622 | 910.6184 | 637.622 | 972.7891 | 349.5146 | 637.622 | 910.6184 | 637.622 | 4373 | 637.622 | 910.6185 | 972.7891 | 349.5146 | 8093 | 1448 | 6313 | 4467 | 4797 | 92 | 6671 | 6008 | 740.472 | 868.559 | 978.2313 | 354.2123
| 4374 | 716.8082 | 613.928 | 903.8028 | 613.928 | 613.928 | 903.8028 | 613.928 | 613.928 | 903.8028 | 613.928 | 985.034 | 523.6455 | 613.928 | 903.8028 | 613.928 | 4374 | 613.928 | 903.8028 | 985.034 | 523.6455 | 8474 | 1867 | 2241 | 1600 | 6039 | 7035 | 6644 | 5566 | 740.4239 | 868.5297 | 978.2313 | 354.2123
| 4375 | 696.6396 | 623.3479 | 883.3838 | 623.3479 | 623.3479 | 883.3838 | 623.3479 | 623.3479 | 883.3838 | 623.3479 | 975.5102 | 257.125 | 623.3479 | 883.3838 | 623.3479 | 4375 | 623.3479 | 883.3838 | 975.5102 | 257.125 | 8360 | 3372 | 5476 | 7204 | 5989 | 6589 | 6612 | 1693 | 740.4239 | 868.5297 | 978.2313 | 354.2123
| 4376 | 714.8041 | 643.7737 | 910.4091 | 643.7737 | 643.7737 | 910.4091 | 643.7737 | 643.7737 | 910.4091 | 643.7737 | 983.6735 | 231.757 | 643.7737 | 910.4091 | 643.7737 | 4376 | 643.7737 | 910.4091 | 983.6735 | 231.757 | 7976 | 1465 | 2741 | 8020 | 5688 | 8248 | 6608 | 1376 | 740.4239 | 868.5236 | 978.2313 | 354.2123
| 4377 | 719.7853 | 641.8513 | 894.8402 | 641.8513 | 641.8513 | 894.8402 | 641.8513 | 641.8513 | 894.8402 | 641.8513 | 978.2313 | 384.5913 | 641.8513 | 894.8402 | 641.8513 | 4377 | 641.8513 | 894.8402 | 978.2313 | 384.5913 | 8015 | 2475 | 4536 | 3764 | 2738 | 6340 | 6588 | 420 | 740.3758 | 868.5106 | 978.2313 | 354.2123
| 4378 | 748.7401 | 655.885 | 911.9763 | 655.885 | 655.885 | 911.9763 | 655.885 | 655.885 | 911.9763 | 655.885 | 978.2313 | 609.145 | 655.885 | 911.9763 | 655.885 | 4378 | 655.885 | 911.9763 | 978.2313 | 609.145 | 7695 | 1377 | 4535 | 760 | 6866 | 5880 | 6569 | 396 | 740.3278 | 868.5106 | 978.2313 | 354.2123
| 4379 | 749.6037 | 669.1498 | 909.9249 | 669.1498 | 669.1498 | 909.9249 | 669.1498 | 669.1498 | 909.9249 | 669.1498 | 974.1497 | 527.4037 | 669.1498 | 909.9249 | 669.1498 | 4379 | 669.1498 | 909.9249 | 974.1497 | 527.4037 | 7332 | 1489 | 5895 | 1558 | 6352 | 7646 | 6562 | 276 | 740.3278 | 868.506 | 978.2313 | 354.2123
| 4380 | 748.9881 | 673.5714 | 914.141 | 673.5714 | 673.5714 | 914.141 | 673.5714 | 673.5714 | 914.141 | 673.5714 | 976.8707 | 463.8271 | 673.5714 | 914.141 | 673.5714 | 4380 | 673.5714 | 914.141 | 976.8708 | 463.8271 | 7192 | 1265 | 5058 | 2419 | 8440 | 7229 | 6561 | 8688 | 740.2797 | 868.4861 | 978.2313 | 354.0558
| 4381 | 760.2917 | 699.0917 | 893.7593 | 699.0917 | 699.0917 | 893.7593 | 699.0917 | 699.0917 | 893.7593 | 699.0917 | 983.6735 | 492.6402 | 699.0917 | 893.7593 | 699.0917 | 4381 | 699.0917 | 893.7593 | 983.6735 | 492.6402 | 6125 | 2561 | 2740 | 1985 | 8432 | 2409 | 6552 | 6342 | 740.2797 | 868.453 | 978.2313 | 353.8992
| 4382 | 773.6422 | 720.0942 | 902.1608 | 720.0942 | 720.0942 | 902.1608 | 720.0942 | 720.0942 | 902.1608 | 720.0942 | 983.6735 | 477.9205 | 720.0942 | 902.1608 | 720.0942 | 4382 | 720.0942 | 902.1608 | 983.6735 | 477.9205 | 5228 | 1952 | 2739 | 2180 | 7165 | 2179 | 6538 | 3576 | 740.2797 | 868.453 | 978.2313 | 353.7556
| 4383 | 772.0243 | 702.3117 | 945.3298 | 702.3117 | 702.3117 | 945.3298 | 702.3117 | 702.3117 | 945.3298 | 702.3117 | 970.068 | 438.4591 | 702.3117 | 945.3298 | 702.3117 | 4383 | 702.3117 | 945.3298 | 970.068 | 438.4591 | 5997 | 135 | 7095 | 2852 | 3640 | 5089 | 6535 | 7329 | 740.2797 | 868.453 | 978.2313 | 353.7426
| 4384 | 773.3903 | 701.5428 | 923.9537 | 701.5428 | 701.5428 | 923.9537 | 701.5428 | 701.5428 | 923.9537 | 701.5428 | 976.8707 | 542.4366 | 701.5428 | 923.9537 | 701.5428 | 4384 | 701.5428 | 923.9537 | 976.8708 | 542.4366 | 6027 | 774 | 5057 | 1381 | 1252 | 7591 | 6512 | 273 | 740.2317 | 868.4351 | 978.2313 | 353.7426
| 4385 | 790.3069 | 732.1094 | 936.9562 | 732.1094 | 732.1094 | 936.9562 | 732.1094 | 732.1094 | 936.9562 | 732.1094 | 978.2313 | 481.3655 | 732.1094 | 936.9562 | 732.1094 | 4385 | 732.1094 | 936.9562 | 978.2313 | 481.3655 | 4738 | 314 | 4534 | 2134 | 3127 | 3276 | 6503 | 7523 | 740.1836 | 868.4285 | 978.2313 | 353.586
| 4386 | 799.7011 | 795.069 | 900.1038 | 795.069 | 795.069 | 900.1038 | 795.069 | 795.069 | 900.1038 | 795.069 | 983.6735 | 251.1744 | 795.069 | 900.1038 | 795.069 | 4386 | 795.069 | 900.1038 | 983.6735 | 251.1744 | 2364 | 2113 | 2738 | 7420 | 3029 | 5602 | 6476 | 7336 | 740.1836 | 868.4229 | 978.2313 | 353.586
| 4387 | 811.413 | 806.0749 | 892.9418 | 806.0749 | 806.0749 | 892.9418 | 806.0749 | 806.0749 | 892.9418 | 806.0749 | 927.8912 | 411.5252 | 806.0749 | 892.9418 | 806.0749 | 4387 | 806.0749 | 892.9418 | 927.8912 | 411.5252 | 2026 | 2635 | 8734 | 3292 | 1448 | 2376 | 6444 | 6168 | 740.1836 | 868.3894 | 978.2313 | 353.586
| 4388 | 838.3023 | 817.6575 | 892.0657 | 817.6575 | 817.6575 | 892.0657 | 817.6575 | 817.6575 | 892.0657 | 817.6575 | 968.7075 | 658.0019 | 817.6575 | 892.0657 | 817.6575 | 4388 | 817.6575 | 892.0657 | 968.7075 | 658.0019 | 1704 | 2707 | 7382 | 460 | 833 | 1965 | 6440 | 5815 | 740.1836 | 868.3893 | 978.2313 | 353.586
| 4389 | 829.9642 | 803.816 | 905.3685 | 803.816 | 803.816 | 905.3685 | 803.816 | 803.816 | 905.3685 | 803.816 | 960.5442 | 606.9527 | 803.816 | 905.3685 | 803.816 | 4389 | 803.816 | 905.3686 | 960.5442 | 606.9527 | 2102 | 1774 | 8240 | 777 | 8600 | 5025 | 6420 | 2541 | 740.1355 | 868.3872 | 978.2313 | 353.586
| 4390 | 845.4571 | 806.3632 | 910.1487 | 806.3632 | 806.3632 | 910.1487 | 806.3632 | 806.3632 | 910.1487 | 806.3632 | 974.1497 | 770.7485 | 806.3632 | 910.1487 | 806.3632 | 4390 | 806.3632 | 910.1487 | 974.1497 | 770.7485 | 2021 | 1478 | 5894 | 89 | 8093 | 2592 | 6401 | 280 | 740.1355 | 868.3646 | 978.2313 | 353.586
| 4391 | 800.8994 | 759.6001 | 935.2019 | 759.6001 | 759.6001 | 935.2019 | 759.6001 | 759.6001 | 935.2019 | 759.6001 | 980.9524 | 414.0307 | 759.6001 | 935.2019 | 759.6001 | 4391 | 759.6001 | 935.2019 | 980.9524 | 414.0307 | 3640 | 366 | 3806 | 3250 | 4321 | 4112 | 6394 | 6991 | 740.1355 | 868.3154 | 978.2313 | 353.2728
| 4392 | 790.4294 | 739.4627 | 919.4465 | 739.4627 | 739.4627 | 919.4465 | 739.4627 | 739.4627 | 919.4465 | 739.4627 | 971.4286 | 501.0961 | 739.4627 | 919.4465 | 739.4627 | 4392 | 739.4627 | 919.4465 | 971.4286 | 501.0962 | 4413 | 1011 | 6705 | 1877 | 1936 | 3666 | 6393 | 6237 | 740.1355 | 868.3154 | 978.2313 | 353.2728
| 4393 | 773.2748 | 691.2097 | 940.5407 | 691.2097 | 691.2097 | 940.5407 | 691.2097 | 691.2097 | 940.5407 | 691.2097 | 968.7075 | 565.2991 | 691.2097 | 940.5407 | 691.2097 | 4393 | 691.2097 | 940.5408 | 968.7075 | 565.2991 | 6453 | 220 | 7381 | 1141 | 557 | 5903 | 6384 | 6105 | 740.1355 | 868.3063 | 978.2313 | 353.2728
| 4394 | 766.5903 | 664.3437 | 935.5924 | 664.3437 | 664.3437 | 935.5924 | 664.3437 | 664.3437 | 935.5924 | 664.3437 | 967.3469 | 707.7983 | 664.3437 | 935.5924 | 664.3437 | 4394 | 664.3437 | 935.5924 | 967.3469 | 707.7983 | 7457 | 345 | 7615 | 252 | 6831 | 5554 | 6370 | 3992 | 740.0875 | 868.2387 | 978.2313 | 353.2728
| 4395 | 751.5102 | 670.7358 | 916.2496 | 670.7358 | 670.7358 | 916.2496 | 670.7358 | 670.7358 | 916.2496 | 670.7358 | 965.9864 | 524.2718 | 670.7358 | 916.2496 | 670.7358 | 4395 | 670.7358 | 916.2496 | 965.9864 | 524.2718 | 7278 | 1174 | 7875 | 1595 | 1920 | 169 | 6367 | 3900 | 740.0875 | 868.236 | 978.2313 | 353.2728
| 4396 | 743.8444 | 666.939 | 906.8536 | 666.939 | 666.939 | 906.8536 | 666.939 | 666.939 | 906.8536 | 666.939 | 963.2653 | 487.6292 | 666.939 | 906.8536 | 666.939 | 4396 | 666.939 | 906.8536 | 963.2653 | 487.6292 | 7379 | 1689 | 8109 | 2050 | 6653 | 4874 | 6344 | 3122 | 740.0394 | 868.2123 | 978.2313 | 353.2728
| 4397 | 718.7576 | 605.6135 | 911.1653 | 605.6135 | 605.6135 | 911.1653 | 605.6135 | 605.6135 | 911.1653 | 605.6135 | 963.2653 | 609.7714 | 605.6135 | 911.1653 | 605.6135 | 4397 | 605.6135 | 911.1653 | 963.2653 | 609.7714 | 8576 | 1422 | 8108 | 754 | 3371 | 4854 | 6335 | 1795 | 739.9914 | 868.1896 | 978.2313 | 353.2728
| 4398 | 704.071 | 611.3808 | 903.9209 | 611.3808 | 611.3808 | 903.9209 | 611.3808 | 611.3808 | 903.9209 | 611.3808 | 965.9864 | 384.2781 | 611.3808 | 903.9209 | 611.3808 | 4398 | 611.3808 | 903.9209 | 965.9864 | 384.2781 | 8508 | 1863 | 7874 | 3772 | 7909 | 1053 | 6308 | 1763 | 739.8952 | 868.1653 | 978.2313 | 353.2728
| 4399 | 729.8565 | 664.8724 | 914.5174 | 664.8724 | 664.8724 | 914.5174 | 664.8724 | 664.8724 | 914.5174 | 664.8724 | 957.8231 | 283.1193 | 664.8724 | 914.5174 | 664.8724 | 4399 | 664.8724 | 914.5174 | 957.8231 | 283.1193 | 7442 | 1246 | 8370 | 6249 | 3081 | 2427 | 6276 | 1100 | 739.7991 | 868.1434 | 978.2313 | 353.2728
| 4400 | 730.9381 | 676.8876 | 905.7897 | 676.8876 | 676.8876 | 905.7897 | 676.8876 | 676.8876 | 905.7897 | 676.8876 | 945.5782 | 249.2953 | 676.8876 | 905.7897 | 676.8876 | 4400 | 676.8876 | 905.7897 | 945.5782 | 249.2953 | 7067 | 1753 | 8629 | 7490 | 2767 | 2183 | 6272 | 8177 | 739.7991 | 868.1434 | 978.2313 | 352.9596
| 4401 | 747.7522 | 695.439 | 922.8771 | 695.439 | 695.439 | 922.8771 | 695.439 | 695.439 | 922.8771 | 695.439 | 967.3469 | 246.1635 | 695.439 | 922.8771 | 695.439 | 4401 | 695.439 | 922.8771 | 967.3469 | 246.1635 | 6266 | 833 | 7614 | 7589 | 784 | 928 | 6252 | 6990 | 739.7991 | 868.1277 | 978.2313 | 352.9596
| 4402 | 730.8467 | 662.3732 | 927.1528 | 662.3732 | 662.3732 | 927.1528 | 662.3732 | 662.3732 | 927.1528 | 662.3732 | 964.6259 | 259.6304 | 662.3732 | 927.1528 | 662.3732 | 4402 | 662.3732 | 927.1528 | 964.6259 | 259.6304 | 7517 | 629 | 8005 | 7122 | 6377 | 6691 | 6233 | 5040 | 739.7511 | 868.1084 | 978.2313 | 352.9596
| 4403 | 730.4152 | 658.1439 | 936.1615 | 658.1439 | 658.1439 | 936.1615 | 658.1439 | 658.1439 | 936.1615 | 658.1439 | 967.3469 | 248.669 | 658.1439 | 936.1615 | 658.1439 | 4403 | 658.1439 | 936.1615 | 967.3469 | 248.669 | 7628 | 330 | 7613 | 7512 | 6014 | 7659 | 6226 | 2416 | 739.7511 | 868.0992 | 978.2313 | 352.9596
| 4404 | 719.9049 | 643.6295 | 922.6294 | 643.6295 | 643.6295 | 922.6294 | 643.6295 | 643.6295 | 922.6294 | 643.6295 | 978.2313 | 260.8832 | 643.6295 | 922.6294 | 643.6295 | 4404 | 643.6296 | 922.6294 | 978.2313 | 260.8832 | 7979 | 851 | 4533 | 7064 | 3676 | 1001 | 6225 | 641 | 739.751 | 868.0731 | 978.2313 | 352.9596
| 4405 | 735.5965 | 670.063 | 927.0374 | 670.063 | 670.063 | 927.0374 | 670.063 | 670.063 | 927.0374 | 670.063 | 970.068 | 259.6304 | 670.063 | 927.0374 | 670.063 | 4405 | 670.063 | 927.0374 | 970.068 | 259.6304 | 7298 | 638 | 7094 | 7121 | 2872 | 2024 | 6216 | 8303 | 739.751 | 868.0573 | 978.2313 | 352.6464
| 4406 | 745.0423 | 680.4441 | 937.0622 | 680.4441 | 680.4441 | 937.0622 | 680.4441 | 680.4441 | 937.0622 | 680.4441 | 974.1497 | 264.6414 | 680.4441 | 937.0622 | 680.4441 | 4406 | 680.4441 | 937.0622 | 974.1497 | 264.6414 | 6936 | 308 | 5893 | 6946 | 6615 | 205 | 6202 | 7138 | 739.703 | 868.0209 | 978.2313 | 352.6464
| 4407 | 752.1173 | 695.5352 | 933.7834 | 695.5352 | 695.5352 | 933.7834 | 695.5352 | 695.5352 | 933.7834 | 695.5352 | 972.7891 | 257.4381 | 695.5352 | 933.7834 | 695.5352 | 4407 | 695.5352 | 933.7834 | 972.7891 | 257.4382 | 6261 | 410 | 6312 | 7194 | 5370 | 5256 | 6199 | 4015 | 739.703 | 868.0207 | 978.2313 | 352.6464
| 4408 | 755.2517 | 702.4559 | 934.0196 | 702.4559 | 702.4559 | 934.0196 | 702.4559 | 702.4559 | 934.0196 | 702.4559 | 970.068 | 247.7294 | 702.4559 | 934.0196 | 702.4559 | 4408 | 702.4559 | 934.0196 | 970.068 | 247.7294 | 5990 | 401 | 7093 | 7545 | 3103 | 7006 | 6176 | 3874 | 739.6069 | 868.0134 | 978.2313 | 352.6464
| 4409 | 768.9125 | 717.4028 | 949.142 | 717.4028 | 717.4028 | 949.142 | 717.4028 | 717.4028 | 949.142 | 717.4028 | 976.8707 | 252.114 | 717.4028 | 949.142 | 717.4028 | 4409 | 717.4028 | 949.142 | 976.8708 | 252.114 | 5337 | 82 | 5056 | 7383 | 8677 | 2686 | 6167 | 2366 | 739.5588 | 867.9947 | 978.2313 | 352.6464
| 4410 | 768.9674 | 714.2788 | 955.4252 | 714.2788 | 714.2788 | 955.4252 | 714.2788 | 714.2788 | 955.4252 | 714.2788 | 976.8707 | 252.7404 | 714.2788 | 955.4252 | 714.2788 | 4410 | 714.2789 | 955.4253 | 976.8708 | 252.7404 | 5456 | 46 | 5055 | 7358 | 3209 | 6334 | 6140 | 8541 | 739.5588 | 867.9876 | 978.2313 | 352.3332
| 4411 | 777.6283 | 743.1634 | 935.0289 | 743.1634 | 743.1634 | 935.0289 | 743.1634 | 743.1634 | 935.0289 | 743.1634 | 956.4626 | 244.9107 | 743.1634 | 935.0289 | 743.1634 | 4411 | 743.1634 | 935.0289 | 956.4626 | 244.9107 | 4264 | 369 | 8448 | 7636 | 3041 | 151 | 6108 | 6743 | 739.5588 | 867.9854 | 978.2313 | 352.3332
| 4412 | 782.7337 | 754.9863 | 925.0408 | 754.9863 | 754.9863 | 925.0408 | 754.9863 | 754.9863 | 925.0408 | 754.9863 | 971.4286 | 246.7899 | 754.9863 | 925.0408 | 754.9863 | 4412 | 754.9863 | 925.0408 | 971.4286 | 246.7899 | 3823 | 735 | 6704 | 7572 | 2095 | 5890 | 6104 | 5696 | 739.5107 | 867.9638 | 978.2313 | 352.3332
| 4413 | 790.0443 | 759.0234 | 944.4302 | 759.0234 | 759.0234 | 944.4302 | 759.0234 | 759.0234 | 944.4302 | 759.0234 | 975.5102 | 235.202 | 759.0234 | 944.4302 | 759.0234 | 4413 | 759.0234 | 944.4302 | 975.5102 | 235.202 | 3657 | 147 | 5475 | 7927 | 4392 | 3275 | 6084 | 1475 | 739.4627 | 867.9515 | 978.2313 | 352.3332
| 4414 | 779.4055 | 735.5217 | 948.7902 | 735.5217 | 735.5217 | 948.7902 | 735.5217 | 735.5217 | 948.7902 | 735.5217 | 983.6735 | 248.669 | 735.5217 | 948.7902 | 735.5217 | 4414 | 735.5217 | 948.7902 | 983.6735 | 248.669 | 4582 | 87 | 2737 | 7511 | 7166 | 4877 | 6065 | 3082 | 739.3666 | 867.9487 | 978.2313 | 352.02
| 4415 | 763.7158 | 716.2493 | 936.414 | 716.2493 | 716.2493 | 936.414 | 716.2493 | 716.2493 | 936.414 | 716.2493 | 983.6735 | 232.6965 | 716.2493 | 936.414 | 716.2493 | 4415 | 716.2493 | 936.414 | 983.6735 | 232.6965 | 5381 | 326 | 2736 | 7999 | 8028 | 6062 | 6058 | 3013 | 739.3185 | 867.9463 | 978.2313 | 352.02
| 4416 | 751.0757 | 697.9863 | 932.5415 | 697.9863 | 697.9863 | 932.5415 | 697.9863 | 697.9863 | 932.5415 | 697.9863 | 975.5102 | 225.4933 | 697.9863 | 932.5415 | 697.9863 | 4416 | 697.9863 | 932.5415 | 975.5102 | 225.4933 | 6160 | 447 | 5474 | 8173 | 492 | 3718 | 6057 | 2036 | 739.3185 | 867.937 | 978.2313 | 352.02
| 4417 | 731.6873 | 663.6709 | 931.6982 | 663.6709 | 663.6709 | 931.6982 | 663.6709 | 663.6709 | 931.6982 | 663.6709 | 970.068 | 237.3943 | 663.6709 | 931.6982 | 663.6709 | 4417 | 663.6709 | 931.6982 | 970.068 | 237.3943 | 7484 | 470 | 7092 | 7868 | 7881 | 150 | 6048 | 1522 | 739.2704 | 867.9156 | 978.2313 | 352.02
| 4418 | 742.3654 | 679.0503 | 940.3996 | 679.0503 | 679.0503 | 940.3996 | 679.0503 | 679.0503 | 940.3996 | 679.0503 | 971.4286 | 227.6856 | 679.0503 | 940.3996 | 679.0503 | 4418 | 679.0503 | 940.3996 | 971.4286 | 227.6856 | 6986 | 226 | 6703 | 8117 | 1887 | 240 | 6034 | 473 | 739.2704 | 867.8756 | 978.2313 | 352.02
| 4419 | 736.0607 | 676.3589 | 923.5621 | 676.3589 | 676.3589 | 923.5621 | 676.3589 | 676.3589 | 923.5621 | 676.3589 | 967.3469 | 232.3833 | 676.3589 | 923.5621 | 676.3589 | 4419 | 676.3589 | 923.5621 | 967.3469 | 232.3833 | 7085 | 788 | 7612 | 8003 | 6264 | 172 | 6031 | 8457 | 739.2224 | 867.8747 | 978.2313 | 351.7108
| 4420 | 742.6603 | 687.1245 | 923.8201 | 687.1245 | 687.1245 | 923.8201 | 687.1245 | 687.1245 | 923.8201 | 687.1245 | 974.1497 | 230.8174 | 687.1245 | 923.8201 | 687.1245 | 4420 | 687.1245 | 923.8201 | 974.1497 | 230.8174 | 6644 | 777 | 5892 | 8047 | 3177 | 7005 | 6008 | 8539 | 739.1743 | 867.8013 | 978.2313 | 351.7069
| 4421 | 742.4901 | 688.1819 | 920.7697 | 688.1819 | 688.1819 | 920.7697 | 688.1819 | 688.1819 | 920.7697 | 688.1819 | 975.5102 | 230.8174 | 688.1819 | 920.7697 | 688.1819 | 4421 | 688.1819 | 920.7697 | 975.5102 | 230.8174 | 6590 | 942 | 5473 | 8046 | 7434 | 7769 | 5999 | 7498 | 739.0782 | 867.794 | 978.2313 | 351.7069
| 4422 | 747.3153 | 694.6701 | 926.1642 | 694.6701 | 694.6701 | 926.1642 | 694.6701 | 694.6701 | 926.1642 | 694.6701 | 983.6735 | 216.7241 | 694.6701 | 926.1642 | 694.6701 | 4422 | 694.6701 | 926.1642 | 983.6735 | 216.7241 | 6307 | 676 | 2735 | 8330 | 6877 | 5991 | 5972 | 6824 | 739.0782 | 867.7766 | 978.2313 | 351.7069
| 4423 | 745.5429 | 682.2223 | 941.2031 | 682.2223 | 682.2223 | 941.2031 | 682.2223 | 682.2223 | 941.2031 | 682.2223 | 982.3129 | 232.6965 | 682.2223 | 941.2031 | 682.2223 | 4423 | 682.2223 | 941.2031 | 982.3129 | 232.6965 | 6858 | 208 | 3338 | 7998 | 5831 | 1013 | 5940 | 3607 | 739.0782 | 867.7413 | 978.2313 | 351.7069
| 4424 | 754.0379 | 686.8362 | 950.0442 | 686.8362 | 686.8362 | 950.0442 | 686.8362 | 686.8362 | 950.0442 | 686.8362 | 978.2313 | 283.4325 | 686.8362 | 950.0442 | 686.8362 | 4424 | 686.8362 | 950.0442 | 978.2313 | 283.4325 | 6658 | 71 | 4532 | 6239 | 5104 | 195 | 5936 | 2457 | 739.0782 | 867.7299 | 978.2313 | 351.7069
| 4425 | 772.5985 | 684.0006 | 965.0065 | 684.0006 | 684.0006 | 965.0065 | 684.0006 | 684.0006 | 965.0065 | 684.0006 | 982.3129 | 502.0357 | 684.0006 | 965.0065 | 684.0006 | 4425 | 684.0006 | 965.0065 | 982.3129 | 502.0357 | 6777 | 19 | 3337 | 1862 | 378 | 1189 | 5916 | 1691 | 739.0782 | 867.7151 | 978.2313 | 351.7069
| 4426 | 767.7554 | 685.3463 | 957.2628 | 685.3463 | 685.3463 | 957.2628 | 685.3463 | 685.3463 | 957.2628 | 685.3463 | 986.3946 | 450.3602 | 685.3463 | 957.2628 | 685.3463 | 4426 | 685.3463 | 957.2628 | 986.3946 | 450.3602 | 6721 | 39 | 1901 | 2658 | 6312 | 5894 | 5897 | 442 | 738.9821 | 867.647 | 978.2313 | 351.7069
| 4427 | 763.8646 | 686.4036 | 934.251 | 686.4036 | 686.4036 | 934.251 | 686.4036 | 686.4036 | 934.251 | 686.4036 | 982.3129 | 483.5578 | 686.4036 | 934.251 | 686.4036 | 4427 | 686.4036 | 934.251 | 982.3129 | 483.5578 | 6675 | 386 | 3336 | 2108 | 1160 | 5797 | 5890 | 8572 | 738.9821 | 867.6366 | 978.2313 | 351.4198
| 4428 | 760.1189 | 684.8657 | 926.0988 | 684.8657 | 684.8657 | 926.0988 | 684.8657 | 684.8657 | 926.0988 | 684.8657 | 978.2313 | 480.1127 | 684.8657 | 926.0988 | 684.8657 | 4428 | 684.8657 | 926.0988 | 978.2313 | 480.1128 | 6741 | 679 | 4531 | 2151 | 1540 | 1046 | 5889 | 8154 | 738.934 | 867.6279 | 978.2313 | 351.3937
| 4429 | 768.3641 | 684.3851 | 939.5789 | 684.3851 | 684.3851 | 939.5789 | 684.3851 | 684.3851 | 939.5789 | 684.3851 | 980.9524 | 542.7498 | 684.3851 | 939.5789 | 684.3851 | 4429 | 684.3851 | 939.5789 | 980.9524 | 542.7498 | 6764 | 247 | 3805 | 1377 | 7455 | 4354 | 5880 | 7411 | 738.886 | 867.6123 | 978.2313 | 351.3937
| 4430 | 771.1409 | 691.7384 | 936.8614 | 691.7384 | 691.7384 | 936.8614 | 691.7384 | 691.7384 | 936.8614 | 691.7384 | 980.9524 | 533.6674 | 691.7384 | 936.8614 | 691.7384 | 4430 | 691.7384 | 936.8614 | 980.9524 | 533.6674 | 6430 | 316 | 3804 | 1486 | 4650 | 6818 | 5866 | 6535 | 738.886 | 867.6094 | 978.2313 | 351.3937
| 4431 | 760.7251 | 664.2476 | 951.478 | 664.2476 | 664.2476 | 951.478 | 664.2476 | 664.2476 | 951.478 | 664.2476 | 972.7891 | 557.4695 | 664.2476 | 951.478 | 664.2476 | 4431 | 664.2476 | 951.478 | 972.7891 | 557.4695 | 7464 | 62 | 6311 | 1220 | 399 | 6574 | 5863 | 5203 | 738.886 | 867.6094 | 978.2313 | 351.3937
| 4432 | 779.6297 | 694.7662 | 955.3787 | 694.7662 | 694.7662 | 955.3787 | 694.7662 | 694.7662 | 955.3787 | 694.7662 | 975.5102 | 559.6618 | 694.7662 | 955.3787 | 694.7662 | 4432 | 694.7662 | 955.3787 | 975.5102 | 559.6618 | 6304 | 47 | 5472 | 1198 | 6674 | 5893 | 5840 | 4729 | 738.8379 | 867.6045 | 978.2313 | 351.3937
| 4433 | 753.7546 | 671.4567 | 955.0406 | 671.4567 | 671.4567 | 955.0406 | 671.4567 | 671.4567 | 955.0406 | 671.4567 | 983.6735 | 377.0749 | 671.4567 | 955.0406 | 671.4567 | 4433 | 671.4567 | 955.0406 | 983.6735 | 377.0749 | 7260 | 48 | 2734 | 3914 | 7608 | 7223 | 5831 | 618 | 738.7898 | 867.5916 | 978.2313 | 351.3937
| 4434 | 754.2859 | 680.2518 | 932.3518 | 680.2518 | 680.2518 | 932.3518 | 680.2518 | 680.2518 | 932.3518 | 680.2518 | 967.3469 | 421.2339 | 680.2518 | 932.3518 | 680.2518 | 4434 | 680.2518 | 932.3518 | 967.3469 | 421.234 | 6941 | 452 | 7611 | 3139 | 7617 | 7519 | 5804 | 355 | 738.7418 | 867.5896 | 978.2313 | 351.3937
| 4435 | 859.2061 | 827.51 | 942.3062 | 827.51 | 827.51 | 942.3062 | 827.51 | 827.51 | 942.3062 | 827.51 | 980.9524 | 658.6282 | 827.51 | 942.3062 | 827.51 | 4435 | 827.51 | 942.3062 | 980.9524 | 658.6283 | 1460 | 185 | 3803 | 458 | 3289 | 5568 | 5772 | 7143 | 738.7418 | 867.5553 | 978.2313 | 351.0805
| 4436 | 834.3649 | 776.902 | 933.0597 | 776.902 | 776.902 | 933.0597 | 776.902 | 776.902 | 933.0597 | 776.902 | 986.3946 | 747.2596 | 776.902 | 933.0597 | 776.902 | 4436 | 776.902 | 933.0597 | 986.3946 | 747.2596 | 2989 | 431 | 1900 | 153 | 1913 | 7294 | 5768 | 6707 | 738.7418 | 867.5551 | 978.2313 | 351.0805
| 4437 | 820.7962 | 750.4205 | 948.713 | 750.4205 | 750.4205 | 948.713 | 750.4205 | 750.4205 | 948.713 | 750.4205 | 982.3129 | 710.617 | 750.4205 | 948.713 | 750.4205 | 4437 | 750.4205 | 948.713 | 982.3129 | 710.617 | 3994 | 89 | 3335 | 243 | 6889 | 7330 | 5748 | 4185 | 738.6937 | 867.5354 | 978.2313 | 351.0805
| 4438 | 837.7997 | 794.0116 | 949.9935 | 794.0116 | 794.0116 | 949.9935 | 794.0116 | 794.0116 | 949.9935 | 794.0116 | 971.4286 | 605.7 | 794.0116 | 949.9935 | 794.0116 | 4438 | 794.0116 | 949.9935 | 971.4286 | 605.7 | 2401 | 73 | 6702 | 787 | 6639 | 274 | 5729 | 2835 | 738.6937 | 867.5354 | 978.2313 | 351.0805
| 4439 | 787.4373 | 707.1659 | 945.3465 | 707.1659 | 707.1659 | 945.3465 | 707.1659 | 707.1659 | 945.3465 | 707.1659 | 985.034 | 600.3758 | 707.1659 | 945.3465 | 707.1659 | 4439 | 707.1659 | 945.3465 | 985.034 | 600.3758 | 5768 | 133 | 2240 | 836 | 2055 | 5824 | 5722 | 1431 | 738.6937 | 867.5198 | 978.2313 | 350.9239
| 4440 | 762.1666 | 675.0132 | 933.3644 | 675.0132 | 675.0132 | 933.3644 | 675.0132 | 675.0132 | 933.3644 | 675.0132 | 987.7551 | 549.0135 | 675.0132 | 933.3644 | 675.0132 | 4440 | 675.0132 | 933.3644 | 987.7551 | 549.0135 | 7141 | 416 | 1537 | 1309 | 1770 | 5829 | 5721 | 8725 | 738.6937 | 867.5178 | 978.2313 | 350.7673
| 4441 | 764.162 | 689.5756 | 939.9584 | 689.5756 | 689.5756 | 939.9584 | 689.5756 | 689.5756 | 939.9584 | 689.5756 | 987.7551 | 434.0745 | 689.5756 | 939.9584 | 689.5756 | 4441 | 689.5756 | 939.9584 | 987.7551 | 434.0745 | 6521 | 235 | 1536 | 2924 | 1400 | 2261 | 5712 | 6836 | 738.6937 | 867.512 | 978.2313 | 350.7673
| 4442 | 754.8067 | 643.3412 | 939.8603 | 643.3412 | 643.3412 | 939.8603 | 643.3412 | 643.3412 | 939.8603 | 643.3412 | 995.9184 | 665.2051 | 643.3412 | 939.8603 | 643.3412 | 4442 | 643.3412 | 939.8603 | 995.9184 | 665.2051 | 7990 | 238 | 312 | 422 | 4118 | 4729 | 5698 | 4310 | 738.6457 | 867.4909 | 978.2313 | 350.7673
| 4443 | 748.3922 | 643.5815 | 926.7428 | 643.5815 | 643.5815 | 926.7428 | 643.5815 | 643.5815 | 926.7428 | 643.5815 | 994.5578 | 627.3097 | 643.5815 | 926.7428 | 643.5815 | 4443 | 643.5815 | 926.7428 | 994.5578 | 627.3097 | 7984 | 654 | 494 | 642 | 4094 | 137 | 5695 | 3581 | 738.6457 | 867.4899 | 978.2313 | 350.7673
| 4444 | 740.6546 | 649.0604 | 927.5138 | 649.0604 | 649.0604 | 927.5138 | 649.0604 | 649.0604 | 927.5138 | 649.0604 | 991.8367 | 474.7886 | 649.0604 | 927.5138 | 649.0604 | 4444 | 649.0604 | 927.5138 | 991.8367 | 474.7886 | 7868 | 618 | 858 | 2233 | 1998 | 834 | 5672 | 2612 | 738.6457 | 867.4441 | 978.2313 | 350.7673
| 4445 | 743.3868 | 654.1549 | 932.525 | 654.1549 | 654.1549 | 932.525 | 654.1549 | 654.1549 | 932.525 | 654.1549 | 991.8367 | 452.2393 | 654.1549 | 932.525 | 654.1549 | 4445 | 654.1549 | 932.525 | 991.8367 | 452.2393 | 7738 | 448 | 857 | 2622 | 6538 | 168 | 5663 | 2419 | 738.5976 | 867.394 | 978.2313 | 350.7673
| 4446 | 729.0108 | 637.7661 | 932.0087 | 637.7661 | 637.7661 | 932.0087 | 637.7661 | 637.7661 | 932.0087 | 637.7661 | 982.3129 | 393.6737 | 637.7661 | 932.0087 | 637.7661 | 4446 | 637.7661 | 932.0087 | 982.3129 | 393.6737 | 8086 | 458 | 3334 | 3605 | 8760 | 5082 | 5636 | 8449 | 738.5495 | 867.3936 | 978.2313 | 350.6629
| 4447 | 774.7048 | 704.907 | 941.7156 | 704.907 | 704.907 | 941.7156 | 704.907 | 704.907 | 941.7156 | 704.907 | 972.7891 | 466.959 | 704.907 | 941.7156 | 704.907 | 4447 | 704.907 | 941.7156 | 972.7891 | 466.959 | 5877 | 197 | 6310 | 2351 | 4150 | 718 | 5604 | 8671 | 738.5495 | 867.386 | 978.2313 | 350.6107
| 4448 | 718.9581 | 628.8749 | 936.997 | 628.8749 | 628.8749 | 936.997 | 628.8749 | 628.8749 | 936.997 | 628.8749 | 986.3946 | 300.0313 | 628.8749 | 936.997 | 628.8749 | 4448 | 628.8749 | 936.997 | 986.3946 | 300.0313 | 8243 | 312 | 1899 | 5640 | 8023 | 6251 | 5600 | 6937 | 738.5255 | 867.3845 | 978.2313 | 350.4541
| 4449 | 716.0614 | 617.7729 | 936.6828 | 617.7729 | 617.7729 | 936.6828 | 617.7729 | 617.7729 | 936.6828 | 617.7729 | 959.1837 | 376.7617 | 617.7729 | 936.6828 | 617.7729 | 4449 | 617.7729 | 936.6828 | 959.1837 | 376.7617 | 8437 | 321 | 8318 | 3924 | 487 | 2659 | 5580 | 2016 | 738.5255 | 867.3752 | 978.2313 | 350.2975
| 4450 | 747.9829 | 674.1241 | 939.0744 | 674.1241 | 674.1241 | 939.0744 | 674.1241 | 674.1241 | 939.0744 | 674.1241 | 976.8707 | 345.5997 | 674.1241 | 939.0744 | 674.1241 | 4450 | 674.1241 | 939.0744 | 976.8708 | 345.5998 | 7174 | 257 | 5054 | 4544 | 8717 | 4972 | 5561 | 8197 | 738.5015 | 867.3733 | 978.2313 | 350.1409
| 4451 | 742.3501 | 676.6473 | 895.3527 | 676.6473 | 676.6473 | 942.9876 | 676.6473 | 676.6473 | 895.3527 | 676.6473 | 985.034 | 365.6436 | 676.6473 | 895.3527 | 676.6473 | 4451 | 676.6473 | 895.3527 | 985.034 | 365.6436 | 7076 | 2442 | 2239 | 4165 | 2057 | 6791 | 5554 | 7497 | 738.5015 | 867.3623 | 978.2313 | 350.1409
| 4452 | 750.6425 | 686.2594 | 913.2975 | 686.2594 | 686.2594 | 929.9045 | 686.2594 | 686.2594 | 913.2975 | 686.2594 | 989.1156 | 360.0063 | 686.2594 | 913.2975 | 686.2594 | 4452 | 686.2594 | 913.2975 | 989.1157 | 360.0063 | 6684 | 1300 | 1224 | 4262 | 3776 | 4727 | 5553 | 6765 | 738.4534 | 867.3343 | 978.2313 | 350.1409
| 4453 | 750.8974 | 684.8897 | 902.4632 | 684.8897 | 684.8897 | 949.5897 | 684.8897 | 684.8897 | 902.4632 | 684.8897 | 986.3946 | 390.072 | 684.8897 | 902.4632 | 684.8897 | 4453 | 684.8897 | 902.4632 | 986.3946 | 390.072 | 6740 | 1934 | 1898 | 3669 | 3689 | 7230 | 5544 | 5768 | 738.4534 | 867.3058 | 978.2313 | 350.1409
| 4454 | 754.7904 | 690.2004 | 910.2027 | 690.2004 | 690.2004 | 937.5075 | 690.2004 | 690.2004 | 910.2027 | 690.2004 | 983.6735 | 393.6737 | 690.2004 | 910.2027 | 690.2004 | 4454 | 690.2004 | 910.2027 | 983.6735 | 393.6737 | 6490 | 1475 | 2733 | 3604 | 2451 | 725 | 5530 | 3198 | 738.4534 | 867.3045 | 978.2313 | 350.1409
| 4455 | 709.4723 | 606.9592 | 911.5067 | 606.9592 | 606.9592 | 911.5067 | 606.9592 | 606.9592 | 911.5067 | 606.9592 | 987.7551 | 443.1569 | 606.9592 | 911.5067 | 606.9592 | 4455 | 606.9592 | 911.5067 | 987.7551 | 443.1569 | 8562 | 1402 | 1535 | 2783 | 1864 | 63 | 5527 | 2133 | 738.4534 | 867.3045 | 978.2313 | 350.1409
| 4456 | 715.4494 | 615.3698 | 913.7262 | 615.3698 | 615.3698 | 913.7262 | 615.3698 | 615.3698 | 913.7262 | 615.3698 | 987.7551 | 450.6733 | 615.3698 | 913.7262 | 615.3698 | 4456 | 615.3698 | 913.7262 | 987.7551 | 450.6734 | 8460 | 1278 | 1534 | 2653 | 1690 | 7593 | 5504 | 661 | 738.4534 | 867.2652 | 978.2313 | 350.1409
| 4457 | 733.5558 | 644.0621 | 919.6281 | 644.0621 | 644.0621 | 919.6281 | 644.0621 | 644.0621 | 919.6281 | 644.0621 | 1000 | 438.7723 | 644.0621 | 919.6281 | 644.0621 | 4457 | 644.0621 | 919.6281 | 1000 | 438.7723 | 7970 | 997 | 26 | 2845 | 6700 | 8190 | 5495 | 441 | 738.4054 | 867.2506 | 978.2313 | 350.1409
| 4458 | 775.7065 | 695.5832 | 956.1912 | 695.5832 | 695.5832 | 956.1912 | 695.5832 | 695.5832 | 956.1912 | 695.5832 | 980.9524 | 489.5083 | 695.5832 | 956.1912 | 695.5832 | 4458 | 695.5832 | 956.1912 | 980.9524 | 489.5083 | 6258 | 44 | 3802 | 2021 | 3725 | 654 | 5468 | 160 | 738.4053 | 867.2506 | 978.2313 | 350.1409
| 4459 | 833.6247 | 813.284 | 939.5707 | 813.284 | 813.284 | 939.5707 | 813.284 | 813.284 | 939.5707 | 813.284 | 995.9184 | 410.2725 | 813.284 | 939.5707 | 813.284 | 4459 | 813.284 | 939.5707 | 995.9184 | 410.2725 | 1817 | 248 | 311 | 3316 | 3675 | 5645 | 5436 | 3813 | 738.4053 | 867.2448 | 978.2313 | 349.8278
| 4460 | 801.1668 | 730.7156 | 958.0229 | 730.7156 | 730.7156 | 958.0229 | 730.7156 | 730.7156 | 958.0229 | 730.7156 | 978.2313 | 560.2881 | 730.7156 | 958.0229 | 730.7156 | 4460 | 730.7156 | 958.0229 | 978.2313 | 560.2881 | 4791 | 33 | 4530 | 1193 | 6842 | 2245 | 5432 | 3263 | 738.3573 | 867.2419 | 978.2313 | 349.8278
| 4461 | 779.7548 | 738.2131 | 837.9585 | 738.2131 | 738.2131 | 837.9585 | 738.2131 | 738.2131 | 837.9585 | 738.2131 | 993.1973 | 665.8315 | 738.2131 | 837.9585 | 738.2131 | 4461 | 738.2131 | 837.9586 | 993.1973 | 665.8315 | 4461 | 6315 | 649 | 419 | 4461 | 1061 | 5412 | 2059 | 738.2131 | 867.2396 | 978.2313 | 349.8278
| 4462 | 821.696 | 755.8514 | 972.3114 | 755.8514 | 755.8514 | 972.3114 | 755.8514 | 755.8514 | 972.3114 | 755.8514 | 994.5578 | 573.1287 | 755.8514 | 972.3114 | 755.8514 | 4462 | 755.8514 | 972.3114 | 994.5578 | 573.1287 | 3785 | 8 | 493 | 1069 | 852 | 116 | 5393 | 6901 | 738.2131 | 867.2097 | 978.2313 | 349.6712
| 4463 | 804.627 | 748.5942 | 944.4277 | 748.5942 | 748.5942 | 944.4277 | 748.5942 | 748.5942 | 944.4277 | 748.5942 | 972.7891 | 525.5246 | 748.5942 | 944.4277 | 748.5942 | 4463 | 748.5942 | 944.4277 | 972.7891 | 525.5246 | 4057 | 148 | 6309 | 1583 | 7477 | 5945 | 5386 | 6933 | 738.117 | 867.1804 | 978.2313 | 349.5146
| 4464 | 787.6126 | 722.6895 | 938.4746 | 722.6895 | 722.6895 | 938.4746 | 722.6895 | 722.6895 | 938.4746 | 722.6895 | 993.1973 | 497.9643 | 722.6895 | 938.4746 | 722.6895 | 4464 | 722.6895 | 938.4746 | 993.1973 | 497.9643 | 5115 | 269 | 648 | 1923 | 4798 | 5992 | 5385 | 5720 | 738.117 | 867.1664 | 978.2313 | 349.5146
| 4465 | 781.6007 | 705.4837 | 948.2185 | 705.4837 | 705.4837 | 948.2185 | 705.4837 | 705.4837 | 948.2185 | 705.4837 | 990.4762 | 515.1895 | 705.4837 | 948.2185 | 705.4837 | 4465 | 705.4837 | 948.2185 | 990.4762 | 515.1895 | 5852 | 96 | 1041 | 1707 | 421 | 878 | 5376 | 5572 | 738.117 | 867.1275 | 978.2313 | 349.5146
| 4466 | 736.9393 | 647.6667 | 939.321 | 647.6667 | 647.6667 | 939.321 | 647.6667 | 647.6667 | 939.321 | 647.6667 | 998.6395 | 379.8935 | 647.6667 | 939.321 | 647.6667 | 4466 | 647.6667 | 939.321 | 998.6395 | 379.8935 | 7900 | 253 | 104 | 3844 | 8382 | 3781 | 5362 | 4660 | 738.0689 | 867.1124 | 978.2313 | 349.5146
| 4467 | 761.0958 | 693.805 | 929.9235 | 693.805 | 693.805 | 929.9235 | 693.805 | 693.805 | 929.9235 | 693.805 | 995.9184 | 389.2891 | 693.805 | 929.9235 | 693.805 | 4467 | 693.805 | 929.9236 | 995.9184 | 389.2891 | 6342 | 524 | 310 | 3682 | 6192 | 5336 | 5359 | 4373 | 738.0689 | 867.106 | 978.2313 | 349.5146
| 4468 | 755.7533 | 667.0351 | 931.2075 | 667.0351 | 667.0351 | 931.2075 | 667.0351 | 667.0351 | 931.2075 | 667.0351 | 986.3946 | 533.041 | 667.0351 | 931.2075 | 667.0351 | 4468 | 667.0351 | 931.2075 | 986.3946 | 533.041 | 7376 | 483 | 1897 | 1490 | 4134 | 5106 | 5336 | 3887 | 738.0689 | 867.106 | 978.2313 | 349.5146
| 4469 | 768.111 | 687.461 | 944.2804 | 687.461 | 687.461 | 944.2804 | 687.461 | 687.461 | 944.2804 | 687.461 | 989.1156 | 487.6292 | 687.461 | 944.2804 | 687.461 | 4469 | 687.461 | 944.2804 | 989.1157 | 487.6292 | 6631 | 151 | 1223 | 2049 | 8599 | 2655 | 5327 | 3505 | 738.0209 | 867.0845 | 978.2313 | 349.5146
| 4470 | 755.4773 | 656.5579 | 937.8533 | 656.5579 | 656.5579 | 937.8533 | 656.5579 | 656.5579 | 937.8533 | 656.5579 | 995.9184 | 576.8869 | 656.5579 | 937.8533 | 656.5579 | 4470 | 656.5579 | 937.8533 | 995.9184 | 576.8869 | 7673 | 284 | 309 | 1032 | 7742 | 6713 | 5300 | 3149 | 737.9728 | 867.0759 | 978.2313 | 349.5146
| 4471 | 719.4758 | 619.8875 | 942.2282 | 619.8875 | 619.8875 | 942.2282 | 619.8875 | 619.8875 | 942.2282 | 619.8875 | 974.1497 | 370.498 | 619.8875 | 942.2282 | 619.8875 | 4471 | 619.8875 | 942.2282 | 974.1497 | 370.498 | 8410 | 188 | 5891 | 4058 | 2068 | 8112 | 5268 | 5507 | 737.9728 | 867.0664 | 978.2313 | 349.4102
| 4472 | 720.2913 | 646.6574 | 923.9498 | 646.6574 | 646.6574 | 923.9498 | 646.6574 | 646.6574 | 923.9498 | 646.6574 | 986.3946 | 228.6251 | 646.6574 | 923.9498 | 646.6574 | 4472 | 646.6574 | 923.9498 | 986.3946 | 228.6251 | 7918 | 775 | 1896 | 8093 | 5991 | 576 | 5264 | 8556 | 737.9247 | 867.0664 | 978.2313 | 349.2014
| 4473 | 716.7991 | 647.0899 | 908.359 | 647.0899 | 647.0899 | 908.359 | 647.0899 | 647.0899 | 908.359 | 647.0899 | 982.3129 | 242.7184 | 647.0899 | 908.359 | 647.0899 | 4473 | 647.0899 | 908.359 | 982.3129 | 242.7185 | 7908 | 1580 | 3333 | 7717 | 2168 | 5881 | 5244 | 7189 | 737.9247 | 867.0516 | 978.2313 | 349.2014
| 4474 | 729.4737 | 662.9019 | 920.886 | 662.9019 | 662.9019 | 920.886 | 662.9019 | 662.9019 | 920.886 | 662.9019 | 985.034 | 240.8393 | 662.9019 | 920.886 | 662.9019 | 4474 | 662.9019 | 920.886 | 985.034 | 240.8393 | 7506 | 933 | 2238 | 7768 | 4050 | 6781 | 5225 | 4960 | 737.8767 | 867.0235 | 978.2313 | 349.2014
| 4475 | 740.0845 | 666.891 | 951.7243 | 666.891 | 666.891 | 951.7243 | 666.891 | 666.891 | 951.7243 | 666.891 | 971.4286 | 247.7294 | 666.891 | 951.7243 | 666.891 | 4475 | 666.891 | 951.7243 | 971.4286 | 247.7294 | 7382 | 59 | 6701 | 7544 | 3206 | 6683 | 5218 | 4280 | 737.8767 | 866.9765 | 978.2313 | 349.2014
| 4476 | 745.1735 | 687.6532 | 933.7102 | 687.6532 | 687.6532 | 933.7102 | 687.6532 | 687.6532 | 933.7102 | 687.6532 | 956.4626 | 239.8998 | 687.6532 | 933.7102 | 687.6532 | 4476 | 687.6532 | 933.7102 | 956.4626 | 239.8998 | 6623 | 411 | 8447 | 7793 | 5177 | 2213 | 5217 | 3128 | 737.7325 | 866.9584 | 978.2313 | 349.2014
| 4477 | 751.5869 | 685.3943 | 959.6006 | 685.3943 | 685.3943 | 959.6006 | 685.3943 | 685.3943 | 959.6006 | 685.3943 | 963.2653 | 237.3943 | 685.3943 | 959.6006 | 685.3943 | 4477 | 685.3943 | 959.6006 | 963.2653 | 237.3943 | 6714 | 29 | 8107 | 7867 | 4337 | 2654 | 5208 | 8493 | 737.7325 | 866.9489 | 978.2313 | 349.1231
| 4478 | 749.3646 | 688.6625 | 938.1537 | 688.6625 | 688.6625 | 938.1537 | 688.6625 | 688.6625 | 938.1537 | 688.6625 | 975.5102 | 253.6799 | 688.6625 | 938.1537 | 688.6625 | 4478 | 688.6625 | 938.1537 | 975.5102 | 253.6799 | 6567 | 279 | 5471 | 7326 | 1694 | 838 | 5194 | 8252 | 737.7325 | 866.9156 | 978.2313 | 349.1144
| 4479 | 747.9237 | 694.2856 | 916.9702 | 694.2856 | 694.2856 | 916.9702 | 694.2856 | 694.2856 | 916.9702 | 694.2856 | 997.2789 | 251.4876 | 694.2856 | 916.9702 | 694.2856 | 4479 | 694.2856 | 916.9702 | 997.2789 | 251.4876 | 6324 | 1132 | 182 | 7410 | 6705 | 6780 | 5191 | 8481 | 737.5403 | 866.9071 | 978.2313 | 348.9665
| 4480 | 729.6224 | 666.5545 | 912.222 | 666.5545 | 666.5545 | 912.222 | 666.5545 | 666.5545 | 912.222 | 666.5545 | 985.034 | 248.3558 | 666.5545 | 912.222 | 666.5545 | 4480 | 666.5545 | 912.222 | 985.034 | 248.3558 | 7392 | 1366 | 2237 | 7525 | 67 | 7224 | 5168 | 8269 | 737.5403 | 866.8413 | 978.2313 | 348.8882
| 4481 | 748.0843 | 679.3867 | 949.3387 | 679.3867 | 679.3867 | 949.3387 | 679.3867 | 679.3867 | 949.3387 | 679.3867 | 998.6395 | 242.0921 | 679.3867 | 949.3387 | 679.3867 | 4481 | 679.3867 | 949.3387 | 998.6395 | 242.0921 | 6971 | 77 | 103 | 7730 | 8433 | 7761 | 5159 | 8125 | 737.4922 | 866.8211 | 978.2313 | 348.8882
| 4482 | 757.6692 | 712.2603 | 935.6446 | 712.2603 | 712.2603 | 935.6446 | 712.2603 | 712.2603 | 935.6446 | 712.2603 | 953.7415 | 212.9659 | 712.2603 | 935.6446 | 712.2603 | 4482 | 712.2603 | 935.6446 | 953.7415 | 212.9659 | 5537 | 343 | 8526 | 8384 | 7999 | 7473 | 5132 | 8056 | 737.4922 | 866.7977 | 978.2313 | 348.8882
| 4483 | 835.6481 | 839.8616 | 944.4029 | 839.8616 | 839.8616 | 944.4029 | 839.8616 | 839.8616 | 944.4029 | 839.8616 | 975.5102 | 227.0592 | 839.8616 | 944.4029 | 839.8616 | 4483 | 839.8616 | 944.4029 | 975.5102 | 227.0592 | 1223 | 149 | 5470 | 8130 | 6204 | 417 | 5100 | 7840 | 737.4922 | 866.7977 | 978.2313 | 348.8882
| 4484 | 843.1814 | 853.8953 | 943.7737 | 853.8953 | 853.8953 | 943.7737 | 853.8953 | 853.8953 | 943.7737 | 853.8953 | 972.7891 | 225.4933 | 853.8953 | 943.7737 | 853.8953 | 4484 | 853.8953 | 943.7737 | 972.7891 | 225.4933 | 992 | 158 | 6308 | 8172 | 5999 | 6720 | 5096 | 7308 | 737.4922 | 866.7695 | 978.2313 | 348.8882
| 4485 | 844.8282 | 853.607 | 951.5208 | 853.607 | 853.607 | 951.5208 | 853.607 | 853.607 | 951.5208 | 853.607 | 976.8707 | 215.7845 | 853.607 | 951.5208 | 853.607 | 4485 | 853.607 | 951.5208 | 976.8708 | 215.7845 | 997 | 61 | 5053 | 8337 | 7947 | 5928 | 5076 | 589 | 737.4441 | 866.7619 | 978.2313 | 348.8882
| 4486 | 828.406 | 810.881 | 970.8751 | 810.881 | 810.881 | 970.8751 | 810.881 | 810.881 | 970.8751 | 810.881 | 989.1156 | 238.0207 | 810.881 | 970.8751 | 810.881 | 4486 | 810.881 | 970.8751 | 989.1157 | 238.0207 | 1877 | 12 | 1222 | 7849 | 4795 | 5830 | 5057 | 520 | 737.4441 | 866.7618 | 978.2313 | 348.8882
| 4487 | 797.2104 | 758.5909 | 970.7142 | 758.5909 | 758.5909 | 970.7142 | 758.5909 | 758.5909 | 970.7142 | 758.5909 | 978.2313 | 231.1306 | 758.5909 | 970.7142 | 758.5909 | 4487 | 758.5909 | 970.7142 | 978.2313 | 231.1306 | 3670 | 13 | 4529 | 8039 | 4774 | 986 | 5050 | 252 | 737.3961 | 866.7181 | 978.2313 | 348.8882
| 4488 | 787.7796 | 750.757 | 956.3546 | 750.757 | 750.757 | 956.3546 | 750.757 | 750.757 | 956.3546 | 750.757 | 970.068 | 227.3724 | 750.757 | 956.3546 | 750.757 | 4488 | 750.757 | 956.3546 | 970.068 | 227.3724 | 3983 | 41 | 7091 | 8127 | 3366 | 756 | 5049 | 7955 | 737.3961 | 866.7181 | 978.2313 | 348.7316
| 4489 | 760.9267 | 702.2637 | 956.1921 | 702.2637 | 702.2637 | 956.1921 | 702.2637 | 702.2637 | 956.1921 | 702.2637 | 979.5918 | 230.5042 | 702.2637 | 956.1921 | 702.2637 | 4489 | 702.2637 | 956.1921 | 979.5918 | 230.5042 | 6002 | 43 | 4115 | 8051 | 1758 | 5054 | 5040 | 8343 | 737.3961 | 866.674 | 978.2313 | 348.6533
| 4490 | 769.5766 | 720.6229 | 952.078 | 720.6229 | 720.6229 | 952.078 | 720.6229 | 720.6229 | 952.078 | 720.6229 | 968.7075 | 232.0702 | 720.6229 | 952.078 | 720.6229 | 4490 | 720.6229 | 952.078 | 968.7075 | 232.0702 | 5210 | 58 | 7380 | 8011 | 7912 | 2837 | 5026 | 6549 | 737.3 | 866.6709 | 978.2313 | 348.575
| 4491 | 756.809 | 699.332 | 948.9259 | 699.332 | 699.332 | 948.9259 | 699.332 | 699.332 | 948.9259 | 699.332 | 974.1497 | 230.8174 | 699.332 | 948.9259 | 699.332 | 4491 | 699.332 | 948.9259 | 974.1497 | 230.8174 | 6116 | 85 | 5890 | 8045 | 2394 | 5020 | 5023 | 4991 | 737.2999 | 866.6591 | 978.2313 | 348.575
| 4492 | 765.0169 | 688.8067 | 944.7014 | 688.8067 | 688.8067 | 944.7014 | 688.8067 | 688.8067 | 944.7014 | 688.8067 | 980.9524 | 440.0251 | 688.8067 | 944.7014 | 688.8067 | 4492 | 688.8067 | 944.7014 | 980.9524 | 440.0251 | 6561 | 143 | 3801 | 2830 | 714 | 52 | 5000 | 1785 | 737.2999 | 866.6321 | 978.2313 | 348.575
| 4493 | 765.8715 | 710.3379 | 954.2701 | 710.3379 | 710.3379 | 954.2701 | 710.3379 | 710.3379 | 954.2701 | 710.3379 | 980.9524 | 241.4657 | 710.3379 | 954.2701 | 710.3379 | 4493 | 710.3379 | 954.2701 | 980.9524 | 241.4657 | 5631 | 51 | 3800 | 7750 | 7158 | 6729 | 4991 | 8471 | 737.2519 | 866.6191 | 978.2313 | 348.5114
| 4494 | 725.3029 | 653.3859 | 921.3512 | 653.3859 | 653.3859 | 921.3512 | 653.3859 | 653.3859 | 921.3512 | 653.3859 | 987.7551 | 253.9931 | 653.3859 | 921.3512 | 653.3859 | 4494 | 653.3859 | 921.3512 | 987.7551 | 253.9931 | 7761 | 915 | 1533 | 7311 | 2432 | 1006 | 4964 | 8513 | 737.2038 | 866.5965 | 978.2313 | 348.2618
| 4495 | 743.6117 | 695.7755 | 910.3426 | 695.7755 | 695.7755 | 910.3426 | 695.7755 | 695.7755 | 910.3426 | 695.7755 | 976.8707 | 226.1196 | 695.7755 | 910.3426 | 695.7755 | 4495 | 695.7755 | 910.3426 | 976.8708 | 226.1196 | 6250 | 1468 | 5052 | 8150 | 828 | 8165 | 4932 | 7068 | 737.1558 | 866.5847 | 978.2313 | 348.2618
| 4496 | 752.7827 | 709.4247 | 906.5027 | 709.4247 | 709.4247 | 906.5027 | 709.4247 | 709.4247 | 906.5027 | 709.4247 | 978.2313 | 259.3173 | 709.4247 | 906.5027 | 709.4247 | 4496 | 709.4247 | 906.5027 | 978.2313 | 259.3173 | 5669 | 1712 | 4528 | 7131 | 7179 | 629 | 4928 | 6323 | 737.1077 | 866.5847 | 978.2313 | 348.2618
| 4497 | 773.248 | 720.2384 | 937.0649 | 720.2384 | 720.2384 | 937.0649 | 720.2384 | 720.2384 | 937.0649 | 720.2384 | 971.4286 | 343.8772 | 720.2384 | 937.0649 | 720.2384 | 4497 | 720.2384 | 937.0649 | 971.4286 | 343.8772 | 5223 | 306 | 6700 | 4569 | 4584 | 4674 | 4908 | 5107 | 737.1077 | 866.5723 | 978.2313 | 348.2618
| 4498 | 794.3984 | 734.945 | 926.7729 | 734.945 | 734.945 | 926.7729 | 734.945 | 734.945 | 926.7729 | 734.945 | 960.5442 | 574.3815 | 734.945 | 926.7729 | 734.945 | 4498 | 734.945 | 926.7729 | 960.5442 | 574.3815 | 4608 | 653 | 8239 | 1053 | 3578 | 2247 | 4889 | 5012 | 737.1077 | 866.5494 | 978.2313 | 348.2618
| 4499 | 790.9772 | 728.2165 | 927.9326 | 728.2165 | 728.2165 | 927.9326 | 728.2165 | 728.2165 | 927.9326 | 728.2165 | 976.8707 | 559.3486 | 728.2165 | 927.9326 | 728.2165 | 4499 | 728.2165 | 927.9326 | 976.8708 | 559.3486 | 4882 | 598 | 5051 | 1203 | 3474 | 2517 | 4882 | 4535 | 737.1077 | 866.5425 | 978.2313 | 348.2618
| 4500 | 761.014 | 695.0545 | 934.2025 | 695.0545 | 695.0545 | 934.2025 | 695.0545 | 695.0545 | 934.2025 | 695.0545 | 967.3469 | 389.6023 | 695.0545 | 934.2025 | 695.0545 | 4500 | 695.0546 | 934.2025 | 967.3469 | 389.6023 | 6286 | 392 | 7610 | 3678 | 8112 | 6921 | 4881 | 1862 | 737.0597 | 866.5385 | 978.2313 | 348.2618
| 4501 | 764.7084 | 712.7409 | 932.4998 | 712.7409 | 712.7409 | 932.4998 | 712.7409 | 712.7409 | 932.4998 | 712.7409 | 940.1361 | 333.8553 | 712.7409 | 932.4998 | 712.7409 | 4501 | 712.7409 | 932.4998 | 940.1361 | 333.8553 | 5517 | 450 | 8680 | 4762 | 1890 | 4930 | 4872 | 7335 | 737.0596 | 866.5293 | 978.2313 | 347.9486
| 4502 | 779.6461 | 719.0369 | 930.6362 | 719.0369 | 719.0369 | 930.6362 | 719.0369 | 719.0369 | 930.6362 | 719.0369 | 946.9388 | 493.2665 | 719.0369 | 930.6362 | 719.0369 | 4502 | 719.0369 | 930.6362 | 946.9388 | 493.2665 | 5269 | 502 | 8577 | 1972 | 576 | 1011 | 4858 | 2332 | 737.0596 | 866.5138 | 978.2313 | 347.9486
| 4503 | 784.9243 | 732.3978 | 918.7661 | 732.3978 | 732.3978 | 918.7661 | 732.3978 | 732.3978 | 918.7661 | 732.3978 | 979.5918 | 475.1018 | 732.3978 | 918.7661 | 732.3978 | 4503 | 732.3978 | 918.7661 | 979.5918 | 475.1018 | 4720 | 1038 | 4114 | 2226 | 7878 | 767 | 4855 | 1050 | 737.0116 | 866.5138 | 978.2313 | 347.9486
| 4504 | 789.7367 | 736.6752 | 921.606 | 736.6752 | 736.6752 | 921.606 | 736.6752 | 736.6752 | 921.606 | 736.6752 | 970.068 | 506.4203 | 736.6752 | 921.606 | 736.6752 | 4504 | 736.6752 | 921.606 | 970.068 | 506.4203 | 4521 | 902 | 7090 | 1809 | 7391 | 4728 | 4832 | 279 | 737.0116 | 866.507 | 978.2313 | 347.9486
| 4505 | 798.7226 | 750.1802 | 923.1738 | 750.1802 | 750.1802 | 923.1738 | 750.1802 | 750.1802 | 923.1738 | 750.1802 | 972.7891 | 515.1895 | 750.1802 | 923.1738 | 750.1802 | 4505 | 750.1802 | 923.1739 | 972.7891 | 515.1895 | 4004 | 814 | 6307 | 1706 | 5987 | 7689 | 4823 | 8667 | 737.0116 | 866.4816 | 978.2313 | 347.6452
| 4506 | 810.0791 | 775.9408 | 927.4949 | 775.9408 | 775.9408 | 927.4949 | 775.9408 | 775.9408 | 927.4949 | 775.9408 | 986.3946 | 437.2064 | 775.9408 | 927.4949 | 775.9408 | 4506 | 775.9408 | 927.4949 | 986.3946 | 437.2064 | 3033 | 619 | 1895 | 2869 | 335 | 722 | 4796 | 8169 | 737.0116 | 866.4803 | 978.2313 | 347.6355
| 4507 | 864.6583 | 867.064 | 929.7876 | 867.064 | 867.064 | 929.7876 | 867.064 | 867.064 | 929.7876 | 867.064 | 970.068 | 479.4864 | 867.064 | 929.7876 | 867.064 | 4507 | 867.064 | 929.7876 | 970.068 | 479.4864 | 844 | 530 | 7089 | 2157 | 1912 | 60 | 4764 | 7669 | 736.9876 | 866.4803 | 978.2313 | 347.6355
| 4508 | 865.7498 | 873.408 | 943.4345 | 873.408 | 873.408 | 943.4345 | 873.408 | 873.408 | 943.4345 | 873.408 | 983.6735 | 375.8221 | 873.408 | 943.4345 | 873.408 | 4508 | 873.408 | 943.4345 | 983.6735 | 375.8221 | 776 | 163 | 2732 | 3952 | 7544 | 7220 | 4760 | 5045 | 736.9635 | 866.4509 | 978.2313 | 347.6355
| 4509 | 853.9711 | 858.9417 | 919.7887 | 858.9417 | 858.9417 | 919.7887 | 858.9417 | 858.9417 | 919.7887 | 858.9417 | 983.6735 | 421.2339 | 858.9417 | 919.7887 | 858.9417 | 4509 | 858.9417 | 919.7887 | 983.6735 | 421.234 | 937 | 987 | 2731 | 3138 | 5471 | 166 | 4740 | 633 | 736.9635 | 866.4311 | 978.2313 | 347.6355
| 4510 | 837.7554 | 820.6373 | 921.2455 | 820.6373 | 820.6373 | 921.2455 | 820.6373 | 820.6373 | 921.2455 | 820.6373 | 979.5918 | 498.9039 | 820.6373 | 921.2455 | 820.6373 | 4510 | 820.6373 | 921.2455 | 979.5918 | 498.9039 | 1617 | 917 | 4113 | 1907 | 7281 | 6645 | 4721 | 8390 | 736.9155 | 866.4056 | 978.2313 | 347.3223
| 4511 | 813.8763 | 801.5091 | 912.6114 | 801.5091 | 801.5091 | 912.6114 | 801.5091 | 801.5091 | 912.6114 | 801.5091 | 993.1973 | 338.5531 | 801.5091 | 912.6114 | 801.5091 | 4511 | 801.5091 | 912.6114 | 993.1973 | 338.5531 | 2159 | 1342 | 647 | 4673 | 2408 | 865 | 4714 | 8054 | 736.9155 | 866.3977 | 978.2313 | 347.3223
| 4512 | 775.6385 | 736.0984 | 916.3927 | 736.0984 | 736.0984 | 916.3927 | 736.0984 | 736.0984 | 916.3927 | 736.0984 | 982.3129 | 322.2675 | 736.0984 | 916.3927 | 736.0984 | 4512 | 736.0984 | 916.3927 | 982.3129 | 322.2675 | 4549 | 1166 | 3332 | 5007 | 1721 | 6609 | 4713 | 7836 | 736.9155 | 866.396 | 978.2313 | 347.3223
| 4513 | 775.5582 | 700.3412 | 917.4649 | 700.3412 | 700.3412 | 917.4649 | 700.3412 | 700.3412 | 917.4649 | 700.3412 | 994.5578 | 590.6671 | 700.3412 | 917.4649 | 700.3412 | 4513 | 700.3412 | 917.465 | 994.5578 | 590.6671 | 6069 | 1107 | 492 | 920 | 8313 | 6538 | 4704 | 7522 | 736.8674 | 866.3873 | 978.2313 | 347.3223
| 4514 | 756.8383 | 673.9078 | 922.7447 | 673.9078 | 673.9078 | 922.7447 | 673.9078 | 673.9078 | 922.7447 | 673.9078 | 990.4762 | 523.0191 | 673.9078 | 922.7447 | 673.9078 | 4514 | 673.9078 | 922.7447 | 990.4762 | 523.0191 | 7181 | 843 | 1040 | 1609 | 7022 | 2381 | 4690 | 518 | 736.8674 | 866.3579 | 978.2313 | 347.3223
| 4515 | 748.3122 | 667.1793 | 941.342 | 667.1793 | 667.1793 | 941.342 | 667.1793 | 667.1793 | 941.342 | 667.1793 | 975.5102 | 398.0583 | 667.1793 | 941.342 | 667.1793 | 4515 | 667.1793 | 941.342 | 975.5102 | 398.0583 | 7372 | 204 | 5469 | 3526 | 6676 | 5064 | 4687 | 8489 | 736.8674 | 866.3557 | 978.2313 | 347.244
| 4516 | 745.0796 | 665.7856 | 944.5571 | 665.7856 | 665.7856 | 944.5571 | 665.7856 | 665.7856 | 944.5571 | 665.7856 | 979.5918 | 347.0091 | 665.7856 | 944.5571 | 665.7856 | 4516 | 665.7856 | 944.5572 | 979.5918 | 347.0091 | 7408 | 145 | 4112 | 4517 | 5656 | 6719 | 4664 | 6734 | 736.8674 | 866.3308 | 978.2313 | 347.0091
| 4517 | 766.4795 | 695.1507 | 942.8457 | 695.1507 | 695.1507 | 942.8457 | 695.1507 | 695.1507 | 942.8457 | 695.1507 | 985.034 | 413.0911 | 695.1507 | 942.8457 | 695.1507 | 4517 | 695.1507 | 942.8457 | 985.034 | 413.0911 | 6281 | 176 | 2236 | 3265 | 4680 | 8201 | 4655 | 4516 | 736.8193 | 866.3256 | 978.2313 | 347.0091
| 4518 | 774.1502 | 684.5773 | 946.3535 | 684.5773 | 684.5773 | 946.3535 | 684.5773 | 684.5773 | 946.3535 | 684.5773 | 965.9864 | 610.0846 | 684.5773 | 946.3535 | 684.5773 | 4518 | 684.5773 | 946.3535 | 965.9864 | 610.0846 | 6756 | 120 | 7873 | 750 | 5699 | 665 | 4628 | 8469 | 736.7713 | 866.3256 | 978.2313 | 346.7285
| 4519 | 757.1327 | 675.0613 | 947.0788 | 675.0613 | 675.0613 | 947.0788 | 675.0613 | 675.0613 | 947.0788 | 675.0613 | 978.2313 | 432.8218 | 675.0613 | 947.0788 | 675.0613 | 4519 | 675.0613 | 947.0788 | 978.2313 | 432.8218 | 7137 | 112 | 4527 | 2952 | 3243 | 7144 | 4596 | 6976 | 736.7713 | 866.3211 | 978.2313 | 346.6959
| 4520 | 735.0436 | 661.9407 | 933.2231 | 661.9407 | 661.9407 | 933.2231 | 661.9407 | 661.9407 | 933.2231 | 661.9407 | 980.9524 | 281.2402 | 661.9407 | 933.2231 | 661.9407 | 4520 | 661.9407 | 933.2231 | 980.9524 | 281.2402 | 7533 | 422 | 3799 | 6324 | 1981 | 833 | 4592 | 5832 | 736.7232 | 866.3209 | 978.2313 | 346.6959
| 4521 | 761.7466 | 696.2561 | 924.4366 | 696.2561 | 696.2561 | 924.4366 | 696.2561 | 696.2561 | 924.4366 | 696.2561 | 982.3129 | 414.3439 | 696.2561 | 924.4366 | 696.2561 | 4521 | 696.2561 | 924.4366 | 982.3129 | 414.3439 | 6225 | 755 | 3331 | 3245 | 4504 | 4785 | 4572 | 5347 | 736.6752 | 866.3207 | 978.2313 | 346.6959
| 4522 | 763.5825 | 694.2375 | 896.7327 | 694.2375 | 694.2375 | 896.7327 | 694.2375 | 694.2375 | 896.7327 | 694.2375 | 978.2313 | 571.093 | 694.2375 | 896.7327 | 694.2375 | 4522 | 694.2375 | 896.7327 | 978.2313 | 571.093 | 6325 | 2340 | 4526 | 1090 | 3202 | 809 | 4553 | 3443 | 736.6271 | 866.3083 | 978.2313 | 346.6959
| 4523 | 736.0765 | 721.9205 | 738.4821 | 721.9205 | 721.9205 | 738.4821 | 721.9205 | 721.9205 | 738.4821 | 721.9205 | 974.1497 | 601.6286 | 721.9205 | 738.4821 | 721.9205 | 4523 | 721.9205 | 738.4821 | 974.1497 | 601.6286 | 5150 | 7608 | 5889 | 824 | 1674 | 6715 | 4546 | 6186 | 736.6271 | 866.3046 | 978.2313 | 346.3827
| 4524 | 769.4741 | 711.8278 | 901.4433 | 711.8278 | 711.8278 | 901.4433 | 711.8278 | 711.8278 | 901.4433 | 711.8278 | 983.6735 | 488.5687 | 711.8278 | 901.4433 | 711.8278 | 4524 | 711.8278 | 901.4433 | 983.6735 | 488.5687 | 5556 | 2011 | 2730 | 2041 | 2813 | 1051 | 4545 | 3548 | 736.531 | 866.3018 | 978.2313 | 346.2131
| 4525 | 768.1225 | 712.1642 | 908.9958 | 712.1642 | 712.1642 | 908.9958 | 712.1642 | 712.1642 | 908.9958 | 712.1642 | 965.9864 | 454.4316 | 712.1642 | 908.9958 | 712.1642 | 4525 | 712.1642 | 908.9958 | 965.9864 | 454.4316 | 5541 | 1549 | 7872 | 2586 | 785 | 3727 | 4536 | 7482 | 736.531 | 866.301 | 978.2313 | 346.0695
| 4526 | 789.6914 | 729.6583 | 903.4184 | 729.6583 | 729.6583 | 903.4184 | 729.6583 | 729.6583 | 903.4184 | 729.6583 | 991.8367 | 612.9032 | 729.6583 | 903.4184 | 729.6583 | 4526 | 729.6583 | 903.4184 | 991.8367 | 612.9032 | 4833 | 1883 | 856 | 727 | 8092 | 6646 | 4522 | 5850 | 736.4829 | 866.3 | 978.2313 | 346.0695
| 4527 | 806.4402 | 731.052 | 913.7229 | 731.052 | 731.052 | 913.7229 | 731.052 | 731.052 | 913.7229 | 731.052 | 970.068 | 816.7867 | 731.052 | 913.7229 | 731.052 | 4527 | 731.0521 | 913.7229 | 970.068 | 816.7867 | 4780 | 1279 | 7088 | 39 | 7426 | 2702 | 4519 | 1696 | 736.4829 | 866.2913 | 978.2313 | 346.0695
| 4528 | 802.2702 | 733.5512 | 905.448 | 733.5512 | 733.5512 | 905.448 | 733.5512 | 733.5512 | 905.448 | 733.5512 | 983.6735 | 757.9079 | 733.5512 | 905.448 | 733.5512 | 4528 | 733.5512 | 905.448 | 983.6735 | 757.9079 | 4668 | 1768 | 2729 | 127 | 7014 | 2617 | 4496 | 426 | 736.4829 | 866.2832 | 978.2313 | 346.0695
| 4529 | 806.885 | 753.0639 | 914.7247 | 753.0639 | 753.0639 | 914.7247 | 753.0639 | 753.0639 | 914.7247 | 753.0639 | 989.1156 | 623.8647 | 753.0639 | 914.7247 | 753.0639 | 4529 | 753.0639 | 914.7247 | 989.1157 | 623.8647 | 3900 | 1233 | 1221 | 661 | 5470 | 2707 | 4487 | 8555 | 736.4829 | 866.2786 | 978.2313 | 345.7564
| 4530 | 780.3092 | 744.2688 | 895.6118 | 744.2688 | 744.2688 | 895.6118 | 744.2688 | 744.2688 | 895.6118 | 744.2688 | 982.3129 | 405.4181 | 744.2688 | 895.6118 | 744.2688 | 4530 | 744.2688 | 895.6118 | 982.3129 | 405.4181 | 4220 | 2420 | 3330 | 3385 | 3218 | 4655 | 4460 | 7334 | 736.4829 | 866.2733 | 978.2313 | 345.7563
| 4531 | 855.3213 | 839.6213 | 907.9051 | 839.6213 | 839.6213 | 907.9051 | 839.6213 | 839.6213 | 907.9051 | 839.6213 | 982.3129 | 643.5954 | 839.6213 | 907.9051 | 839.6213 | 4531 | 839.6213 | 907.9051 | 982.3129 | 643.5954 | 1229 | 1614 | 3329 | 527 | 1423 | 6548 | 4428 | 7044 | 736.4829 | 866.2723 | 978.2313 | 345.7563
| 4532 | 844.9505 | 824.9628 | 910.0528 | 824.9628 | 824.9628 | 910.0528 | 824.9628 | 824.9628 | 910.0528 | 824.9628 | 991.8367 | 597.5572 | 824.9628 | 910.0528 | 824.9628 | 4532 | 824.9628 | 910.0528 | 991.8367 | 597.5572 | 1509 | 1482 | 855 | 857 | 556 | 907 | 4424 | 6452 | 736.4829 | 866.2651 | 978.2313 | 345.7563
| 4533 | 833.0263 | 822.4636 | 921.1144 | 822.4636 | 822.4636 | 921.1144 | 822.4636 | 822.4636 | 921.1144 | 822.4636 | 974.1497 | 424.0526 | 822.4636 | 921.1144 | 822.4636 | 4533 | 822.4636 | 921.1144 | 974.1497 | 424.0526 | 1574 | 922 | 5888 | 3094 | 370 | 5825 | 4404 | 4875 | 736.4829 | 866.2015 | 978.2313 | 345.7563
| 4534 | 822.0291 | 810.4484 | 921.8325 | 810.4484 | 810.4484 | 921.8325 | 810.4484 | 810.4484 | 921.8325 | 810.4484 | 971.4286 | 366.0612 | 810.4484 | 921.8325 | 810.4484 | 4534 | 810.4484 | 921.8325 | 971.4286 | 366.0612 | 1889 | 891 | 6699 | 4155 | 7442 | 2978 | 4385 | 4872 | 736.4349 | 866.1962 | 978.2313 | 345.7563
| 4535 | 812.9423 | 784.3034 | 942.687 | 784.3034 | 784.3034 | 942.687 | 784.3034 | 784.3034 | 942.687 | 784.3034 | 987.7551 | 348.2618 | 784.3034 | 942.687 | 784.3034 | 4535 | 784.3034 | 942.687 | 987.7551 | 348.2618 | 2724 | 182 | 1532 | 4499 | 3490 | 1180 | 4378 | 4152 | 736.4349 | 866.1943 | 978.2313 | 345.7563
| 4536 | 785.7399 | 726.9669 | 947.3073 | 726.9669 | 726.9669 | 947.3073 | 726.9669 | 726.9669 | 947.3073 | 726.9669 | 978.2313 | 417.1625 | 726.9669 | 947.3073 | 726.9669 | 4536 | 726.9669 | 947.3073 | 978.2313 | 417.1625 | 4930 | 109 | 4525 | 3202 | 386 | 4667 | 4377 | 3913 | 736.4349 | 866.184 | 978.2313 | 345.7563
| 4537 | 770.5272 | 706.9736 | 940.959 | 706.9736 | 706.9736 | 940.959 | 706.9736 | 706.9736 | 940.959 | 706.9736 | 989.1156 | 378.6408 | 706.9736 | 940.959 | 706.9736 | 4537 | 706.9736 | 940.959 | 989.1157 | 378.6408 | 5776 | 214 | 1220 | 3886 | 7913 | 7152 | 4368 | 1913 | 736.3868 | 866.182 | 978.2313 | 345.7563
| 4538 | 776.8118 | 717.1625 | 939.847 | 717.1625 | 717.1625 | 939.847 | 717.1625 | 717.1625 | 939.847 | 717.1625 | 972.7891 | 405.8879 | 717.1625 | 939.847 | 717.1625 | 4538 | 717.1625 | 939.847 | 972.7891 | 405.8879 | 5347 | 239 | 6306 | 3378 | 1934 | 3728 | 4354 | 1771 | 736.3868 | 866.17 | 978.2313 | 345.7563
| 4539 | 770.7445 | 693.7569 | 934.2776 | 693.7569 | 693.7569 | 934.2776 | 693.7569 | 693.7569 | 934.2776 | 693.7569 | 987.7551 | 515.5027 | 693.7569 | 934.2776 | 693.7569 | 4539 | 693.7569 | 934.2776 | 987.7551 | 515.5027 | 6348 | 385 | 1531 | 1700 | 3373 | 8106 | 4351 | 1215 | 736.3676 | 866.1669 | 978.2313 | 345.7563
| 4540 | 756.3932 | 668.1886 | 947.7876 | 668.1886 | 668.1886 | 947.7876 | 668.1886 | 668.1886 | 947.7876 | 668.1886 | 991.8367 | 461.0085 | 668.1886 | 947.7876 | 668.1886 | 4540 | 668.1886 | 947.7876 | 991.8367 | 461.0085 | 7350 | 100 | 854 | 2470 | 5735 | 570 | 4328 | 278 | 736.2907 | 866.1669 | 978.2313 | 345.7563
| 4541 | 755.9577 | 682.5107 | 953.7781 | 682.5107 | 682.5107 | 953.7781 | 682.5107 | 682.5107 | 953.7781 | 682.5107 | 972.7891 | 335.4212 | 682.5107 | 953.7781 | 682.5107 | 4541 | 682.5107 | 953.7781 | 972.7891 | 335.4212 | 6853 | 55 | 6305 | 4740 | 4703 | 5608 | 4319 | 7686 | 736.2907 | 866.1561 | 978.2313 | 345.7303
| 4542 | 724.331 | 625.9913 | 946.407 | 625.9913 | 625.9913 | 946.407 | 625.9913 | 625.9913 | 946.407 | 625.9913 | 985.034 | 362.042 | 625.9913 | 946.407 | 625.9913 | 4542 | 625.9913 | 946.407 | 985.034 | 362.042 | 8302 | 119 | 2235 | 4232 | 4336 | 7770 | 4292 | 3528 | 736.2907 | 866.1418 | 978.2313 | 345.7148
| 4543 | 750.0318 | 676.3589 | 945.1305 | 676.3589 | 676.3589 | 945.1305 | 676.3589 | 676.3589 | 945.1305 | 676.3589 | 975.5102 | 333.5421 | 676.3589 | 945.1305 | 676.3589 | 4543 | 676.3589 | 945.1305 | 975.5102 | 333.5421 | 7084 | 140 | 5468 | 4770 | 881 | 1159 | 4260 | 4923 | 736.2907 | 866.1004 | 978.2313 | 345.5998
| 4544 | 739.1755 | 679.0984 | 916.2123 | 679.0984 | 679.0984 | 916.2123 | 679.0984 | 679.0984 | 916.2123 | 679.0984 | 983.6735 | 267.1469 | 679.0984 | 916.2123 | 679.0984 | 4544 | 679.0984 | 916.2123 | 983.6735 | 267.1469 | 6982 | 1176 | 2728 | 6861 | 8054 | 5564 | 4256 | 4450 | 736.1946 | 866.0884 | 978.2313 | 345.5998
| 4545 | 771.4994 | 687.8935 | 946.7995 | 687.8935 | 687.8935 | 946.7995 | 687.8935 | 687.8935 | 946.7995 | 687.8935 | 978.2313 | 532.4147 | 687.8935 | 946.7995 | 687.8935 | 4545 | 687.8935 | 946.7995 | 978.2313 | 532.4147 | 6608 | 115 | 4524 | 1495 | 6854 | 1825 | 4236 | 7205 | 736.1946 | 866.0818 | 978.2313 | 345.4432
| 4546 | 761.349 | 671.3125 | 935.5875 | 671.3125 | 671.3125 | 935.5875 | 671.3125 | 671.3125 | 935.5875 | 671.3125 | 978.2313 | 567.8046 | 671.3125 | 935.5875 | 671.3125 | 4546 | 671.3125 | 935.5875 | 978.2313 | 567.8046 | 7263 | 346 | 4523 | 1122 | 518 | 7691 | 4217 | 3842 | 736.1946 | 866.0792 | 978.2313 | 345.4432
| 4547 | 769.4369 | 705.3395 | 934.2479 | 705.3395 | 705.3395 | 934.2479 | 705.3395 | 705.3395 | 934.2479 | 705.3395 | 974.1497 | 418.2587 | 705.3395 | 934.2479 | 705.3395 | 4547 | 705.3396 | 934.2479 | 974.1497 | 418.2587 | 5858 | 387 | 5887 | 3179 | 7273 | 5999 | 4210 | 2957 | 736.1465 | 866.0789 | 978.2313 | 345.4432
| 4548 | 779.6367 | 698.1304 | 927.586 | 698.1304 | 698.1304 | 927.586 | 698.1304 | 698.1304 | 927.586 | 698.1304 | 976.8707 | 642.6558 | 698.1304 | 927.586 | 698.1304 | 4548 | 698.1304 | 927.586 | 976.8708 | 642.6558 | 6158 | 611 | 5050 | 533 | 7830 | 6540 | 4209 | 1987 | 736.0984 | 866.0559 | 978.2313 | 345.4432
| 4549 | 781.1476 | 704.3303 | 932.2408 | 704.3303 | 704.3303 | 932.2408 | 704.3303 | 704.3303 | 932.2408 | 704.3303 | 983.6735 | 588.788 | 704.3303 | 932.2408 | 704.3303 | 4549 | 704.3303 | 932.2408 | 983.6735 | 588.788 | 5904 | 454 | 2727 | 940 | 4512 | 2711 | 4200 | 1626 | 736.0984 | 866.0476 | 978.2313 | 345.4432
| 4550 | 780.4595 | 727.4475 | 925.3689 | 727.4475 | 727.4475 | 925.3689 | 727.4475 | 727.4475 | 925.3689 | 727.4475 | 983.6735 | 421.7037 | 727.4475 | 925.3689 | 727.4475 | 4550 | 727.4475 | 925.3689 | 983.6735 | 421.7037 | 4910 | 719 | 2726 | 3131 | 3162 | 2746 | 4186 | 7479 | 736.0984 | 866.0016 | 978.2313 | 345.13
| 4551 | 783.8147 | 714.375 | 941.5254 | 714.375 | 714.375 | 941.5254 | 714.375 | 714.375 | 941.5254 | 714.375 | 970.068 | 522.2361 | 714.375 | 941.5254 | 714.375 | 4551 | 714.375 | 941.5254 | 970.068 | 522.2361 | 5450 | 201 | 7087 | 1616 | 1722 | 7777 | 4183 | 5205 | 736.0984 | 865.9794 | 978.2313 | 345.13
| 4552 | 782.3452 | 716.2013 | 938.2712 | 716.2013 | 716.2013 | 938.2712 | 716.2013 | 716.2013 | 938.2712 | 716.2013 | 976.8707 | 493.2665 | 716.2013 | 938.2712 | 716.2013 | 4552 | 716.2013 | 938.2712 | 976.8708 | 493.2665 | 5383 | 273 | 5049 | 1971 | 6704 | 7331 | 4160 | 423 | 736.0504 | 865.9794 | 978.2313 | 345.13
| 4553 | 778.8904 | 716.5377 | 943.9184 | 716.5377 | 716.5377 | 943.9184 | 716.5377 | 716.5377 | 943.9184 | 716.5377 | 978.2313 | 418.2587 | 716.5377 | 943.9184 | 716.5377 | 4553 | 716.5377 | 943.9184 | 978.2313 | 418.2587 | 5367 | 153 | 4522 | 3178 | 6370 | 275 | 4151 | 155 | 736.0023 | 865.9794 | 978.2313 | 345.13
| 4554 | 783.271 | 744.461 | 928.9579 | 744.461 | 744.461 | 928.9579 | 744.461 | 744.461 | 928.9579 | 744.461 | 983.6735 | 310.6013 | 744.461 | 928.9579 | 744.461 | 4554 | 744.461 | 928.9579 | 983.6735 | 310.6013 | 4204 | 558 | 2725 | 5283 | 6131 | 5090 | 4124 | 87 | 736.0023 | 865.9742 | 978.2313 | 345.13
| 4555 | 835.7416 | 815.639 | 954.6182 | 815.639 | 815.639 | 954.6182 | 815.639 | 815.639 | 954.6182 | 815.639 | 927.8912 | 428.907 | 815.639 | 954.6182 | 815.639 | 4555 | 815.639 | 954.6182 | 927.8912 | 428.907 | 1761 | 50 | 8733 | 3021 | 1899 | 5493 | 4092 | 4736 | 736.0023 | 865.9695 | 978.2313 | 344.9734
| 4556 | 836.2687 | 817.8498 | 948.2968 | 817.8498 | 817.8498 | 948.2968 | 817.8498 | 817.8498 | 948.2968 | 817.8498 | 968.7075 | 403.0692 | 817.8498 | 948.2968 | 817.8498 | 4556 | 817.8498 | 948.2968 | 968.7075 | 403.0692 | 1698 | 94 | 7379 | 3430 | 8026 | 5772 | 4088 | 6134 | 735.9543 | 865.965 | 978.2313 | 344.8168
| 4557 | 841.6232 | 836.5454 | 951.1044 | 836.5454 | 836.5454 | 951.1044 | 836.5454 | 836.5454 | 951.1044 | 836.5454 | 960.5442 | 325.3993 | 836.5454 | 951.1044 | 836.5454 | 4557 | 836.5454 | 951.1044 | 960.5442 | 325.3993 | 1278 | 66 | 8238 | 4941 | 490 | 1844 | 4068 | 4282 | 735.9542 | 865.9631 | 978.2313 | 344.8168
| 4558 | 802.03 | 772.0959 | 948.7199 | 772.0959 | 772.0959 | 948.7199 | 772.0959 | 772.0959 | 948.7199 | 772.0959 | 974.1497 | 282.6234 | 772.0959 | 948.7199 | 772.0959 | 4558 | 772.0959 | 948.7199 | 974.1497 | 282.6235 | 3174 | 88 | 5886 | 6267 | 5663 | 6541 | 4049 | 2487 | 735.9062 | 865.9619 | 978.2313 | 344.8168
| 4559 | 776.4547 | 727.2553 | 947.5718 | 727.2553 | 727.2553 | 947.5718 | 727.2553 | 727.2553 | 947.5718 | 727.2553 | 980.9524 | 281.0836 | 727.2553 | 947.5718 | 727.2553 | 4559 | 727.2553 | 947.5718 | 980.9524 | 281.0836 | 4916 | 101 | 3798 | 6331 | 4773 | 2258 | 4042 | 8680 | 735.9062 | 865.9406 | 978.2313 | 344.5036
| 4560 | 786.7875 | 744.7013 | 943.0437 | 744.7013 | 744.7013 | 943.0437 | 744.7013 | 744.7013 | 943.0437 | 744.7013 | 971.4286 | 313.8115 | 744.7013 | 943.0437 | 744.7013 | 4560 | 744.7013 | 943.0437 | 971.4286 | 313.8115 | 4191 | 171 | 6698 | 5200 | 3169 | 1874 | 4041 | 3655 | 735.9062 | 865.9235 | 978.2313 | 344.5036
| 4561 | 781.1624 | 723.122 | 937.3639 | 723.122 | 723.122 | 937.3639 | 723.122 | 723.122 | 937.3639 | 723.122 | 968.7075 | 433.135 | 723.122 | 937.3639 | 723.122 | 4561 | 723.122 | 937.3639 | 968.7075 | 433.135 | 5090 | 293 | 7378 | 2939 | 2454 | 2497 | 4032 | 3480 | 735.9062 | 865.9138 | 978.2313 | 344.5036
| 4562 | 788.0858 | 725.1406 | 928.9289 | 725.1406 | 725.1406 | 928.9289 | 725.1406 | 725.1406 | 928.9289 | 725.1406 | 967.3469 | 549.0135 | 725.1406 | 928.9289 | 725.1406 | 4562 | 725.1406 | 928.9289 | 967.3469 | 549.0135 | 5006 | 560 | 7609 | 1308 | 795 | 8134 | 4018 | 7313 | 735.9062 | 865.9055 | 978.2313 | 344.1904
| 4563 | 773.7891 | 703.0807 | 927.5786 | 703.0807 | 703.0807 | 927.5786 | 703.0807 | 703.0807 | 927.5786 | 703.0807 | 965.9864 | 532.1015 | 703.0807 | 927.5786 | 703.0807 | 4563 | 703.0807 | 927.5786 | 965.9864 | 532.1015 | 5960 | 614 | 7871 | 1496 | 8665 | 598 | 4015 | 6402 | 735.8581 | 865.9055 | 978.2313 | 344.1904
| 4564 | 777.055 | 696.6886 | 926.949 | 696.6886 | 696.6886 | 926.949 | 696.6886 | 696.6886 | 926.949 | 696.6886 | 963.2653 | 634.1998 | 696.6886 | 926.949 | 696.6886 | 4564 | 696.6886 | 926.949 | 963.2653 | 634.1998 | 6209 | 644 | 8106 | 599 | 6950 | 6291 | 3992 | 6124 | 735.8581 | 865.9048 | 978.2313 | 344.1904
| 4565 | 764.7828 | 711.8278 | 928.8823 | 711.8278 | 711.8278 | 928.8823 | 711.8278 | 711.8278 | 928.8823 | 711.8278 | 963.2653 | 333.5421 | 711.8278 | 928.8823 | 711.8278 | 4565 | 711.8278 | 928.8823 | 963.2653 | 333.5421 | 5555 | 561 | 8105 | 4769 | 6830 | 147 | 3983 | 3209 | 735.8581 | 865.898 | 978.2313 | 344.1904
| 4566 | 741.357 | 663.1903 | 942.7823 | 663.1903 | 663.1903 | 942.7823 | 663.1903 | 663.1903 | 942.7823 | 663.1903 | 965.9864 | 336.3608 | 663.1903 | 942.7823 | 663.1903 | 4566 | 663.1903 | 942.7823 | 965.9864 | 336.3608 | 7496 | 179 | 7870 | 4718 | 6480 | 6094 | 3956 | 257 | 735.8101 | 865.8748 | 978.2313 | 344.1904
| 4567 | 763.0688 | 700.197 | 937.7966 | 700.197 | 700.197 | 937.7966 | 700.197 | 700.197 | 937.7966 | 700.197 | 957.8231 | 372.3771 | 700.197 | 937.7966 | 700.197 | 4567 | 700.1971 | 937.7966 | 957.8231 | 372.3771 | 6077 | 285 | 8369 | 4014 | 8077 | 144 | 3924 | 8155 | 735.714 | 865.8418 | 978.2313 | 343.8772
| 4568 | 734.9464 | 665.6414 | 941.3716 | 665.6414 | 665.6414 | 941.3716 | 665.6414 | 665.6414 | 941.3716 | 665.6414 | 945.5782 | 253.0536 | 665.6414 | 941.3716 | 665.6414 | 4568 | 665.6414 | 941.3716 | 945.5782 | 253.0536 | 7416 | 203 | 8628 | 7344 | 4324 | 2418 | 3920 | 4635 | 735.7139 | 865.8099 | 978.2313 | 343.8772
| 4569 | 722.8088 | 659.9702 | 915.4387 | 659.9702 | 659.9702 | 915.4387 | 659.9702 | 659.9702 | 915.4387 | 659.9702 | 967.3469 | 210.4604 | 659.9702 | 915.4387 | 659.9702 | 4569 | 659.9702 | 915.4387 | 967.3469 | 210.4604 | 7588 | 1205 | 7608 | 8419 | 541 | 127 | 3900 | 4497 | 735.7139 | 865.8014 | 978.2313 | 343.8772
| 4570 | 728.3705 | 658.8648 | 935.525 | 658.8648 | 658.8648 | 935.525 | 658.8648 | 658.8648 | 935.525 | 658.8648 | 964.6259 | 219.5427 | 658.8648 | 935.525 | 658.8648 | 4570 | 658.8648 | 935.525 | 964.6259 | 219.5428 | 7611 | 351 | 8004 | 8287 | 750 | 5600 | 3881 | 3385 | 735.6659 | 865.7745 | 978.2313 | 343.8772
| 4571 | 726.9144 | 646.1287 | 951.3842 | 646.1287 | 646.1287 | 951.3842 | 646.1287 | 646.1287 | 951.3842 | 646.1287 | 967.3469 | 234.8888 | 646.1287 | 951.3842 | 646.1287 | 4571 | 646.1287 | 951.3842 | 967.3469 | 234.8888 | 7927 | 64 | 7607 | 7935 | 7783 | 6100 | 3874 | 3215 | 735.6178 | 865.7732 | 978.2313 | 343.8772
| 4572 | 730.129 | 645.5039 | 960.7723 | 645.5039 | 645.5039 | 960.7723 | 645.5039 | 645.5039 | 960.7723 | 645.5039 | 978.2313 | 236.4547 | 645.5039 | 960.7723 | 645.5039 | 4572 | 645.5039 | 960.7723 | 978.2313 | 236.4547 | 7936 | 27 | 4521 | 7895 | 8144 | 5856 | 3873 | 953 | 735.5698 | 865.7732 | 978.2313 | 343.8772
| 4573 | 741.3753 | 663.1903 | 967.3504 | 663.1903 | 663.1903 | 967.3504 | 663.1903 | 663.1903 | 967.3504 | 663.1903 | 970.068 | 234.2624 | 663.1903 | 967.3504 | 663.1903 | 4573 | 663.1903 | 967.3504 | 970.068 | 234.2625 | 7495 | 18 | 7086 | 7954 | 7518 | 8105 | 3864 | 619 | 735.5698 | 865.7393 | 978.2313 | 343.8772
| 4574 | 748.5906 | 680.4921 | 957.9192 | 680.4921 | 680.4921 | 957.9192 | 680.4921 | 680.4921 | 957.9192 | 680.4921 | 974.1497 | 230.5042 | 680.4921 | 957.9192 | 680.4921 | 4574 | 680.4921 | 957.9192 | 974.1497 | 230.5042 | 6932 | 34 | 5885 | 8050 | 6447 | 569 | 3850 | 162 | 735.5698 | 865.7393 | 978.2313 | 343.8772
| 4575 | 753.8656 | 677.993 | 982.4249 | 677.993 | 677.993 | 982.4249 | 677.993 | 677.993 | 982.4249 | 677.993 | 972.7891 | 227.6856 | 677.993 | 982.4249 | 677.993 | 4575 | 677.993 | 982.4249 | 972.7891 | 227.6856 | 7015 | 4 | 6304 | 8116 | 3407 | 182 | 3847 | 8668 | 735.5698 | 865.7303 | 978.2313 | 343.5836
| 4576 | 741.7004 | 679.1464 | 937.9852 | 679.1464 | 679.1464 | 937.9852 | 679.1464 | 679.1464 | 937.9852 | 679.1464 | 970.068 | 228.6251 | 679.1464 | 937.9852 | 679.1464 | 4576 | 679.1464 | 937.9852 | 970.068 | 228.6251 | 6979 | 282 | 7085 | 8092 | 2224 | 7807 | 3824 | 8294 | 735.5698 | 865.7187 | 978.2313 | 343.5641
| 4577 | 731.9418 | 665.1608 | 934.0939 | 665.1608 | 665.1608 | 934.0939 | 665.1608 | 665.1608 | 934.0939 | 665.1608 | 976.8707 | 212.6527 | 665.1608 | 934.0939 | 665.1608 | 4577 | 665.1608 | 934.094 | 976.8708 | 212.6527 | 7431 | 394 | 5048 | 8386 | 608 | 2712 | 3815 | 7704 | 735.5698 | 865.6903 | 978.2313 | 343.5641
| 4578 | 765.0499 | 724.4197 | 930.6714 | 724.4197 | 724.4197 | 930.6714 | 724.4197 | 724.4197 | 930.6714 | 724.4197 | 976.8707 | 215.7845 | 724.4197 | 930.6714 | 724.4197 | 4578 | 724.4197 | 930.6714 | 976.8708 | 215.7845 | 5035 | 501 | 5047 | 8336 | 8138 | 8223 | 3788 | 6742 | 735.5217 | 865.6857 | 978.2313 | 343.5641
| 4579 | 824.7469 | 826.8852 | 940.1736 | 826.8852 | 826.8852 | 940.1736 | 826.8852 | 826.8852 | 940.1736 | 826.8852 | 956.4626 | 214.2186 | 826.8852 | 940.1736 | 826.8852 | 4579 | 826.8852 | 940.1736 | 956.4626 | 214.2186 | 1469 | 231 | 8446 | 8365 | 7314 | 687 | 3756 | 5573 | 735.5217 | 865.6857 | 978.2313 | 343.5641
| 4580 | 832.685 | 846.0134 | 927.3683 | 846.0134 | 846.0134 | 927.3683 | 846.0134 | 846.0134 | 927.3683 | 846.0134 | 971.4286 | 208.5813 | 846.0134 | 927.3683 | 846.0134 | 4580 | 846.0134 | 927.3683 | 971.4286 | 208.5813 | 1117 | 623 | 6697 | 8449 | 6809 | 6051 | 3752 | 5145 | 735.5217 | 865.6821 | 978.2313 | 343.5641
| 4581 | 841.2026 | 853.3667 | 936.9118 | 853.3667 | 853.3667 | 936.9118 | 853.3667 | 853.3667 | 936.9118 | 853.3667 | 975.5102 | 226.746 | 853.3667 | 936.9118 | 853.3667 | 4581 | 853.3667 | 936.9118 | 975.5102 | 226.746 | 999 | 315 | 5467 | 8137 | 6276 | 8228 | 3732 | 3649 | 735.5217 | 865.6728 | 978.2313 | 343.5641
| 4582 | 819.9174 | 819.2435 | 935.5091 | 819.2435 | 819.2435 | 935.5091 | 819.2435 | 819.2435 | 935.5091 | 819.2435 | 983.6735 | 199.1857 | 819.2435 | 935.5091 | 819.2435 | 4582 | 819.2435 | 935.5091 | 983.6735 | 199.1857 | 1648 | 353 | 2724 | 8554 | 4414 | 692 | 3713 | 2805 | 735.5217 | 865.6728 | 978.2313 | 343.564
| 4583 | 784.2018 | 757.5816 | 930.1484 | 757.5816 | 757.5816 | 930.1484 | 757.5816 | 757.5816 | 930.1484 | 757.5816 | 983.6735 | 213.9054 | 757.5816 | 930.1484 | 757.5816 | 4583 | 757.5816 | 930.1484 | 983.6735 | 213.9054 | 3716 | 514 | 2723 | 8371 | 4146 | 2120 | 3706 | 6874 | 735.5217 | 865.6719 | 978.2313 | 343.3292
| 4584 | 770.0874 | 737.1077 | 924.5979 | 737.1077 | 737.1077 | 924.5979 | 737.1077 | 737.1077 | 924.5979 | 737.1077 | 975.5102 | 210.4604 | 737.1077 | 924.5979 | 737.1077 | 4584 | 737.1077 | 924.5979 | 975.5102 | 210.4604 | 4497 | 753 | 5466 | 8418 | 602 | 4817 | 3705 | 7787 | 735.5217 | 865.6563 | 978.2313 | 343.2509
| 4585 | 737.245 | 703.0807 | 877.8113 | 703.0807 | 703.0807 | 877.8113 | 703.0807 | 703.0807 | 877.8113 | 703.0807 | 970.068 | 215.4713 | 703.0807 | 877.8113 | 703.0807 | 4585 | 703.0807 | 877.8113 | 970.068 | 215.4713 | 5959 | 3767 | 7084 | 8344 | 258 | 7268 | 3696 | 7020 | 735.5217 | 865.6333 | 978.2313 | 343.2509
| 4586 | 742.2484 | 704.5706 | 890.3589 | 704.5706 | 704.5706 | 890.3589 | 704.5706 | 704.5706 | 890.3589 | 704.5706 | 971.4286 | 222.0482 | 704.5706 | 890.3589 | 704.5706 | 4586 | 704.5706 | 890.3589 | 971.4286 | 222.0482 | 5892 | 2817 | 6696 | 8239 | 2364 | 6025 | 3682 | 6620 | 735.4736 | 865.6248 | 978.2313 | 343.2509
| 4587 | 736.064 | 686.7881 | 909.2139 | 686.7881 | 686.7881 | 909.2139 | 686.7881 | 686.7881 | 909.2139 | 686.7881 | 967.3469 | 206.389 | 686.7881 | 909.2139 | 686.7881 | 4587 | 686.7881 | 909.2139 | 967.3469 | 206.389 | 6659 | 1535 | 7606 | 8478 | 2004 | 4870 | 3679 | 1841 | 735.4736 | 865.597 | 978.2313 | 343.2509
| 4588 | 741.7106 | 690.633 | 917.6291 | 690.633 | 690.633 | 917.6291 | 690.633 | 690.633 | 917.6291 | 690.633 | 974.1497 | 214.2186 | 690.633 | 917.6291 | 690.633 | 4588 | 690.633 | 917.6291 | 974.1497 | 214.2186 | 6479 | 1101 | 5884 | 8364 | 1477 | 7664 | 3656 | 5411 | 735.4736 | 865.5926 | 978.2313 | 343.0943
| 4589 | 749.6271 | 707.262 | 912.9913 | 707.262 | 707.262 | 912.9913 | 707.262 | 707.262 | 912.9913 | 707.262 | 975.5102 | 209.2076 | 707.262 | 912.9913 | 707.262 | 4589 | 707.262 | 912.9913 | 975.5102 | 209.2076 | 5762 | 1322 | 5465 | 8437 | 794 | 223 | 3647 | 6672 | 735.4736 | 865.5793 | 978.2313 | 343.0473
| 4590 | 763.4206 | 726.0057 | 916.6513 | 726.0057 | 726.0057 | 916.6513 | 726.0057 | 726.0057 | 916.6513 | 726.0057 | 983.6735 | 229.5647 | 726.0057 | 916.6513 | 726.0057 | 4590 | 726.0057 | 916.6513 | 983.6735 | 229.5647 | 4973 | 1153 | 2722 | 8074 | 1830 | 5034 | 3620 | 7507 | 735.4256 | 865.566 | 978.2313 | 342.9377
| 4591 | 754.9882 | 710.6262 | 923.0913 | 710.6262 | 710.6262 | 923.0913 | 710.6262 | 710.6262 | 923.0913 | 710.6262 | 982.3129 | 210.1472 | 710.6262 | 923.0913 | 710.6262 | 4591 | 710.6262 | 923.0913 | 982.3129 | 210.1472 | 5618 | 819 | 3328 | 8423 | 7139 | 7176 | 3588 | 7141 | 735.3775 | 865.5595 | 978.2313 | 342.9377
| 4592 | 756.1711 | 711.7316 | 922.9873 | 711.7316 | 711.7316 | 922.9873 | 711.7316 | 711.7316 | 922.9873 | 711.7316 | 978.2313 | 222.3614 | 711.7316 | 922.9873 | 711.7316 | 4592 | 711.7316 | 922.9873 | 978.2313 | 222.3614 | 5563 | 827 | 4520 | 8231 | 7131 | 5356 | 3584 | 5752 | 735.3775 | 865.5384 | 978.2313 | 342.9377
| 4593 | 755.8214 | 680.9727 | 920.6415 | 680.9727 | 680.9727 | 920.6415 | 680.9727 | 680.9727 | 920.6415 | 680.9727 | 982.3129 | 468.8381 | 680.9727 | 920.6415 | 680.9727 | 4593 | 680.9728 | 920.6415 | 982.3129 | 468.8381 | 6907 | 946 | 3327 | 2326 | 4104 | 5112 | 3564 | 3342 | 735.3775 | 865.5384 | 978.2313 | 342.9377
| 4594 | 776.7857 | 709.9534 | 920.7852 | 709.9534 | 709.9534 | 920.7852 | 709.9534 | 709.9534 | 920.7852 | 709.9534 | 986.3946 | 525.8378 | 709.9534 | 920.7852 | 709.9534 | 4594 | 709.9534 | 920.7852 | 986.3946 | 525.8378 | 5649 | 940 | 1894 | 1579 | 7741 | 2511 | 3545 | 1504 | 735.2814 | 865.5227 | 978.2313 | 342.9377
| 4595 | 798.2366 | 717.9795 | 962.7449 | 717.9795 | 717.9795 | 962.7449 | 717.9795 | 717.9795 | 962.7449 | 717.9795 | 982.3129 | 598.1835 | 717.9795 | 962.7449 | 717.9795 | 4595 | 717.9795 | 962.7449 | 982.3129 | 598.1835 | 5316 | 21 | 3326 | 850 | 2313 | 5892 | 3538 | 1051 | 735.2814 | 865.4999 | 978.2313 | 342.9377
| 4596 | 801.6435 | 714.2788 | 942.925 | 714.2788 | 714.2788 | 942.925 | 714.2788 | 714.2788 | 942.925 | 714.2788 | 978.2313 | 758.8475 | 714.2788 | 942.925 | 714.2788 | 4596 | 714.2789 | 942.925 | 978.2313 | 758.8475 | 5455 | 174 | 4519 | 125 | 6517 | 7231 | 3537 | 451 | 735.2333 | 865.4977 | 978.2313 | 342.9377
| 4597 | 802.7283 | 726.9188 | 932.8974 | 726.9188 | 726.9188 | 932.8974 | 726.9188 | 726.9188 | 932.8974 | 726.9188 | 980.9524 | 710.3038 | 726.9188 | 932.8974 | 726.9188 | 4597 | 726.9188 | 932.8974 | 980.9524 | 710.3038 | 4932 | 437 | 3797 | 244 | 2431 | 770 | 3528 | 5345 | 735.2333 | 865.4971 | 978.2313 | 342.6245
| 4598 | 766.4305 | 724.0832 | 899.4531 | 724.0832 | 724.0832 | 899.4531 | 724.0832 | 724.0832 | 899.4531 | 724.0832 | 980.9524 | 358.5969 | 724.0832 | 899.4531 | 724.0832 | 4598 | 724.0832 | 899.4531 | 980.9524 | 358.5969 | 5055 | 2149 | 3796 | 4287 | 841 | 5756 | 3514 | 3477 | 735.2333 | 865.4897 | 978.2313 | 342.6245
| 4599 | 782.9204 | 734.5605 | 918.9147 | 734.5605 | 734.5605 | 918.9147 | 734.5605 | 734.5605 | 918.9147 | 734.5605 | 972.7891 | 435.9536 | 734.5605 | 918.9147 | 734.5605 | 4599 | 734.5605 | 918.9147 | 972.7891 | 435.9537 | 4621 | 1036 | 6303 | 2890 | 6575 | 8122 | 3511 | 2025 | 735.1853 | 865.4763 | 978.2313 | 342.6245
| 4600 | 782.9264 | 731.3404 | 911.0722 | 731.3404 | 731.3404 | 911.0722 | 731.3404 | 731.3404 | 911.0722 | 731.3404 | 975.5102 | 490.4479 | 731.3404 | 911.0722 | 731.3404 | 4600 | 731.3404 | 911.0722 | 975.5102 | 490.4479 | 4766 | 1426 | 5464 | 2012 | 4035 | 586 | 3488 | 60 | 735.1853 | 865.4763 | 978.2313 | 342.4679
| 4601 | 811.3286 | 752.391 | 930.9478 | 752.391 | 752.391 | 930.9478 | 752.391 | 752.391 | 930.9478 | 752.391 | 983.6735 | 632.0075 | 752.391 | 930.9478 | 752.391 | 4601 | 752.391 | 930.9478 | 983.6735 | 632.0075 | 3929 | 493 | 2721 | 617 | 2319 | 3062 | 3479 | 3368 | 735.1853 | 865.469 | 978.2313 | 342.3113
| 4602 | 839.1474 | 800.4037 | 942.0856 | 800.4037 | 800.4037 | 942.0856 | 800.4037 | 800.4037 | 942.0856 | 800.4037 | 967.3469 | 609.145 | 800.4037 | 942.0856 | 800.4037 | 4602 | 800.4037 | 942.0856 | 967.3469 | 609.145 | 2197 | 190 | 7605 | 759 | 3219 | 5436 | 3452 | 90 | 735.1372 | 865.4687 | 978.2313 | 342.3113
| 4603 | 850.9446 | 799.9231 | 947.4249 | 799.9231 | 799.9231 | 947.4249 | 799.9231 | 799.9231 | 947.4249 | 799.9231 | 980.9524 | 743.1882 | 799.9231 | 947.4249 | 799.9231 | 4603 | 799.9231 | 947.4249 | 980.9524 | 743.1882 | 2214 | 107 | 3795 | 160 | 3326 | 474 | 3420 | 7183 | 735.0892 | 865.4323 | 978.2313 | 342.0569
| 4604 | 835.3777 | 815.1584 | 938.9361 | 815.1584 | 815.1584 | 938.9361 | 815.1584 | 815.1584 | 938.9361 | 815.1584 | 986.3946 | 431.8822 | 815.1584 | 938.9361 | 815.1584 | 4604 | 815.1584 | 938.9361 | 986.3946 | 431.8822 | 1770 | 261 | 1893 | 2965 | 1935 | 1818 | 3416 | 7859 | 735.0892 | 865.4053 | 978.2313 | 341.9981
| 4605 | 825.3015 | 799.2983 | 929.5981 | 799.2983 | 799.2983 | 929.5981 | 799.2983 | 799.2983 | 929.5981 | 799.2983 | 982.3129 | 459.1293 | 799.2983 | 929.5981 | 799.2983 | 4605 | 799.2983 | 929.5981 | 982.3129 | 459.1294 | 2228 | 540 | 3325 | 2503 | 6855 | 3767 | 3396 | 3208 | 735.0411 | 865.403 | 978.2313 | 341.9981
| 4606 | 790.5979 | 723.074 | 931.5168 | 723.074 | 723.074 | 931.5168 | 723.074 | 723.074 | 931.5168 | 723.074 | 971.4286 | 586.2825 | 723.074 | 931.5168 | 723.074 | 4606 | 723.074 | 931.5168 | 971.4286 | 586.2825 | 5097 | 478 | 6695 | 959 | 5986 | 1157 | 3377 | 2279 | 735.0411 | 865.3867 | 978.2313 | 341.9981
| 4607 | 782.5155 | 721.7283 | 934.0719 | 721.7283 | 721.7283 | 934.0719 | 721.7283 | 721.7283 | 934.0719 | 721.7283 | 985.034 | 460.0689 | 721.7283 | 934.0719 | 721.7283 | 4607 | 721.7283 | 934.0719 | 985.034 | 460.0689 | 5161 | 395 | 2234 | 2483 | 8008 | 2556 | 3370 | 7225 | 734.993 | 865.3816 | 978.2313 | 341.6849
| 4608 | 754.3421 | 696.1119 | 938.0845 | 696.1119 | 696.1119 | 938.0845 | 696.1119 | 696.1119 | 938.0845 | 696.1119 | 987.7551 | 251.8008 | 696.1119 | 938.0845 | 696.1119 | 4608 | 696.1119 | 938.0845 | 987.7551 | 251.8008 | 6233 | 280 | 1530 | 7396 | 4498 | 2986 | 3369 | 2241 | 734.945 | 865.3658 | 978.2313 | 341.6849
| 4609 | 717.1424 | 626.1354 | 915.8152 | 626.1354 | 626.1354 | 915.8152 | 626.1354 | 626.1354 | 915.8152 | 626.1354 | 987.7551 | 379.8935 | 626.1354 | 915.8152 | 626.1354 | 4609 | 626.1354 | 915.8152 | 987.7551 | 379.8935 | 8296 | 1192 | 1529 | 3843 | 3701 | 4 | 3360 | 1904 | 734.8969 | 865.3462 | 978.2313 | 341.6849
| 4610 | 709.9149 | 616.8116 | 918.5573 | 616.8116 | 616.8116 | 918.5573 | 616.8116 | 616.8116 | 918.5573 | 616.8116 | 995.9184 | 334.1685 | 616.8116 | 918.5573 | 616.8116 | 4610 | 616.8117 | 918.5573 | 995.9184 | 334.1685 | 8445 | 1044 | 308 | 4756 | 3375 | 7765 | 3346 | 1746 | 734.8969 | 865.3321 | 978.2313 | 341.6849
| 4611 | 703.5515 | 598.068 | 921.9767 | 598.068 | 598.068 | 921.9767 | 598.068 | 598.068 | 921.9767 | 598.068 | 994.5578 | 382.7122 | 598.068 | 921.9767 | 598.068 | 4611 | 598.068 | 921.9767 | 994.5578 | 382.7122 | 8651 | 887 | 491 | 3797 | 6351 | 6732 | 3343 | 205 | 734.8008 | 865.3305 | 978.2313 | 341.6849
| 4612 | 718.6174 | 629.4997 | 914.8733 | 629.4997 | 629.4997 | 914.8733 | 629.4997 | 629.4997 | 914.8733 | 629.4997 | 991.8367 | 373.3166 | 629.4997 | 914.8733 | 629.4997 | 4612 | 629.4997 | 914.8733 | 991.8367 | 373.3166 | 8233 | 1220 | 853 | 3998 | 5825 | 6069 | 3320 | 136 | 734.8008 | 865.3296 | 978.2313 | 341.6849
| 4613 | 717.5171 | 615.1295 | 927 | 615.1295 | 615.1295 | 927 | 615.1295 | 615.1295 | 927 | 615.1295 | 991.8367 | 424.3658 | 615.1295 | 927 | 615.1295 | 4613 | 615.1295 | 927 | 991.8367 | 424.3658 | 8466 | 639 | 852 | 3091 | 4296 | 5901 | 3311 | 8532 | 734.8008 | 865.3134 | 978.2313 | 341.3718
| 4614 | 715.2385 | 605.229 | 934.2388 | 605.229 | 605.229 | 934.2388 | 605.229 | 605.229 | 934.2388 | 605.229 | 982.3129 | 452.2393 | 605.229 | 934.2388 | 605.229 | 4614 | 605.229 | 934.2388 | 982.3129 | 452.2393 | 8580 | 388 | 3324 | 2621 | 4772 | 4903 | 3284 | 7475 | 734.7047 | 865.2633 | 978.2313 | 341.3718
| 4615 | 663.2211 | 607.4398 | 761.96 | 607.4398 | 607.4398 | 761.96 | 607.4398 | 607.4398 | 761.96 | 607.4398 | 972.7891 | 404.9483 | 607.4398 | 761.96 | 607.4398 | 4615 | 607.4398 | 761.96 | 972.7891 | 404.9483 | 8557 | 7325 | 6302 | 3393 | 8044 | 864 | 3252 | 6340 | 734.6086 | 865.2573 | 978.2313 | 341.3718
| 4616 | 657.0586 | 613.7838 | 745.3635 | 613.7838 | 613.7838 | 745.3635 | 613.7838 | 613.7838 | 745.3635 | 613.7838 | 986.3946 | 320.7015 | 613.7838 | 745.3635 | 613.7838 | 4616 | 613.7838 | 745.3635 | 986.3946 | 320.7015 | 8479 | 7534 | 1892 | 5044 | 3494 | 5338 | 3248 | 2411 | 734.6085 | 865.2486 | 978.2313 | 341.3718
| 4617 | 668.7603 | 601.4322 | 730.3684 | 601.4322 | 601.4322 | 730.3684 | 601.4322 | 601.4322 | 730.3684 | 601.4322 | 959.1837 | 670.5293 | 601.4322 | 730.3684 | 601.4322 | 4617 | 601.4322 | 730.3684 | 959.1837 | 670.5293 | 8619 | 7684 | 8317 | 402 | 3272 | 5108 | 3228 | 2318 | 734.6085 | 865.2486 | 978.2313 | 341.3718
| 4618 | 676.0495 | 605.8057 | 722.0415 | 605.8057 | 605.8057 | 722.0415 | 605.8057 | 605.8057 | 722.0415 | 605.8057 | 976.8707 | 753.2101 | 605.8057 | 722.0415 | 605.8057 | 4618 | 605.8057 | 722.0415 | 976.8708 | 753.2102 | 8573 | 7767 | 5046 | 140 | 508 | 1842 | 3209 | 2213 | 734.6085 | 865.2329 | 978.2313 | 341.3718
| 4619 | 719.3993 | 683.2316 | 717.5515 | 683.2316 | 683.2316 | 927.6483 | 683.2316 | 683.2316 | 717.5515 | 683.2316 | 985.034 | 540.4009 | 683.2316 | 717.5515 | 683.2316 | 4619 | 683.2316 | 717.5515 | 985.034 | 540.4009 | 6819 | 7828 | 2233 | 1406 | 6657 | 8626 | 3202 | 706 | 734.5605 | 865.2209 | 978.2313 | 341.3718
| 4620 | 728.7148 | 683.0874 | 685.1182 | 683.0874 | 683.0874 | 914.1022 | 683.0874 | 683.0874 | 685.1182 | 683.0874 | 989.1156 | 778.7347 | 683.0874 | 685.1182 | 683.0874 | 4620 | 683.0874 | 685.1182 | 989.1157 | 778.7347 | 6824 | 8168 | 1219 | 77 | 5376 | 215 | 3201 | 419 | 734.5605 | 865.2126 | 978.2313 | 341.3718
| 4621 | 715.6041 | 676.1907 | 679.8214 | 676.1907 | 676.1907 | 907.8463 | 676.1907 | 676.1907 | 679.8214 | 676.1907 | 986.3946 | 675.2271 | 676.1907 | 679.8214 | 676.1907 | 4621 | 676.1907 | 679.8214 | 986.3946 | 675.2271 | 7093 | 8210 | 1891 | 377 | 4599 | 4789 | 3192 | 163 | 734.5605 | 865.205 | 978.2313 | 341.3718
| 4622 | 716.0947 | 694.7662 | 678.0352 | 694.7662 | 694.7662 | 923.4233 | 694.7662 | 694.7662 | 678.0352 | 694.7662 | 983.6735 | 525.9944 | 694.7662 | 678.0352 | 694.7662 | 4622 | 694.7662 | 678.0352 | 983.6735 | 525.9944 | 6303 | 8231 | 2720 | 1577 | 7687 | 214 | 3178 | 7478 | 734.4163 | 865.1967 | 978.2313 | 341.0586
| 4623 | 705.4697 | 674.5566 | 713.9827 | 674.5566 | 674.5566 | 900.2153 | 674.5566 | 674.5566 | 713.9827 | 674.5566 | 987.7551 | 450.2036 | 674.5566 | 713.9827 | 674.5566 | 4623 | 674.5566 | 713.9827 | 987.7551 | 450.2036 | 7158 | 7883 | 1528 | 2660 | 6217 | 2210 | 3175 | 5373 | 734.4163 | 865.1085 | 978.2313 | 341.0586
| 4624 | 667.8664 | 593.6944 | 718.7389 | 593.6944 | 593.6944 | 718.7389 | 593.6944 | 593.6944 | 718.7389 | 593.6944 | 987.7551 | 737.8641 | 593.6944 | 718.7389 | 593.6944 | 4624 | 593.6944 | 718.7389 | 987.7551 | 737.8641 | 8678 | 7812 | 1527 | 171 | 3455 | 846 | 3152 | 4943 | 734.4163 | 865.1022 | 978.2313 | 341.0586
| 4625 | 652.9517 | 589.0806 | 722.1868 | 589.0806 | 589.0806 | 722.1868 | 589.0806 | 589.0806 | 722.1868 | 589.0806 | 1000 | 539.9311 | 589.0806 | 722.1868 | 589.0806 | 4625 | 589.0806 | 722.1868 | 1000 | 539.9311 | 8716 | 7766 | 25 | 1414 | 2649 | 2336 | 3143 | 4299 | 734.4163 | 865.089 | 978.2313 | 341.0586
| 4626 | 703.8231 | 682.0781 | 712.1137 | 682.0781 | 682.0781 | 712.1137 | 682.0781 | 682.0781 | 712.1137 | 682.0781 | 980.9524 | 567.4914 | 682.0781 | 712.1137 | 682.0781 | 4626 | 682.0782 | 712.1137 | 980.9524 | 567.4914 | 6866 | 7904 | 3794 | 1124 | 2868 | 8202 | 3116 | 3219 | 734.3682 | 865.0692 | 978.2313 | 341.0586
| 4627 | 694.019 | 648.6759 | 719.644 | 648.6759 | 648.6759 | 719.644 | 648.6759 | 648.6759 | 719.644 | 648.6759 | 995.9184 | 652.3645 | 648.6759 | 719.644 | 648.6759 | 4627 | 648.6759 | 719.644 | 995.9184 | 652.3646 | 7882 | 7798 | 307 | 478 | 6051 | 666 | 3084 | 2611 | 734.3202 | 865.0692 | 978.2313 | 341.0586
| 4628 | 665.7126 | 658.192 | 696.3151 | 658.192 | 658.192 | 696.3151 | 658.192 | 658.192 | 696.3151 | 658.192 | 978.2313 | 290.949 | 658.192 | 696.3151 | 658.192 | 4628 | 658.192 | 696.3151 | 978.2313 | 290.949 | 7625 | 8055 | 4518 | 5926 | 5034 | 2706 | 3080 | 1027 | 734.3202 | 865.0657 | 978.2313 | 341.0586
| 4629 | 720.3936 | 670.0149 | 821.3199 | 670.0149 | 670.0149 | 821.3199 | 670.0149 | 670.0149 | 821.3199 | 670.0149 | 993.1973 | 446.9151 | 670.0149 | 821.3199 | 670.0149 | 4629 | 670.0149 | 821.3199 | 993.1973 | 446.9151 | 7303 | 6830 | 646 | 2718 | 3711 | 4680 | 3060 | 422 | 734.3202 | 865.023 | 978.2313 | 341.0586
| 4630 | 728.7862 | 672.4179 | 845.939 | 672.4179 | 672.4179 | 845.939 | 672.4179 | 672.4179 | 845.939 | 672.4179 | 994.5578 | 445.3492 | 672.4179 | 845.939 | 672.4179 | 4630 | 672.4179 | 845.939 | 994.5578 | 445.3492 | 7228 | 5902 | 490 | 2744 | 3039 | 6058 | 3041 | 3556 | 734.3202 | 865.0225 | 978.2313 | 340.9672
| 4631 | 692.2862 | 622.9154 | 858.2613 | 622.9154 | 622.9154 | 858.2613 | 622.9154 | 622.9154 | 858.2613 | 622.9154 | 972.7891 | 302.85 | 622.9154 | 858.2613 | 622.9154 | 4631 | 622.9154 | 858.2613 | 972.7891 | 302.85 | 8363 | 5103 | 6301 | 5540 | 2682 | 821 | 3034 | 8268 | 734.3202 | 865.0214 | 978.2313 | 340.902
| 4632 | 693.5577 | 607.0073 | 860.9257 | 607.0073 | 607.0073 | 860.9257 | 607.0073 | 607.0073 | 860.9257 | 607.0073 | 993.1973 | 416.8494 | 607.0073 | 860.9257 | 607.0073 | 4632 | 607.0073 | 860.9257 | 993.1973 | 416.8494 | 8560 | 4921 | 645 | 3210 | 7252 | 4855 | 3033 | 7793 | 734.2721 | 865.0189 | 978.2313 | 340.7454
| 4633 | 685.6125 | 600.2788 | 841.8523 | 600.2788 | 600.2788 | 841.8523 | 600.2788 | 600.2788 | 841.8523 | 600.2788 | 990.4762 | 438.4591 | 600.2788 | 841.8523 | 600.2788 | 4633 | 600.2788 | 841.8523 | 990.4762 | 438.4591 | 8628 | 6120 | 1039 | 2851 | 1523 | 33 | 3024 | 7072 | 734.2721 | 865.014 | 978.2313 | 340.7454
| 4634 | 694.564 | 595.9533 | 879.4015 | 595.9533 | 595.9533 | 879.4015 | 595.9533 | 595.9533 | 879.4015 | 595.9533 | 998.6395 | 440.0251 | 595.9533 | 879.4015 | 595.9533 | 4634 | 595.9533 | 879.4015 | 998.6395 | 440.0251 | 8667 | 3643 | 102 | 2829 | 1063 | 5765 | 3010 | 3620 | 734.2721 | 865.0088 | 978.2313 | 340.7454
| 4635 | 686.3974 | 593.5502 | 880.3414 | 593.5502 | 593.5502 | 880.3414 | 593.5502 | 593.5502 | 880.3414 | 593.5502 | 995.9184 | 343.8772 | 593.5502 | 880.3414 | 593.5502 | 4635 | 593.5503 | 880.3414 | 995.9184 | 343.8772 | 8680 | 3585 | 306 | 4568 | 5466 | 1002 | 3007 | 2010 | 734.2241 | 865.0009 | 978.2313 | 340.7454
| 4636 | 697.2771 | 620.9929 | 854.9545 | 620.9929 | 620.9929 | 854.9545 | 620.9929 | 620.9929 | 854.9545 | 620.9929 | 986.3946 | 387.7231 | 620.9929 | 854.9545 | 620.9929 | 4636 | 620.9929 | 854.9545 | 986.3946 | 387.7231 | 8396 | 5315 | 1890 | 3704 | 4109 | 1181 | 2984 | 1716 | 734.2241 | 864.9969 | 978.2313 | 340.7454
| 4637 | 712.0725 | 638.3429 | 870.3404 | 638.3429 | 638.3429 | 870.3404 | 638.3429 | 638.3429 | 870.3404 | 638.3429 | 989.1156 | 391.7946 | 638.3429 | 870.3404 | 638.3429 | 4637 | 638.3429 | 870.3404 | 989.1157 | 391.7946 | 8078 | 4261 | 1218 | 3638 | 2719 | 7232 | 2975 | 974 | 734.2241 | 864.9744 | 978.2313 | 340.7454
| 4638 | 735.2672 | 661.412 | 878.7063 | 661.412 | 661.412 | 878.7063 | 661.412 | 661.412 | 878.7063 | 661.412 | 995.9184 | 491.7006 | 661.412 | 878.7063 | 661.412 | 4638 | 661.412 | 878.7063 | 995.9184 | 491.7006 | 7549 | 3691 | 305 | 1997 | 808 | 3154 | 2948 | 8098 | 734.2241 | 864.97 | 978.2313 | 340.4322
| 4639 | 711.2666 | 636.853 | 861.8701 | 636.853 | 636.853 | 861.8701 | 636.853 | 636.853 | 861.8701 | 636.853 | 974.1497 | 441.2778 | 636.853 | 861.8701 | 636.853 | 4639 | 636.853 | 861.8701 | 974.1497 | 441.2778 | 8119 | 4865 | 5883 | 2811 | 3685 | 4722 | 2916 | 7791 | 734.176 | 864.9631 | 978.2313 | 340.4322
| 4640 | 705.3 | 643.197 | 862.4285 | 643.197 | 643.197 | 862.4285 | 643.197 | 643.197 | 862.4285 | 643.197 | 986.3946 | 292.5149 | 643.197 | 862.4285 | 643.197 | 4640 | 643.197 | 862.4285 | 986.3946 | 292.5149 | 7993 | 4812 | 1889 | 5873 | 6962 | 224 | 2912 | 7546 | 734.0799 | 864.9626 | 978.2313 | 340.4322
| 4641 | 747.2252 | 649.4449 | 883.6923 | 649.4449 | 649.4449 | 883.6923 | 649.4449 | 649.4449 | 883.6923 | 649.4449 | 982.3129 | 748.5124 | 649.4449 | 883.6923 | 649.4449 | 4641 | 649.4449 | 883.6923 | 982.3129 | 748.5124 | 7860 | 3345 | 3323 | 150 | 5607 | 724 | 2892 | 7121 | 734.0799 | 864.9441 | 978.2313 | 340.4322
| 4642 | 727.2721 | 646.9938 | 879.7755 | 646.9938 | 646.9938 | 879.7755 | 646.9938 | 646.9938 | 879.7755 | 646.9938 | 985.034 | 501.7225 | 646.9938 | 879.7755 | 646.9938 | 4642 | 646.9938 | 879.7755 | 985.034 | 501.7225 | 7911 | 3617 | 2232 | 1868 | 3605 | 62 | 2873 | 6899 | 734.0799 | 864.9441 | 978.2313 | 340.4322
| 4643 | 729.4373 | 648.4837 | 892.5516 | 648.4837 | 648.4837 | 892.5516 | 648.4837 | 648.4837 | 892.5516 | 648.4837 | 971.4286 | 482.6182 | 648.4837 | 892.5516 | 648.4837 | 4643 | 648.4837 | 892.5516 | 971.4286 | 482.6182 | 7887 | 2664 | 6694 | 2116 | 2895 | 6239 | 2866 | 6065 | 734.0318 | 864.8962 | 978.2313 | 340.4322
| 4644 | 750.8122 | 651.896 | 885.2794 | 651.896 | 651.896 | 885.2794 | 651.896 | 651.896 | 885.2794 | 651.896 | 956.4626 | 798.622 | 651.896 | 885.2794 | 651.896 | 4644 | 651.896 | 885.2794 | 956.4626 | 798.622 | 7802 | 3235 | 8445 | 59 | 1720 | 125 | 2865 | 4903 | 734.0318 | 864.8937 | 978.2313 | 340.4322
| 4645 | 724.1641 | 625.4626 | 882.7953 | 625.4626 | 625.4626 | 882.7953 | 625.4626 | 625.4626 | 882.7953 | 625.4626 | 963.2653 | 640.1503 | 625.4626 | 882.7953 | 625.4626 | 4645 | 625.4626 | 882.7953 | 963.2653 | 640.1503 | 8318 | 3407 | 8104 | 554 | 7115 | 6663 | 2856 | 3195 | 733.9357 | 864.8931 | 978.2313 | 340.4322
| 4646 | 770.1478 | 665.4491 | 947.3935 | 665.4491 | 665.4491 | 947.3935 | 665.4491 | 665.4491 | 947.3935 | 665.4491 | 975.5102 | 693.3918 | 665.4491 | 947.3935 | 665.4491 | 4646 | 665.4491 | 947.3935 | 975.5102 | 693.3918 | 7421 | 108 | 5463 | 311 | 3481 | 7138 | 2842 | 3020 | 733.9357 | 864.8817 | 978.2313 | 340.4322
| 4647 | 707.4441 | 614.5528 | 881.5158 | 614.5528 | 614.5528 | 881.5158 | 614.5528 | 614.5528 | 881.5158 | 614.5528 | 997.2789 | 464.4535 | 614.5528 | 881.5158 | 614.5528 | 4647 | 614.5528 | 881.5158 | 997.2789 | 464.4535 | 8471 | 3499 | 181 | 2396 | 3512 | 6790 | 2839 | 2463 | 733.8876 | 864.8727 | 978.2313 | 340.4322
| 4648 | 763.4588 | 721.6321 | 854.4904 | 721.6321 | 721.6321 | 854.4904 | 721.6321 | 721.6321 | 854.4904 | 721.6321 | 985.034 | 512.3708 | 721.6321 | 854.4904 | 721.6321 | 4648 | 721.6321 | 854.4904 | 985.034 | 512.3708 | 5166 | 5342 | 2231 | 1743 | 2143 | 823 | 2816 | 562 | 733.8876 | 864.8468 | 978.2313 | 340.4322
| 4649 | 766.6153 | 702.4078 | 892.9123 | 702.4078 | 702.4078 | 892.9123 | 702.4078 | 702.4078 | 892.9123 | 702.4078 | 998.6395 | 543.063 | 702.4078 | 892.9123 | 702.4078 | 4649 | 702.4078 | 892.9123 | 998.6395 | 543.063 | 5993 | 2639 | 101 | 1373 | 918 | 6335 | 2807 | 8530 | 733.8876 | 864.827 | 978.2313 | 340.119
| 4650 | 783.7817 | 738.886 | 877.8744 | 738.886 | 738.886 | 877.8744 | 738.886 | 738.886 | 877.8744 | 738.886 | 953.7415 | 596.6176 | 738.886 | 877.8744 | 738.886 | 4650 | 738.886 | 877.8744 | 953.7415 | 596.6176 | 4430 | 3761 | 8525 | 863 | 7320 | 2618 | 2780 | 7477 | 733.8396 | 864.8217 | 978.2313 | 340.119
| 4651 | 783.4714 | 765.1271 | 877.5075 | 765.1271 | 765.1271 | 877.5075 | 765.1271 | 765.1271 | 877.5075 | 765.1271 | 975.5102 | 362.042 | 765.1271 | 877.5075 | 765.1271 | 4651 | 765.1271 | 877.5075 | 975.5102 | 362.042 | 3466 | 3791 | 5462 | 4231 | 4323 | 7404 | 2748 | 5372 | 733.8396 | 864.8201 | 978.2313 | 340.119
| 4652 | 770.6935 | 742.9231 | 868.8692 | 742.9231 | 742.9231 | 868.8692 | 742.9231 | 742.9231 | 868.8692 | 742.9231 | 972.7891 | 398.0583 | 742.9231 | 868.8692 | 742.9231 | 4652 | 742.9231 | 868.8692 | 972.7891 | 398.0583 | 4275 | 4343 | 6300 | 3525 | 1888 | 348 | 2744 | 5224 | 733.8396 | 864.8201 | 978.2313 | 340.119
| 4653 | 710.5194 | 686.74 | 736.8776 | 686.74 | 686.74 | 736.8776 | 686.74 | 686.74 | 736.8776 | 686.74 | 976.8707 | 528.9696 | 686.74 | 736.8776 | 686.74 | 4653 | 686.74 | 736.8777 | 976.8708 | 528.9696 | 6662 | 7622 | 5045 | 1535 | 264 | 8204 | 2724 | 2638 | 733.8396 | 864.7604 | 978.2313 | 340.119
| 4654 | 772.6245 | 755.0824 | 845.505 | 755.0824 | 755.0824 | 845.505 | 755.0824 | 755.0824 | 845.505 | 755.0824 | 989.1156 | 404.9483 | 755.0824 | 845.505 | 755.0824 | 4654 | 755.0824 | 845.505 | 989.1157 | 404.9483 | 3818 | 5927 | 1217 | 3392 | 6652 | 668 | 2705 | 1697 | 733.7915 | 864.7604 | 978.2313 | 340.119
| 4655 | 782.3679 | 761.4264 | 866.2733 | 761.4264 | 761.4264 | 866.2733 | 761.4264 | 761.4264 | 866.2733 | 761.4264 | 978.2313 | 418.4153 | 761.4264 | 866.2733 | 761.4264 | 4655 | 761.4264 | 866.2733 | 978.2313 | 418.4153 | 3585 | 4530 | 4517 | 3176 | 1020 | 7253 | 2698 | 421 | 733.7435 | 864.7563 | 978.2313 | 340.119
| 4656 | 801.7236 | 771.6153 | 877.3161 | 771.6153 | 771.6153 | 877.3161 | 771.6153 | 771.6153 | 877.3161 | 771.6153 | 970.068 | 571.876 | 771.6153 | 877.3161 | 771.6153 | 4656 | 771.6153 | 877.3161 | 970.068 | 571.876 | 3203 | 3805 | 7083 | 1078 | 7780 | 2840 | 2697 | 1863 | 733.6954 | 864.7443 | 978.2313 | 339.8058
| 4657 | 712.5204 | 646.4171 | 864.7146 | 646.4171 | 646.4171 | 849.6933 | 646.4171 | 646.4171 | 864.7146 | 646.4171 | 979.5918 | 380.5199 | 646.4171 | 864.7146 | 646.4171 | 4657 | 646.4171 | 864.7146 | 979.5918 | 380.5199 | 7921 | 4659 | 4111 | 3834 | 6656 | 6057 | 2688 | 202 | 733.6954 | 864.7437 | 978.2313 | 339.8058
| 4658 | 626.7509 | 584.7071 | 690.1173 | 584.7071 | 584.7071 | 690.1173 | 584.7071 | 584.7071 | 690.1173 | 584.7071 | 968.7075 | 367.6793 | 584.7071 | 690.1173 | 584.7071 | 4658 | 584.7071 | 690.1173 | 968.7075 | 367.6793 | 8752 | 8120 | 7377 | 4123 | 2916 | 216 | 2674 | 7180 | 733.6954 | 864.7401 | 978.2313 | 339.5905
| 4659 | 707.0696 | 623.2037 | 870.0166 | 623.2037 | 623.2037 | 870.0166 | 623.2037 | 623.2037 | 870.0166 | 623.2037 | 974.1497 | 459.1293 | 623.2037 | 870.0166 | 623.2037 | 4659 | 623.2037 | 870.0166 | 974.1497 | 459.1294 | 8361 | 4278 | 5882 | 2502 | 1525 | 4657 | 2671 | 3800 | 733.6954 | 864.7146 | 978.2313 | 339.4926
| 4660 | 702.9437 | 638.439 | 850.8083 | 638.439 | 638.439 | 850.8083 | 638.439 | 638.439 | 850.8083 | 638.439 | 980.9524 | 349.5146 | 638.439 | 850.8083 | 638.439 | 4660 | 638.439 | 850.8083 | 980.9524 | 349.5146 | 8076 | 5574 | 3793 | 4466 | 7155 | 2610 | 2648 | 7521 | 733.6473 | 864.7007 | 978.2313 | 339.3361
| 4661 | 730.065 | 677.176 | 863.796 | 677.176 | 677.176 | 863.796 | 677.176 | 677.176 | 863.796 | 677.176 | 980.9524 | 367.3661 | 677.176 | 863.796 | 677.176 | 4661 | 677.176 | 863.796 | 980.9524 | 367.3661 | 7045 | 4713 | 3792 | 4129 | 4119 | 7753 | 2639 | 8073 | 733.6473 | 864.6925 | 978.2313 | 339.1795
| 4662 | 708.444 | 630.3648 | 850.5263 | 630.3648 | 630.3648 | 850.5263 | 630.3648 | 630.3648 | 850.5263 | 630.3648 | 987.7551 | 485.4369 | 630.3648 | 850.5263 | 630.3648 | 4662 | 630.3648 | 850.5263 | 987.7551 | 485.4369 | 8223 | 5590 | 1526 | 2077 | 2728 | 3321 | 2612 | 537 | 733.5993 | 864.6859 | 978.2313 | 339.1795
| 4663 | 722.2185 | 653.8184 | 854.3163 | 653.8184 | 653.8184 | 854.3163 | 653.8184 | 653.8184 | 854.3163 | 653.8184 | 976.8707 | 486.3764 | 653.8184 | 854.3163 | 653.8184 | 4663 | 653.8184 | 854.3163 | 976.8708 | 486.3765 | 7747 | 5354 | 5044 | 2066 | 2296 | 3277 | 2580 | 7181 | 733.5993 | 864.6616 | 978.2313 | 339.0229
| 4664 | 714.6575 | 664.7763 | 855.3149 | 664.7763 | 664.7763 | 855.3149 | 664.7763 | 664.7763 | 855.3149 | 664.7763 | 978.2313 | 287.5039 | 664.7763 | 855.3149 | 664.7763 | 4664 | 664.7763 | 855.3149 | 978.2313 | 287.5039 | 7448 | 5293 | 4516 | 6063 | 1591 | 7715 | 2576 | 3697 | 733.5993 | 864.6416 | 978.2313 | 338.9446
| 4665 | 747.813 | 659.6818 | 864.2385 | 659.6818 | 659.6818 | 864.2385 | 659.6818 | 659.6818 | 864.2385 | 659.6818 | 971.4286 | 763.5453 | 659.6818 | 864.2385 | 659.6818 | 4665 | 659.6818 | 864.2385 | 971.4286 | 763.5453 | 7590 | 4694 | 6693 | 113 | 721 | 3008 | 2556 | 8290 | 733.5993 | 864.6184 | 978.2313 | 338.8663
| 4666 | 738.9033 | 633.7771 | 869.5769 | 633.7771 | 633.7771 | 869.5769 | 633.7771 | 633.7771 | 869.5769 | 633.7771 | 960.5442 | 835.5778 | 633.7771 | 869.5769 | 633.7771 | 4666 | 633.7771 | 869.5769 | 960.5442 | 835.5778 | 8169 | 4294 | 8237 | 28 | 8051 | 7254 | 2537 | 7834 | 733.5512 | 864.6137 | 978.2313 | 338.8663
| 4667 | 745.7521 | 649.6852 | 866.184 | 649.6852 | 649.6852 | 866.184 | 649.6852 | 649.6852 | 866.184 | 649.6852 | 976.8707 | 801.4407 | 649.6852 | 866.184 | 649.6852 | 4667 | 649.6852 | 866.184 | 976.8708 | 801.4407 | 7851 | 4536 | 5043 | 54 | 6745 | 218 | 2530 | 7792 | 733.5512 | 864.6091 | 978.2313 | 338.8663
| 4668 | 742.9536 | 654.251 | 870.2307 | 654.251 | 654.251 | 870.2307 | 654.251 | 654.251 | 870.2307 | 654.251 | 967.3469 | 719.073 | 654.251 | 870.2307 | 654.251 | 4668 | 654.251 | 870.2307 | 967.3469 | 719.073 | 7736 | 4269 | 7604 | 217 | 4528 | 7179 | 2529 | 7331 | 733.5512 | 864.6047 | 978.2313 | 338.8663
| 4669 | 741.5744 | 663.3825 | 868.5844 | 663.3825 | 663.3825 | 868.5844 | 663.3825 | 663.3825 | 868.5844 | 663.3825 | 940.1361 | 660.5074 | 663.3825 | 868.5844 | 663.3825 | 4669 | 663.3825 | 868.5844 | 940.1361 | 660.5074 | 7490 | 4368 | 8679 | 451 | 2144 | 6262 | 2520 | 6710 | 733.5512 | 864.6004 | 978.2313 | 338.8663
| 4670 | 746.9173 | 660.9314 | 874.6704 | 660.9314 | 660.9314 | 874.6704 | 660.9314 | 660.9314 | 874.6704 | 660.9314 | 946.9388 | 723.7707 | 660.9314 | 874.6704 | 660.9314 | 4670 | 660.9314 | 874.6704 | 946.9388 | 723.7708 | 7559 | 3992 | 8576 | 203 | 2008 | 3819 | 2506 | 6026 | 733.5512 | 864.5843 | 978.2313 | 338.8663
| 4671 | 722.4948 | 611.6211 | 869.314 | 611.6211 | 611.6211 | 869.314 | 611.6211 | 611.6211 | 869.314 | 611.6211 | 979.5918 | 765.1112 | 611.6211 | 869.314 | 611.6211 | 4671 | 611.6211 | 869.314 | 979.5918 | 765.1112 | 8505 | 4314 | 4110 | 109 | 515 | 7472 | 2503 | 5021 | 733.5512 | 864.5842 | 978.2313 | 338.8663
| 4672 | 745.8878 | 681.3092 | 859.6059 | 681.3092 | 681.3092 | 859.6059 | 681.3092 | 681.3092 | 859.6059 | 681.3092 | 970.068 | 583.4638 | 681.3092 | 859.6059 | 681.3092 | 4672 | 681.3092 | 859.6059 | 970.068 | 583.4638 | 6895 | 5017 | 7082 | 977 | 1471 | 416 | 2480 | 275 | 733.5031 | 864.5842 | 978.2313 | 338.8663
| 4673 | 770.8956 | 698.1785 | 878.9687 | 698.1785 | 698.1785 | 878.9687 | 698.1785 | 698.1785 | 878.9687 | 698.1785 | 972.7891 | 718.4466 | 698.1785 | 878.9687 | 698.1785 | 4673 | 698.1785 | 878.9687 | 972.7891 | 718.4466 | 6156 | 3674 | 6299 | 222 | 8434 | 3698 | 2471 | 4511 | 733.4551 | 864.5672 | 978.2313 | 338.5531
| 4674 | 769.59 | 717.4989 | 866.5723 | 717.4989 | 717.4989 | 866.5723 | 717.4989 | 717.4989 | 866.5723 | 717.4989 | 986.3946 | 581.5847 | 717.4989 | 866.5723 | 717.4989 | 4674 | 717.4989 | 866.5723 | 986.3946 | 581.5847 | 5333 | 4497 | 1888 | 995 | 5136 | 5331 | 2444 | 4137 | 733.4551 | 864.5346 | 978.2313 | 338.5531
| 4675 | 794.5361 | 757.4855 | 907.4316 | 757.4855 | 757.4855 | 907.4316 | 757.4855 | 757.4855 | 907.4316 | 757.4855 | 970.068 | 463.8271 | 757.4855 | 907.4316 | 757.4855 | 4675 | 757.4855 | 907.4316 | 970.068 | 463.8271 | 3721 | 1652 | 7081 | 2418 | 4821 | 5101 | 2412 | 2128 | 733.4551 | 864.5346 | 978.2313 | 338.5531
| 4676 | 820.4403 | 817.273 | 900.1746 | 817.273 | 817.273 | 900.1746 | 817.273 | 817.273 | 900.1746 | 817.273 | 983.6735 | 363.6079 | 817.273 | 900.1746 | 817.273 | 4676 | 817.273 | 900.1746 | 983.6735 | 363.6079 | 1712 | 2106 | 2719 | 4195 | 5631 | 7716 | 2408 | 8669 | 733.407 | 864.5103 | 978.2313 | 338.2595
| 4677 | 837.5787 | 838.9004 | 894.9815 | 838.9004 | 838.9004 | 894.9815 | 838.9004 | 838.9004 | 894.9815 | 838.9004 | 983.6735 | 451.2997 | 838.9004 | 894.9815 | 838.9004 | 4677 | 838.9004 | 894.9815 | 983.6735 | 451.2997 | 1243 | 2467 | 2718 | 2638 | 6947 | 4748 | 2388 | 5550 | 733.359 | 864.4648 | 978.2313 | 338.2399
| 4678 | 797.6788 | 772.2401 | 895.9364 | 772.2401 | 772.2401 | 895.9364 | 772.2401 | 772.2401 | 895.9364 | 772.2401 | 979.5918 | 426.2449 | 772.2401 | 895.9364 | 772.2401 | 4678 | 772.2401 | 895.9364 | 979.5918 | 426.2449 | 3169 | 2397 | 4109 | 3060 | 6867 | 5885 | 2369 | 4984 | 733.359 | 864.4393 | 978.2313 | 338.2399
| 4679 | 773.6572 | 731.5327 | 884.0805 | 731.5327 | 731.5327 | 884.0805 | 731.5327 | 731.5327 | 884.0805 | 731.5327 | 993.1973 | 449.4206 | 731.5327 | 884.0805 | 731.5327 | 4679 | 731.5327 | 884.0805 | 993.1973 | 449.4206 | 4758 | 3319 | 644 | 2672 | 6337 | 5891 | 2362 | 4192 | 733.359 | 864.4284 | 978.2313 | 338.2399
| 4680 | 770.1202 | 736.8193 | 865.023 | 736.8193 | 736.8193 | 865.023 | 736.8193 | 736.8193 | 865.023 | 736.8193 | 982.3129 | 444.7228 | 736.8193 | 865.023 | 736.8193 | 4680 | 736.8193 | 865.023 | 982.3129 | 444.7228 | 4517 | 4629 | 3322 | 2758 | 1265 | 5371 | 2361 | 2999 | 733.359 | 864.4236 | 978.2313 | 338.2399
| 4681 | 734.837 | 692.5554 | 857.5342 | 692.5554 | 692.5554 | 857.5342 | 692.5554 | 692.5554 | 857.5342 | 692.5554 | 994.5578 | 322.5806 | 692.5554 | 857.5342 | 692.5554 | 4681 | 692.5554 | 857.5343 | 994.5578 | 322.5806 | 6399 | 5163 | 489 | 5000 | 6066 | 6755 | 2352 | 1819 | 733.3109 | 864.4023 | 978.2313 | 338.2399
| 4682 | 741.7176 | 688.3741 | 873.226 | 688.3741 | 688.3741 | 873.226 | 688.3741 | 688.3741 | 873.226 | 688.3741 | 990.4762 | 393.6737 | 688.3741 | 873.226 | 688.3741 | 4682 | 688.3741 | 873.226 | 990.4762 | 393.6737 | 6584 | 4068 | 1038 | 3603 | 2936 | 7014 | 2338 | 476 | 733.3109 | 864.3876 | 978.2313 | 338.2399
| 4683 | 734.9975 | 689.7198 | 855.2187 | 689.7198 | 689.7198 | 855.2187 | 689.7198 | 689.7198 | 855.2187 | 689.7198 | 975.5102 | 375.8221 | 689.7198 | 855.2187 | 689.7198 | 4683 | 689.7198 | 855.2187 | 975.5102 | 375.8221 | 6512 | 5298 | 5461 | 3951 | 2225 | 7457 | 2335 | 3728 | 733.3109 | 864.3749 | 978.2313 | 338.191
| 4684 | 738.1954 | 686.3556 | 871.3365 | 686.3556 | 686.3556 | 871.3365 | 686.3556 | 686.3556 | 871.3365 | 686.3556 | 979.5918 | 378.954 | 686.3556 | 871.3365 | 686.3556 | 4684 | 686.3556 | 871.3365 | 979.5918 | 378.954 | 6676 | 4186 | 4108 | 3875 | 7238 | 401 | 2312 | 8295 | 733.2629 | 864.3749 | 978.2313 | 337.9267
| 4685 | 755.2463 | 703.9458 | 885.7043 | 703.9458 | 703.9458 | 885.7043 | 703.9458 | 703.9458 | 885.7043 | 703.9458 | 985.034 | 414.0307 | 703.9458 | 885.7043 | 703.9458 | 4685 | 703.9458 | 885.7043 | 985.034 | 414.0307 | 5918 | 3189 | 2230 | 3249 | 2894 | 820 | 2303 | 8010 | 733.2628 | 864.374 | 978.2313 | 337.9267
| 4686 | 724.7715 | 650.7906 | 890.0364 | 650.7906 | 650.7906 | 890.0364 | 650.7906 | 650.7906 | 890.0364 | 650.7906 | 965.9864 | 414.3439 | 650.7906 | 890.0364 | 650.7906 | 4686 | 650.7906 | 890.0364 | 965.9864 | 414.3439 | 7825 | 2838 | 7869 | 3244 | 6144 | 1878 | 2276 | 6476 | 733.2148 | 864.3448 | 978.2313 | 337.9267
| 4687 | 735.2207 | 684.6734 | 886.9438 | 684.6734 | 684.6734 | 886.9438 | 684.6734 | 684.6734 | 886.9438 | 684.6734 | 978.2313 | 289.6962 | 684.6734 | 886.9438 | 684.6734 | 4687 | 684.6734 | 886.9439 | 978.2313 | 289.6962 | 6753 | 3071 | 4515 | 5978 | 7104 | 8439 | 2244 | 2027 | 733.1667 | 864.3381 | 978.2313 | 337.9267
| 4688 | 737.2516 | 690.2965 | 878.9935 | 690.2965 | 690.2965 | 878.9935 | 690.2965 | 690.2965 | 878.9935 | 690.2965 | 980.9524 | 302.2236 | 690.2965 | 878.9935 | 690.2965 | 4688 | 690.2965 | 878.9935 | 980.9524 | 302.2236 | 6486 | 3672 | 3791 | 5566 | 5608 | 7063 | 2240 | 8526 | 733.1667 | 864.3101 | 978.2313 | 337.6135
| 4689 | 742.6797 | 676.0225 | 881.5708 | 676.0225 | 676.0225 | 881.5708 | 676.0225 | 676.0225 | 881.5708 | 676.0225 | 982.3129 | 480.7391 | 676.0225 | 881.5708 | 676.0225 | 4689 | 676.0225 | 881.5708 | 982.3129 | 480.7391 | 7101 | 3496 | 3321 | 2142 | 1753 | 7998 | 2220 | 5678 | 733.1667 | 864.2916 | 978.2313 | 337.6135
| 4690 | 750.7491 | 674.0039 | 931.0787 | 674.0039 | 674.0039 | 931.0787 | 674.0039 | 674.0039 | 931.0787 | 674.0039 | 978.2313 | 415.9098 | 674.0039 | 931.0787 | 674.0039 | 4690 | 674.0039 | 931.0787 | 978.2313 | 415.9098 | 7178 | 489 | 4514 | 3223 | 8336 | 8019 | 2201 | 5628 | 733.1187 | 864.2723 | 978.2313 | 337.6135
| 4691 | 757.9139 | 692.3151 | 894.4025 | 692.3151 | 692.3151 | 894.4025 | 692.3151 | 692.3151 | 894.4025 | 692.3151 | 974.1497 | 520.5136 | 692.3151 | 894.4025 | 692.3151 | 4691 | 692.3151 | 894.4025 | 974.1497 | 520.5136 | 6411 | 2502 | 5881 | 1634 | 3636 | 483 | 2194 | 5495 | 733.1187 | 864.2723 | 978.2313 | 337.6135
| 4692 | 726.7573 | 695.5352 | 733.7054 | 695.5352 | 695.5352 | 733.7054 | 695.5352 | 695.5352 | 733.7054 | 695.5352 | 983.6735 | 691.8259 | 695.5352 | 733.7054 | 695.5352 | 4692 | 695.5352 | 733.7054 | 983.6735 | 691.8259 | 6260 | 7651 | 2717 | 315 | 8069 | 37 | 2193 | 3028 | 733.0706 | 864.2723 | 978.2313 | 337.6135
| 4693 | 709.9789 | 683.8083 | 721.9607 | 683.8083 | 683.8083 | 721.9607 | 683.8083 | 683.8083 | 721.9607 | 683.8083 | 965.9864 | 615.4087 | 683.8083 | 721.9607 | 683.8083 | 4693 | 683.8083 | 721.9607 | 965.9864 | 615.4087 | 6788 | 7768 | 7868 | 714 | 533 | 6040 | 2184 | 2199 | 733.0706 | 864.2678 | 978.2313 | 337.6135
| 4694 | 702.4016 | 670.2552 | 722.1909 | 670.2552 | 670.2552 | 722.1909 | 670.2552 | 670.2552 | 722.1909 | 670.2552 | 991.8367 | 590.9803 | 670.2552 | 722.1909 | 670.2552 | 4694 | 670.2552 | 722.191 | 991.8367 | 590.9803 | 7296 | 7765 | 851 | 915 | 6362 | 4665 | 2170 | 2140 | 733.0225 | 864.2385 | 978.2313 | 337.6135
| 4695 | 703.8164 | 680.4921 | 738.7319 | 680.4921 | 680.4921 | 738.7319 | 680.4921 | 680.4921 | 738.7319 | 680.4921 | 970.068 | 484.4973 | 680.4921 | 738.7319 | 680.4921 | 4695 | 680.4921 | 738.7319 | 970.068 | 484.4973 | 6931 | 7605 | 7080 | 2094 | 796 | 5993 | 2167 | 925 | 733.0225 | 864.2219 | 978.2313 | 337.6135
| 4696 | 723.0001 | 686.3075 | 718.0272 | 686.3075 | 686.3075 | 718.0272 | 686.3075 | 686.3075 | 718.0272 | 686.3075 | 983.6735 | 775.7595 | 686.3075 | 718.0272 | 686.3075 | 4696 | 686.3075 | 718.0272 | 983.6735 | 775.7595 | 6679 | 7821 | 2716 | 81 | 6516 | 7658 | 2144 | 880 | 732.9745 | 864.2179 | 978.2313 | 337.6135
| 4697 | 727.5105 | 691.3539 | 733.6348 | 691.3539 | 691.3539 | 733.6348 | 691.3539 | 691.3539 | 733.6348 | 691.3539 | 989.1156 | 730.6608 | 691.3539 | 733.6348 | 691.3539 | 4697 | 691.3539 | 733.6348 | 989.1157 | 730.6608 | 6448 | 7653 | 1216 | 185 | 6137 | 8116 | 2135 | 8198 | 732.9745 | 864.207 | 978.2313 | 337.3004
| 4698 | 735.5851 | 723.0259 | 712.8583 | 723.0259 | 723.0259 | 712.8583 | 723.0259 | 723.0259 | 712.8583 | 723.0259 | 982.3129 | 680.238 | 723.0259 | 712.8583 | 723.0259 | 4698 | 723.0259 | 712.8583 | 982.3129 | 680.238 | 5101 | 7897 | 3320 | 355 | 5682 | 580 | 2108 | 7473 | 732.9745 | 864.207 | 978.2313 | 337.3004
| 4699 | 773.2458 | 809.9197 | 749.336 | 809.9197 | 809.9197 | 749.336 | 809.9197 | 809.9197 | 749.336 | 809.9197 | 982.3129 | 366.4266 | 809.9197 | 749.336 | 809.9197 | 4699 | 809.9197 | 749.336 | 982.3129 | 366.4266 | 1908 | 7485 | 3319 | 4146 | 7132 | 7226 | 2076 | 7139 | 732.9264 | 864.2032 | 978.2313 | 337.3004
| 4700 | 811.4465 | 818.859 | 879.7692 | 818.859 | 818.859 | 879.7692 | 818.859 | 818.859 | 879.7692 | 818.859 | 991.8367 | 298.4654 | 818.859 | 879.7692 | 818.859 | 4700 | 818.859 | 879.7692 | 991.8367 | 298.4654 | 1663 | 3618 | 850 | 5684 | 7001 | 2549 | 2072 | 6694 | 732.9264 | 864.19 | 978.2313 | 337.3004
| 4701 | 792.0031 | 768.3953 | 884.8085 | 768.3953 | 768.3953 | 884.8085 | 768.3953 | 768.3953 | 884.8085 | 768.3953 | 974.1497 | 427.4977 | 768.3953 | 884.8085 | 768.3953 | 4701 | 768.3953 | 884.8085 | 974.1497 | 427.4977 | 3333 | 3272 | 5880 | 3043 | 8579 | 221 | 2052 | 3675 | 732.8784 | 864.1813 | 978.2313 | 337.3003
| 4702 | 795.3244 | 754.2654 | 888.9652 | 754.2654 | 754.2654 | 888.9652 | 754.2654 | 754.2654 | 888.9652 | 754.2654 | 971.4286 | 573.1287 | 754.2654 | 888.9652 | 754.2654 | 4702 | 754.2654 | 888.9652 | 971.4286 | 573.1287 | 3846 | 2925 | 6692 | 1068 | 7808 | 5927 | 2033 | 662 | 732.8784 | 864.1552 | 978.2313 | 337.3003
| 4703 | 769.0973 | 736.2907 | 878.4434 | 736.2907 | 736.2907 | 878.4434 | 736.2907 | 736.2907 | 878.4434 | 736.2907 | 987.7551 | 375.5089 | 736.2907 | 878.4434 | 736.2907 | 4703 | 736.2907 | 878.4434 | 987.7551 | 375.5089 | 4541 | 3708 | 1525 | 3957 | 7098 | 5897 | 2026 | 417 | 732.8303 | 864.1442 | 978.2313 | 337.3003
| 4704 | 760.4904 | 706.493 | 875.7667 | 706.493 | 706.493 | 875.7667 | 706.493 | 706.493 | 875.7667 | 706.493 | 978.2313 | 513.6236 | 706.493 | 875.7667 | 706.493 | 4704 | 706.493 | 875.7667 | 978.2313 | 513.6236 | 5801 | 3898 | 4513 | 1728 | 6402 | 6789 | 2025 | 7578 | 732.8303 | 864.0558 | 978.2313 | 336.9872
| 4705 | 748.385 | 696.2561 | 862.5036 | 696.2561 | 696.2561 | 862.5036 | 696.2561 | 696.2561 | 862.5036 | 696.2561 | 989.1156 | 468.2117 | 696.2561 | 862.5036 | 696.2561 | 4705 | 696.2561 | 862.5036 | 989.1157 | 468.2117 | 6224 | 4808 | 1215 | 2334 | 139 | 5895 | 2016 | 2316 | 732.8303 | 864.0112 | 978.2313 | 336.9872
| 4706 | 754.2615 | 714.1347 | 863.7664 | 714.1347 | 714.1347 | 863.7664 | 714.1347 | 714.1347 | 863.7664 | 714.1347 | 972.7891 | 418.7285 | 714.1347 | 863.7664 | 714.1347 | 4706 | 714.1347 | 863.7664 | 972.7891 | 418.7285 | 5460 | 4716 | 6298 | 3172 | 8676 | 7292 | 2002 | 1890 | 732.7822 | 863.9976 | 978.2313 | 336.9872
| 4707 | 756.1797 | 709.3767 | 855.1148 | 709.3767 | 709.3767 | 855.1148 | 709.3767 | 709.3767 | 855.1148 | 709.3767 | 987.7551 | 503.2884 | 709.3767 | 855.1148 | 709.3767 | 4707 | 709.3767 | 855.1148 | 987.7551 | 503.2884 | 5672 | 5305 | 1524 | 1850 | 1688 | 6236 | 1999 | 8194 | 732.6861 | 863.9936 | 978.2313 | 336.674
| 4708 | 755.2005 | 705.7721 | 861.8693 | 705.7721 | 705.7721 | 861.8693 | 705.7721 | 705.7721 | 861.8693 | 705.7721 | 991.8367 | 487.316 | 705.7721 | 861.8693 | 705.7721 | 4708 | 705.7721 | 861.8693 | 991.8367 | 487.316 | 5839 | 4866 | 849 | 2055 | 7113 | 2658 | 1976 | 7251 | 732.6381 | 863.9871 | 978.2313 | 336.674
| 4709 | 770.9079 | 721.8724 | 883.9257 | 721.8724 | 721.8724 | 883.9257 | 721.8724 | 721.8724 | 883.9257 | 721.8724 | 972.7891 | 509.239 | 721.8724 | 883.9257 | 721.8724 | 4709 | 721.8725 | 883.9257 | 972.7891 | 509.239 | 5152 | 3333 | 6297 | 1773 | 6843 | 2718 | 1967 | 5463 | 732.6381 | 863.9294 | 978.2313 | 336.674
| 4710 | 739.0558 | 675.5419 | 891.4826 | 675.5419 | 675.5419 | 891.4826 | 675.5419 | 675.5419 | 891.4826 | 675.5419 | 985.034 | 391.4814 | 675.5419 | 891.4826 | 675.5419 | 4710 | 675.5419 | 891.4826 | 985.034 | 391.4814 | 7123 | 2743 | 2229 | 3645 | 5279 | 5828 | 1940 | 1603 | 732.6381 | 863.9075 | 978.2313 | 336.674
| 4711 | 741.1049 | 671.8412 | 913.6045 | 671.8412 | 671.8412 | 913.6045 | 671.8412 | 671.8412 | 913.6045 | 671.8412 | 975.5102 | 370.8111 | 671.8412 | 913.6045 | 671.8412 | 4711 | 671.8412 | 913.6045 | 975.5102 | 370.8112 | 7246 | 1285 | 5460 | 4047 | 3233 | 5832 | 1908 | 1531 | 732.6381 | 863.8567 | 978.2313 | 336.674
| 4712 | 743.6035 | 669.3901 | 914.4842 | 669.3901 | 669.3901 | 914.4842 | 669.3901 | 669.3901 | 914.4842 | 669.3901 | 983.6735 | 413.7175 | 669.3901 | 914.4842 | 669.3901 | 4712 | 669.3901 | 914.4842 | 983.6735 | 413.7175 | 7325 | 1247 | 2715 | 3256 | 3217 | 1246 | 1904 | 658 | 732.59 | 863.8267 | 978.2313 | 336.674
| 4713 | 768.8776 | 659.3935 | 957.6673 | 659.3935 | 659.3935 | 957.6673 | 659.3935 | 659.3935 | 957.6673 | 659.3935 | 978.2313 | 680.238 | 659.3935 | 957.6673 | 659.3935 | 4713 | 659.3935 | 957.6673 | 978.2313 | 680.238 | 7600 | 37 | 4512 | 354 | 4057 | 4661 | 1884 | 8097 | 732.5419 | 863.796 | 978.2313 | 336.5174
| 4714 | 767.3429 | 681.3092 | 906.9769 | 681.3092 | 681.3092 | 906.9769 | 681.3092 | 681.3092 | 906.9769 | 681.3092 | 978.2313 | 686.1885 | 681.3092 | 906.9769 | 681.3092 | 4714 | 681.3092 | 906.9769 | 978.2313 | 686.1885 | 6894 | 1676 | 4511 | 332 | 6314 | 8135 | 1865 | 561 | 732.4939 | 863.7887 | 978.2313 | 336.5174
| 4715 | 743.9605 | 664.3437 | 885.0662 | 664.3437 | 664.3437 | 885.0662 | 664.3437 | 664.3437 | 885.0662 | 664.3437 | 974.1497 | 586.2825 | 664.3437 | 885.0662 | 664.3437 | 4715 | 664.3437 | 885.0663 | 974.1497 | 586.2825 | 7456 | 3247 | 5879 | 958 | 3709 | 599 | 1858 | 7119 | 732.4939 | 863.7887 | 978.2313 | 336.3608
| 4716 | 681.605 | 647.8108 | 715.4931 | 647.8108 | 647.8108 | 715.4931 | 647.8108 | 647.8108 | 715.4931 | 647.8108 | 976.8707 | 521.14 | 647.8108 | 715.4931 | 647.8108 | 4716 | 647.8108 | 715.4931 | 976.8708 | 521.14 | 7899 | 7863 | 5042 | 1627 | 3273 | 4706 | 1857 | 6513 | 732.4939 | 863.7664 | 978.2313 | 336.3608
| 4717 | 693.9245 | 669.5343 | 707.6698 | 669.5343 | 669.5343 | 707.6698 | 669.5343 | 669.5343 | 707.6698 | 669.5343 | 983.6735 | 544.3157 | 669.5343 | 707.6698 | 669.5343 | 4717 | 669.5343 | 707.6698 | 983.6735 | 544.3157 | 7319 | 7953 | 2714 | 1359 | 1982 | 6024 | 1848 | 6174 | 732.4939 | 863.7629 | 978.2313 | 336.3608
| 4718 | 767.6348 | 671.5528 | 928.8126 | 671.5528 | 671.5528 | 928.8126 | 671.5528 | 671.5528 | 928.8126 | 671.5528 | 983.6735 | 675.5402 | 671.5528 | 928.8126 | 671.5528 | 4718 | 671.5528 | 928.8126 | 983.6735 | 675.5402 | 7254 | 564 | 2713 | 374 | 7161 | 7924 | 1834 | 4566 | 732.4458 | 863.7622 | 978.2313 | 336.3608
| 4719 | 746.0657 | 671.5528 | 895.8702 | 671.5528 | 671.5528 | 895.8702 | 671.5528 | 671.5528 | 895.8702 | 671.5528 | 970.068 | 518.9477 | 671.5528 | 895.8702 | 671.5528 | 4719 | 671.5528 | 895.8702 | 970.068 | 518.9477 | 7253 | 2401 | 7079 | 1654 | 8154 | 7488 | 1831 | 3860 | 732.3978 | 863.7323 | 978.2313 | 336.3608
| 4720 | 745.773 | 675.7822 | 862.7635 | 675.7822 | 675.7822 | 862.7635 | 675.7822 | 675.7822 | 862.7635 | 675.7822 | 976.8707 | 606.6395 | 675.7822 | 862.7635 | 675.7822 | 4720 | 675.7822 | 862.7635 | 976.8708 | 606.6395 | 7113 | 4793 | 5041 | 780 | 4503 | 432 | 1808 | 1553 | 732.3978 | 863.7323 | 978.2313 | 336.3608
| 4721 | 768.3586 | 686.692 | 893.5807 | 686.692 | 686.692 | 893.5807 | 686.692 | 686.692 | 893.5807 | 686.692 | 978.2313 | 710.9302 | 686.692 | 893.5807 | 686.692 | 4721 | 686.692 | 893.5807 | 978.2313 | 710.9302 | 6664 | 2582 | 4510 | 241 | 618 | 2640 | 1799 | 1530 | 732.3978 | 863.7147 | 978.2313 | 336.3608
| 4722 | 763.2188 | 732.1574 | 864.9631 | 732.1574 | 732.1574 | 864.9631 | 732.1574 | 732.1574 | 864.9631 | 732.1574 | 983.6735 | 384.2781 | 732.1574 | 864.9631 | 732.1574 | 4722 | 732.1575 | 864.9631 | 983.6735 | 384.2781 | 4735 | 4639 | 2712 | 3771 | 8148 | 2372 | 1772 | 1459 | 732.3497 | 863.6682 | 978.2313 | 336.3608
| 4723 | 784.7505 | 769.8851 | 900.5806 | 769.8851 | 769.8851 | 900.5806 | 769.8851 | 769.8851 | 900.5806 | 769.8851 | 927.8912 | 297.2127 | 769.8851 | 900.5806 | 769.8851 | 4723 | 769.8851 | 900.5806 | 927.8912 | 297.2127 | 3275 | 2074 | 8732 | 5724 | 8024 | 7615 | 1740 | 179 | 732.3497 | 863.6591 | 978.2313 | 336.3608
| 4724 | 784.1722 | 773.1533 | 892.9343 | 773.1533 | 773.1533 | 892.9343 | 773.1533 | 773.1533 | 892.9343 | 773.1533 | 968.7075 | 252.7404 | 773.1533 | 892.9343 | 773.1533 | 4724 | 773.1533 | 892.9343 | 968.7075 | 252.7404 | 3132 | 2637 | 7376 | 7357 | 3606 | 8451 | 1736 | 8412 | 732.3497 | 863.6559 | 978.2313 | 336.0476
| 4725 | 784.9436 | 774.6912 | 882.7763 | 774.6912 | 774.6912 | 882.7763 | 774.6912 | 774.6912 | 882.7763 | 774.6912 | 960.5442 | 300.0313 | 774.6912 | 882.7763 | 774.6912 | 4725 | 774.6912 | 882.7763 | 960.5442 | 300.0313 | 3072 | 3409 | 8236 | 5639 | 612 | 6689 | 1716 | 7474 | 732.3497 | 863.6439 | 978.2313 | 336.0476
| 4726 | 788.3671 | 759.1195 | 887.0323 | 759.1195 | 759.1195 | 887.0323 | 759.1195 | 759.1195 | 887.0323 | 759.1195 | 974.1497 | 441.9042 | 759.1195 | 887.0323 | 759.1195 | 4726 | 759.1195 | 887.0323 | 974.1497 | 441.9042 | 3654 | 3062 | 5878 | 2801 | 488 | 7423 | 1697 | 7311 | 732.3497 | 863.6317 | 978.2313 | 336.0476
| 4727 | 752.2048 | 694.3817 | 867.3343 | 694.3817 | 694.3817 | 867.3343 | 694.3817 | 694.3817 | 867.3343 | 694.3817 | 980.9524 | 525.5246 | 694.3817 | 867.3343 | 694.3817 | 4727 | 694.3817 | 867.3343 | 980.9524 | 525.5246 | 6319 | 4452 | 3790 | 1582 | 5698 | 367 | 1690 | 418 | 732.2536 | 863.6317 | 978.2313 | 336.0476
| 4728 | 715.1384 | 659.3454 | 866.507 | 659.3454 | 659.3454 | 866.507 | 659.3454 | 659.3454 | 866.507 | 659.3454 | 971.4286 | 299.7181 | 659.3454 | 866.507 | 659.3454 | 4728 | 659.3454 | 866.507 | 971.4286 | 299.7181 | 7602 | 4504 | 6691 | 5648 | 5321 | 3278 | 1689 | 255 | 732.2536 | 863.5849 | 978.2313 | 336.0476
| 4729 | 724.8484 | 669.7265 | 867.4909 | 669.7265 | 669.7265 | 867.4909 | 669.7265 | 669.7265 | 867.4909 | 669.7265 | 968.7075 | 351.3937 | 669.7265 | 867.4909 | 669.7265 | 4729 | 669.7265 | 867.4909 | 968.7075 | 351.3937 | 7317 | 4442 | 7375 | 4432 | 4186 | 7255 | 1680 | 8034 | 732.2536 | 863.5592 | 978.2313 | 335.7344
| 4730 | 725.8991 | 668.0444 | 857.3344 | 668.0444 | 668.0444 | 857.3344 | 668.0444 | 668.0444 | 857.3344 | 668.0444 | 967.3469 | 421.5471 | 668.0444 | 857.3344 | 668.0444 | 4730 | 668.0444 | 857.3344 | 967.3469 | 421.5471 | 7354 | 5168 | 7603 | 3134 | 2718 | 2060 | 1666 | 7312 | 732.2536 | 863.5565 | 978.2313 | 335.7344
| 4731 | 702.5463 | 652.5688 | 846.9004 | 652.5688 | 652.5688 | 846.9004 | 652.5688 | 652.5688 | 846.9004 | 652.5688 | 965.9864 | 261.5096 | 652.5688 | 846.9004 | 652.5688 | 4731 | 652.5689 | 846.9004 | 965.9864 | 261.5096 | 7782 | 5838 | 7867 | 7038 | 2054 | 8167 | 1663 | 4942 | 732.2536 | 863.5555 | 978.2313 | 335.7344
| 4732 | 697.3142 | 670.4595 | 713.5054 | 670.4595 | 670.4595 | 864.0772 | 670.4595 | 670.4595 | 713.5054 | 670.4595 | 963.2653 | 430.8644 | 670.4595 | 713.5054 | 670.4595 | 4732 | 670.4595 | 713.5054 | 963.2653 | 430.8644 | 7288 | 7887 | 8103 | 2985 | 6239 | 631 | 1640 | 4287 | 732.2055 | 863.5555 | 978.2313 | 335.7344
| 4733 | 692.966 | 662.0849 | 720.8011 | 662.0849 | 662.0849 | 888.3208 | 662.0849 | 662.0849 | 720.8011 | 662.0849 | 963.2653 | 390.855 | 662.0849 | 720.8011 | 662.0849 | 4733 | 662.0849 | 720.8011 | 963.2653 | 390.855 | 7525 | 7784 | 8102 | 3655 | 3603 | 7601 | 1631 | 498 | 732.2055 | 863.5258 | 978.2313 | 335.7344
| 4734 | 677.6252 | 643.8939 | 716.9024 | 643.8939 | 643.8939 | 895.3884 | 643.8939 | 643.8939 | 716.9024 | 643.8939 | 965.9864 | 323.5202 | 643.8939 | 716.9024 | 643.8939 | 4734 | 643.8939 | 716.9024 | 965.9864 | 323.5202 | 7971 | 7840 | 7866 | 4979 | 5681 | 1012 | 1604 | 256 | 732.1575 | 863.5072 | 978.2313 | 335.7344
| 4735 | 626.5725 | 589.0806 | 714.5507 | 589.0806 | 589.0806 | 714.5507 | 589.0806 | 589.0806 | 714.5507 | 589.0806 | 957.8231 | 243.3448 | 589.0806 | 714.5507 | 589.0806 | 4735 | 589.0806 | 714.5507 | 957.8231 | 243.3448 | 8715 | 7876 | 8368 | 7695 | 4722 | 768 | 1572 | 8387 | 732.1575 | 863.5072 | 978.2313 | 335.4212
| 4736 | 665.3999 | 632.2392 | 687.4354 | 632.2392 | 632.2392 | 904.8273 | 632.2392 | 632.2392 | 687.4354 | 632.2392 | 945.5782 | 344.9734 | 632.2392 | 687.4354 | 632.2392 | 4736 | 632.2392 | 687.4354 | 945.5782 | 344.9734 | 8190 | 8150 | 8627 | 4555 | 1551 | 5435 | 1568 | 7815 | 732.1574 | 863.4782 | 978.2313 | 335.4212
| 4737 | 708.5129 | 641.8513 | 717.3055 | 641.8513 | 641.8513 | 930.2183 | 641.8513 | 641.8513 | 717.3055 | 641.8513 | 967.3469 | 734.8888 | 641.8513 | 717.3055 | 641.8513 | 4737 | 641.8513 | 717.3055 | 967.3469 | 734.8888 | 8014 | 7832 | 7602 | 174 | 6346 | 5882 | 1548 | 7524 | 732.1094 | 863.4305 | 978.2313 | 335.4212
| 4738 | 708.9074 | 643.0288 | 713.6085 | 643.0288 | 643.0288 | 907.8748 | 643.0288 | 643.0288 | 713.6085 | 643.0288 | 964.6259 | 767.1469 | 643.0288 | 713.6085 | 643.0288 | 4738 | 643.0288 | 713.6085 | 964.6259 | 767.1469 | 7996 | 7886 | 8003 | 101 | 4385 | 1243 | 1529 | 7248 | 732.1094 | 863.4239 | 978.2313 | 335.4212
| 4739 | 690.0031 | 631.2299 | 714.7666 | 631.2299 | 631.2299 | 898.4955 | 631.2299 | 631.2299 | 714.7666 | 631.2299 | 967.3469 | 600.0626 | 631.2299 | 714.7666 | 631.2299 | 4739 | 631.2299 | 714.7666 | 967.3469 | 600.0626 | 8208 | 7869 | 7601 | 837 | 4367 | 7461 | 1522 | 4783 | 732.1094 | 863.4182 | 978.2313 | 335.4212
| 4740 | 713.7034 | 632.5756 | 845.1039 | 632.5756 | 632.5756 | 797.6719 | 632.5756 | 632.5756 | 845.1039 | 632.5756 | 978.2313 | 620.0282 | 632.5756 | 845.1039 | 632.5756 | 4740 | 632.5756 | 845.1039 | 978.2313 | 620.0282 | 8185 | 5942 | 4509 | 689 | 4128 | 405 | 1521 | 4541 | 732.0613 | 863.4182 | 978.2313 | 335.4212
| 4741 | 721.698 | 641.2185 | 860.7358 | 641.2185 | 641.2185 | 801.4853 | 641.2185 | 641.2185 | 860.7358 | 641.2185 | 970.068 | 620.2631 | 641.2185 | 860.7358 | 641.2185 | 4741 | 641.2185 | 860.7358 | 970.068 | 620.2631 | 8028 | 4935 | 7078 | 686 | 2400 | 6071 | 1512 | 2355 | 731.9652 | 863.3879 | 978.2313 | 335.4212
| 4742 | 735.8225 | 646.4531 | 845.8631 | 646.4531 | 646.4531 | 913.6417 | 646.4531 | 646.4531 | 845.8631 | 646.4531 | 974.1497 | 704.5099 | 646.4531 | 845.8631 | 646.4531 | 4742 | 646.4531 | 845.8631 | 974.1497 | 704.5099 | 7920 | 5913 | 5877 | 265 | 8271 | 7440 | 1498 | 1597 | 731.8691 | 863.3848 | 978.2313 | 335.4212
| 4743 | 718.5656 | 636.1321 | 836.0959 | 636.1321 | 636.1321 | 897.552 | 636.1321 | 636.1321 | 836.0959 | 636.1321 | 972.7891 | 592.233 | 636.1321 | 836.0959 | 636.1321 | 4743 | 636.1321 | 836.0959 | 972.7891 | 592.233 | 8132 | 6387 | 6296 | 909 | 2006 | 384 | 1495 | 6271 | 731.8691 | 863.3848 | 978.2313 | 335.1081
| 4744 | 730.8975 | 644.2784 | 854.2568 | 644.2784 | 644.2784 | 869.4898 | 644.2784 | 644.2784 | 854.2568 | 644.2784 | 970.068 | 676.01 | 644.2784 | 854.2568 | 644.2784 | 4744 | 644.2784 | 854.2568 | 970.068 | 676.01 | 7963 | 5357 | 7077 | 372 | 1898 | 209 | 1472 | 5721 | 731.8691 | 863.3694 | 978.2313 | 335.1081
| 4745 | 745.3539 | 661.9888 | 838.0002 | 661.9888 | 661.9888 | 887.6033 | 661.9888 | 661.9888 | 838.0002 | 661.9888 | 976.8707 | 760.57 | 661.9888 | 838.0002 | 661.9888 | 4745 | 661.9888 | 838.0002 | 976.8708 | 760.57 | 7530 | 6314 | 5040 | 121 | 6984 | 213 | 1463 | 4220 | 731.821 | 863.3587 | 978.2313 | 335.1081
| 4746 | 693.8531 | 633.0562 | 849.4118 | 633.0562 | 633.0562 | 849.4118 | 633.0562 | 633.0562 | 849.4118 | 633.0562 | 976.8707 | 274.9765 | 633.0562 | 849.4118 | 633.0562 | 4746 | 633.0562 | 849.4118 | 976.8708 | 274.9765 | 8175 | 5684 | 5039 | 6581 | 1426 | 1010 | 1436 | 2104 | 731.821 | 863.3544 | 978.2313 | 335.1081
| 4747 | 724.5847 | 674.052 | 884.4673 | 674.052 | 674.052 | 884.4673 | 674.052 | 674.052 | 884.4673 | 674.052 | 956.4626 | 257.4381 | 674.052 | 884.4673 | 674.052 | 4747 | 674.052 | 884.4673 | 956.4626 | 257.4382 | 7177 | 3289 | 8444 | 7193 | 7663 | 766 | 1404 | 7654 | 731.773 | 863.3544 | 978.2313 | 334.9515
| 4748 | 724.0224 | 679.8674 | 864.4648 | 679.8674 | 679.8674 | 864.4648 | 679.8674 | 679.8674 | 864.4648 | 679.8674 | 971.4286 | 268.0864 | 679.8674 | 864.4648 | 679.8674 | 4748 | 679.8674 | 864.4648 | 971.4286 | 268.0864 | 6955 | 4677 | 6690 | 6830 | 8645 | 233 | 1400 | 7942 | 731.7249 | 863.3396 | 978.2313 | 334.7949
| 4749 | 728.4177 | 681.4534 | 879.2578 | 681.4534 | 681.4534 | 879.2578 | 681.4534 | 681.4534 | 879.2578 | 681.4534 | 975.5102 | 253.6799 | 681.4534 | 879.2578 | 681.4534 | 4749 | 681.4534 | 879.2578 | 975.5102 | 253.6799 | 6888 | 3653 | 5459 | 7325 | 6675 | 8132 | 1380 | 6748 | 731.7249 | 863.3101 | 978.2313 | 334.7949
| 4750 | 706.6147 | 632.143 | 899.9969 | 632.143 | 632.143 | 899.9969 | 632.143 | 632.143 | 899.9969 | 632.143 | 983.6735 | 251.8008 | 632.143 | 899.9969 | 632.143 | 4750 | 632.143 | 899.9969 | 983.6735 | 251.8008 | 8193 | 2117 | 2711 | 7395 | 7908 | 596 | 1361 | 3130 | 731.6288 | 863.3101 | 978.2313 | 334.7949
| 4751 | 693.8628 | 618.638 | 885.8205 | 618.638 | 618.638 | 885.8205 | 618.638 | 618.638 | 885.8205 | 618.638 | 983.6735 | 238.0207 | 618.638 | 885.8205 | 618.638 | 4751 | 618.638 | 885.8205 | 983.6735 | 238.0207 | 8426 | 3174 | 2710 | 7848 | 7277 | 7762 | 1354 | 2549 | 731.6288 | 863.3029 | 978.2313 | 334.7949
| 4752 | 721.8342 | 654.8037 | 881.6522 | 654.8037 | 654.8037 | 875.9714 | 654.8037 | 654.8037 | 881.6522 | 654.8037 | 975.5102 | 370.8111 | 654.8037 | 881.6522 | 654.8037 | 4752 | 654.8037 | 881.6522 | 975.5102 | 370.8112 | 7720 | 3490 | 5458 | 4046 | 797 | 876 | 1353 | 8270 | 731.6288 | 863.2881 | 978.2313 | 334.6383
| 4753 | 676.1657 | 595.6169 | 872.3845 | 595.6169 | 595.6169 | 872.3845 | 595.6169 | 595.6169 | 872.3845 | 595.6169 | 970.068 | 241.7789 | 595.6169 | 872.3845 | 595.6169 | 4753 | 595.6169 | 872.3845 | 970.068 | 241.7789 | 8668 | 4115 | 7076 | 7742 | 7274 | 7948 | 1344 | 7726 | 731.5807 | 863.2382 | 978.2313 | 334.4817
| 4754 | 709.3504 | 632.1911 | 872.7448 | 632.1911 | 632.1911 | 867.3342 | 632.1911 | 632.1911 | 872.7448 | 632.1911 | 971.4286 | 416.3796 | 632.1911 | 872.7448 | 632.1911 | 4754 | 632.1911 | 872.7449 | 971.4286 | 416.3796 | 8191 | 4097 | 6689 | 3215 | 6348 | 4185 | 1330 | 7724 | 731.5807 | 863.2209 | 978.2313 | 334.4817
| 4755 | 697.1201 | 628.6346 | 877.7571 | 628.6346 | 628.6346 | 860.4906 | 628.6346 | 628.6346 | 877.7571 | 628.6346 | 967.3469 | 269.4958 | 628.6346 | 877.7571 | 628.6346 | 4755 | 628.6346 | 877.7572 | 967.3469 | 269.4958 | 8246 | 3769 | 7600 | 6780 | 3028 | 2228 | 1327 | 8678 | 731.5807 | 863.2162 | 978.2313 | 334.1685
| 4756 | 709.9097 | 635.1468 | 880.9047 | 635.1468 | 635.1468 | 866.285 | 635.1468 | 635.1468 | 880.9047 | 635.1468 | 974.1497 | 374.4128 | 635.1468 | 880.9047 | 635.1468 | 4756 | 635.1468 | 880.9047 | 974.1497 | 374.4128 | 8149 | 3546 | 5876 | 3974 | 2028 | 5857 | 1304 | 4610 | 731.5807 | 863.2116 | 978.2313 | 334.1685
| 4757 | 688.3731 | 602.2973 | 892.7159 | 602.2973 | 602.2973 | 892.7159 | 602.2973 | 602.2973 | 892.7159 | 602.2973 | 975.5102 | 272.471 | 602.2973 | 892.7159 | 602.2973 | 4757 | 602.2973 | 892.7159 | 975.5102 | 272.471 | 8609 | 2651 | 5457 | 6668 | 6518 | 6777 | 1295 | 3437 | 731.5327 | 863.1717 | 978.2313 | 334.1685
| 4758 | 695.3126 | 612.2459 | 899.2942 | 612.2459 | 612.2459 | 899.2942 | 612.2459 | 612.2459 | 899.2942 | 612.2459 | 983.6735 | 255.559 | 612.2459 | 899.2942 | 612.2459 | 4758 | 612.2459 | 899.2942 | 983.6735 | 255.559 | 8501 | 2163 | 2709 | 7252 | 4679 | 7428 | 1268 | 178 | 731.5327 | 863.1503 | 978.2313 | 334.1685
| 4759 | 689.8389 | 612.318 | 896.1601 | 612.318 | 612.318 | 799.0251 | 612.318 | 612.318 | 896.1601 | 612.318 | 982.3129 | 289.383 | 612.318 | 896.1601 | 612.318 | 4759 | 612.318 | 896.1601 | 982.3129 | 289.383 | 8498 | 2385 | 3318 | 5992 | 3628 | 372 | 1236 | 8121 | 731.5327 | 863.1502 | 978.2313 | 333.8553
| 4760 | 685.4177 | 595.0882 | 895.1704 | 595.0882 | 595.0882 | 895.1704 | 595.0882 | 595.0882 | 895.1704 | 595.0882 | 978.2313 | 276.2293 | 595.0882 | 895.1704 | 595.0882 | 4760 | 595.0882 | 895.1704 | 978.2313 | 276.2293 | 8670 | 2453 | 4508 | 6528 | 2316 | 6647 | 1232 | 6153 | 731.5327 | 863.1377 | 978.2313 | 333.8553
| 4761 | 741.2431 | 624.3091 | 902.7694 | 624.3091 | 624.3091 | 902.7694 | 624.3091 | 624.3091 | 902.7694 | 624.3091 | 982.3129 | 789.5396 | 624.3091 | 902.7694 | 624.3091 | 4761 | 624.3091 | 902.7694 | 982.3129 | 789.5396 | 8339 | 1915 | 3317 | 71 | 8751 | 1827 | 1212 | 5535 | 731.4846 | 863.132 | 978.2313 | 333.8553
| 4762 | 736.2556 | 604.7484 | 908.7727 | 604.7484 | 604.7484 | 908.7727 | 604.7484 | 604.7484 | 908.7727 | 604.7484 | 986.3946 | 848.1052 | 604.7484 | 908.7727 | 604.7484 | 4762 | 604.7484 | 908.7727 | 986.3946 | 848.1052 | 8589 | 1559 | 1887 | 16 | 6570 | 8043 | 1193 | 4501 | 731.4846 | 863.1112 | 978.2313 | 333.8553
| 4763 | 716.3416 | 598.116 | 911.9248 | 598.116 | 598.116 | 911.9248 | 598.116 | 598.116 | 911.9248 | 598.116 | 982.3129 | 613.8428 | 598.116 | 911.9248 | 598.116 | 4763 | 598.116 | 911.9248 | 982.3129 | 613.8428 | 8650 | 1379 | 3316 | 721 | 4265 | 507 | 1186 | 3915 | 731.4846 | 863.1112 | 978.2313 | 333.8553
| 4764 | 729.5515 | 617.3403 | 899.3333 | 617.3403 | 617.3403 | 879.8507 | 617.3403 | 617.3403 | 899.3333 | 617.3403 | 978.2313 | 718.9164 | 617.3403 | 899.3333 | 617.3403 | 4764 | 617.3403 | 899.3334 | 978.2313 | 718.9164 | 8441 | 2158 | 4507 | 220 | 6785 | 47 | 1185 | 2860 | 731.4365 | 863.1112 | 978.2313 | 333.8553
| 4765 | 726.3794 | 612.9027 | 897.8755 | 612.9027 | 612.9027 | 895.3008 | 612.9027 | 612.9027 | 897.8755 | 612.9027 | 980.9524 | 696.2105 | 612.9027 | 897.8755 | 612.9027 | 4765 | 612.9027 | 897.8755 | 980.9524 | 696.2105 | 8491 | 2263 | 3789 | 297 | 6000 | 1981 | 1176 | 585 | 731.3404 | 863.0816 | 978.2313 | 333.8553
| 4766 | 736.8449 | 621.3534 | 910.6998 | 621.3534 | 621.3534 | 898.4709 | 621.3534 | 621.3534 | 910.6998 | 621.3534 | 980.9524 | 733.4795 | 621.3534 | 910.6998 | 621.3534 | 4766 | 621.3534 | 910.6998 | 980.9524 | 733.4795 | 8388 | 1441 | 3788 | 179 | 4600 | 208 | 1162 | 3344 | 731.3404 | 863.0727 | 978.2313 | 333.777
| 4767 | 717.2095 | 600.7113 | 899.2337 | 600.7113 | 600.7113 | 899.2337 | 600.7113 | 600.7113 | 899.2337 | 600.7113 | 972.7891 | 665.5183 | 600.7113 | 899.2337 | 600.7113 | 4767 | 600.7113 | 899.2338 | 972.7891 | 665.5183 | 8624 | 2168 | 6295 | 421 | 2239 | 5816 | 1159 | 6406 | 731.2924 | 863.0552 | 978.2313 | 333.5421
| 4768 | 723.4251 | 612.7745 | 876.2162 | 612.7745 | 612.7745 | 876.2162 | 612.7745 | 612.7745 | 876.2162 | 612.7745 | 975.5102 | 745.3805 | 612.7745 | 876.2162 | 612.7745 | 4768 | 612.7746 | 876.2162 | 975.5102 | 745.3805 | 8492 | 3870 | 5456 | 156 | 5010 | 5154 | 1136 | 5498 | 731.2443 | 863.0552 | 978.2313 | 333.5421
| 4769 | 744.1908 | 637.2855 | 881.626 | 637.2855 | 637.2855 | 881.626 | 637.2855 | 637.2855 | 881.626 | 637.2855 | 983.6735 | 810.2098 | 637.2855 | 881.626 | 637.2855 | 4769 | 637.2855 | 881.626 | 983.6735 | 810.2098 | 8104 | 3491 | 2708 | 46 | 4290 | 5997 | 1127 | 4565 | 731.2443 | 863.055 | 978.2313 | 333.5421
| 4770 | 774.3546 | 695.2468 | 858.2114 | 695.2468 | 695.2468 | 858.2114 | 695.2468 | 695.2468 | 858.2114 | 695.2468 | 967.3469 | 878.7974 | 695.2468 | 858.2114 | 695.2468 | 4770 | 695.2468 | 858.2114 | 967.3469 | 878.7974 | 6271 | 5111 | 7599 | 12 | 8742 | 7514 | 1100 | 4543 | 731.1962 | 863.052 | 978.2313 | 333.5421
| 4771 | 790.5023 | 752.343 | 902.9131 | 752.343 | 752.343 | 902.9131 | 752.343 | 752.343 | 902.9131 | 752.343 | 980.9524 | 455.6843 | 752.343 | 902.9131 | 752.343 | 4771 | 752.343 | 902.9131 | 980.9524 | 455.6843 | 3930 | 1909 | 3787 | 2557 | 6707 | 7441 | 1068 | 8677 | 731.1962 | 863.0509 | 978.2313 | 333.2289
| 4772 | 766.8446 | 734.7047 | 891.1396 | 734.7047 | 734.7047 | 891.1396 | 734.7047 | 734.7047 | 891.1396 | 734.7047 | 986.3946 | 307.2346 | 734.7047 | 891.1396 | 734.7047 | 4772 | 734.7047 | 891.1396 | 986.3946 | 307.2346 | 4614 | 2777 | 1886 | 5394 | 3744 | 385 | 1064 | 5536 | 731.1962 | 863.0509 | 978.2313 | 333.2289
| 4773 | 777.5731 | 735.9062 | 888.7065 | 735.9062 | 735.9062 | 888.7065 | 735.9062 | 735.9062 | 888.7065 | 735.9062 | 982.3129 | 461.6348 | 735.9062 | 888.7065 | 735.9062 | 4773 | 735.9062 | 888.7065 | 982.3129 | 461.6348 | 4559 | 2943 | 3315 | 2452 | 2534 | 1948 | 1044 | 3005 | 731.1962 | 863.0094 | 978.2313 | 333.2289
| 4774 | 764.5599 | 737.3961 | 854.2548 | 737.3961 | 737.3961 | 854.2548 | 737.3961 | 737.3961 | 854.2548 | 737.3961 | 971.4286 | 416.223 | 737.3961 | 854.2548 | 737.3961 | 4774 | 737.3961 | 854.2548 | 971.4286 | 416.223 | 4487 | 5358 | 6688 | 3218 | 760 | 2995 | 1025 | 2767 | 731.1962 | 862.9951 | 978.2313 | 333.2289
| 4775 | 736.8909 | 679.8193 | 873.6281 | 679.8193 | 679.8193 | 873.6281 | 679.8193 | 679.8193 | 873.6281 | 679.8193 | 985.034 | 398.3714 | 679.8193 | 873.6281 | 679.8193 | 4775 | 679.8193 | 873.6281 | 985.034 | 398.3714 | 6956 | 4053 | 2228 | 3520 | 6470 | 849 | 1018 | 1743 | 731.1482 | 862.957 | 978.2313 | 333.2289
| 4776 | 726.6784 | 650.2619 | 885.4358 | 650.2619 | 650.2619 | 885.4358 | 650.2619 | 650.2619 | 885.4358 | 650.2619 | 987.7551 | 441.9042 | 650.2619 | 885.4358 | 650.2619 | 4776 | 650.2619 | 885.4359 | 987.7551 | 441.9042 | 7834 | 3218 | 1523 | 2800 | 4023 | 8146 | 1017 | 1652 | 731.1482 | 862.9564 | 978.2313 | 333.2289
| 4777 | 692.6068 | 591.6278 | 874.684 | 591.6278 | 591.6278 | 874.684 | 591.6278 | 591.6278 | 874.684 | 591.6278 | 987.7551 | 476.9809 | 591.6278 | 874.684 | 591.6278 | 4777 | 591.6278 | 874.684 | 987.7551 | 476.9809 | 8694 | 3990 | 1522 | 2192 | 6053 | 610 | 1008 | 707 | 731.1001 | 862.9564 | 978.2313 | 333.2289
| 4778 | 691.9406 | 596.3378 | 877.3341 | 596.3378 | 596.3378 | 877.3341 | 596.3378 | 596.3378 | 877.3341 | 596.3378 | 995.9184 | 411.212 | 596.3378 | 877.3341 | 596.3378 | 4778 | 596.3378 | 877.3341 | 995.9184 | 411.212 | 8663 | 3801 | 304 | 3298 | 990 | 6070 | 994 | 8472 | 731.1001 | 862.9536 | 978.2313 | 333.1996
| 4779 | 686.1404 | 604.7003 | 874.0809 | 604.7003 | 604.7003 | 874.0809 | 604.7003 | 604.7003 | 874.0809 | 604.7003 | 994.5578 | 277.482 | 604.7003 | 874.0809 | 604.7003 | 4779 | 604.7003 | 874.0809 | 994.5578 | 277.482 | 8590 | 4026 | 488 | 6473 | 21 | 4791 | 991 | 4873 | 731.1001 | 862.9503 | 978.2313 | 333.0724
| 4780 | 711.6879 | 617.7248 | 885.6697 | 617.7248 | 617.7248 | 885.6697 | 617.7248 | 617.7248 | 885.6697 | 617.7248 | 991.8367 | 487.316 | 617.7248 | 885.6697 | 617.7248 | 4780 | 617.7248 | 885.6697 | 991.8367 | 487.316 | 8439 | 3196 | 848 | 2054 | 4527 | 6292 | 968 | 3314 | 731.0521 | 862.935 | 978.2313 | 332.9158
| 4781 | 708.466 | 624.8859 | 885.4391 | 624.8859 | 624.8859 | 885.4391 | 624.8859 | 624.8859 | 885.4391 | 624.8859 | 991.8367 | 385.844 | 624.8859 | 885.4391 | 624.8859 | 4781 | 624.8859 | 885.4391 | 991.8367 | 385.844 | 8327 | 3216 | 847 | 3742 | 1047 | 199 | 959 | 2083 | 731.0521 | 862.9339 | 978.2313 | 332.9158
| 4782 | 731.9665 | 648.6279 | 878.1936 | 648.6279 | 648.6279 | 878.1936 | 648.6279 | 648.6279 | 878.1936 | 648.6279 | 982.3129 | 563.42 | 648.6279 | 878.1936 | 648.6279 | 4782 | 648.6279 | 878.1936 | 982.3129 | 563.42 | 7885 | 3740 | 3314 | 1165 | 7239 | 190 | 932 | 8008 | 731.004 | 862.9068 | 978.2313 | 332.6026
| 4783 | 709.0465 | 635.5553 | 883.4996 | 635.5553 | 635.5553 | 883.4996 | 635.5553 | 635.5553 | 883.4996 | 635.5553 | 972.7891 | 335.4212 | 635.5553 | 883.4996 | 635.5553 | 4783 | 635.5553 | 883.4996 | 972.7891 | 335.4212 | 8139 | 3363 | 6294 | 4739 | 2742 | 5860 | 900 | 6622 | 731.004 | 862.8824 | 978.2313 | 332.6026
| 4784 | 710.9868 | 636.5166 | 859.364 | 636.5166 | 636.5166 | 859.364 | 636.5166 | 636.5166 | 859.364 | 636.5166 | 986.3946 | 437.8328 | 636.5166 | 859.364 | 636.5166 | 4784 | 636.5166 | 859.364 | 986.3946 | 437.8328 | 8129 | 5032 | 1885 | 2860 | 2377 | 2214 | 896 | 5509 | 731.004 | 862.8704 | 978.2313 | 332.6026
| 4785 | 730.602 | 654.0107 | 866.3207 | 654.0107 | 654.0107 | 866.3207 | 654.0107 | 654.0107 | 866.3207 | 654.0107 | 959.1837 | 571.876 | 654.0107 | 866.3207 | 654.0107 | 4785 | 654.0107 | 866.3207 | 959.1837 | 571.876 | 7741 | 4521 | 8316 | 1077 | 5200 | 2513 | 876 | 4928 | 730.9559 | 862.8688 | 978.2313 | 332.6026
| 4786 | 747.7948 | 640.1692 | 885.7103 | 640.1692 | 640.1692 | 885.7103 | 640.1692 | 640.1692 | 885.7103 | 640.1692 | 976.8707 | 828.0614 | 640.1692 | 885.7103 | 640.1692 | 4786 | 640.1692 | 885.7103 | 976.8708 | 828.0614 | 8048 | 3187 | 5038 | 32 | 3397 | 5755 | 857 | 3650 | 730.9559 | 862.8648 | 978.2313 | 332.6026
| 4787 | 726.5131 | 644.0621 | 845.0089 | 644.0621 | 644.0621 | 845.0089 | 644.0621 | 644.0621 | 845.0089 | 644.0621 | 985.034 | 653.6173 | 644.0621 | 845.0089 | 644.0621 | 4787 | 644.0621 | 845.0089 | 985.034 | 653.6173 | 7969 | 5950 | 2227 | 473 | 8283 | 5605 | 850 | 2979 | 730.8598 | 862.8514 | 978.2313 | 332.6026
| 4788 | 735.4806 | 636.5646 | 847.7765 | 636.5646 | 636.5646 | 847.7765 | 636.5646 | 636.5646 | 847.7765 | 636.5646 | 989.1156 | 823.99 | 636.5646 | 847.7765 | 636.5646 | 4788 | 636.5646 | 847.7765 | 989.1157 | 823.99 | 8127 | 5788 | 1214 | 35 | 5178 | 7606 | 849 | 2107 | 730.8598 | 862.8496 | 978.2313 | 332.6026
| 4789 | 725.7605 | 635.8437 | 865.205 | 635.8437 | 635.8437 | 865.205 | 635.8437 | 635.8437 | 865.205 | 635.8437 | 986.3946 | 626.6834 | 635.8437 | 865.205 | 635.8437 | 4789 | 635.8437 | 865.205 | 986.3946 | 626.6834 | 8138 | 4621 | 1884 | 647 | 5103 | 2246 | 840 | 2034 | 730.8118 | 862.8487 | 978.2313 | 332.6026
| 4790 | 743.835 | 658.24 | 870.4167 | 658.24 | 658.24 | 870.4167 | 658.24 | 658.24 | 870.4167 | 658.24 | 983.6735 | 682.4303 | 658.24 | 870.4167 | 658.24 | 4790 | 658.24 | 870.4167 | 983.6735 | 682.4303 | 7623 | 4259 | 2707 | 345 | 8606 | 7145 | 826 | 5996 | 730.7637 | 862.8388 | 978.2313 | 332.2894
| 4791 | 693.4411 | 589.1287 | 862.9503 | 589.1287 | 589.1287 | 862.9503 | 589.1287 | 589.1287 | 862.9503 | 589.1287 | 987.7551 | 555.5904 | 589.1287 | 862.9503 | 589.1287 | 4791 | 589.1287 | 862.9503 | 987.7551 | 555.5904 | 8713 | 4779 | 1521 | 1239 | 4460 | 8633 | 823 | 5043 | 730.7156 | 862.8107 | 978.2313 | 332.2894
| 4792 | 719.6222 | 631.0376 | 862.7799 | 631.0376 | 631.0376 | 862.7799 | 631.0376 | 631.0376 | 862.7799 | 631.0376 | 987.7551 | 587.5352 | 631.0376 | 862.7799 | 631.0376 | 4792 | 631.0376 | 862.7799 | 987.7551 | 587.5352 | 8210 | 4792 | 1520 | 952 | 4194 | 4792 | 800 | 1554 | 730.7156 | 862.7799 | 978.2313 | 332.2894
| 4793 | 751.8449 | 678.4736 | 862.3584 | 678.4736 | 678.4736 | 862.3584 | 678.4736 | 678.4736 | 862.3584 | 678.4736 | 1000 | 648.6063 | 678.4736 | 862.3584 | 678.4736 | 4793 | 678.4736 | 862.3584 | 1000 | 648.6063 | 7003 | 4824 | 24 | 500 | 1064 | 4720 | 791 | 8628 | 730.7156 | 862.7635 | 978.2313 | 332.1328
| 4794 | 748.0411 | 691.45 | 839.5985 | 691.45 | 691.45 | 839.5985 | 691.45 | 691.45 | 839.5985 | 691.45 | 980.9524 | 601.6286 | 691.45 | 839.5985 | 691.45 | 4794 | 691.45 | 839.5985 | 980.9524 | 601.6286 | 6446 | 6237 | 3786 | 823 | 2404 | 6684 | 764 | 7730 | 730.6676 | 862.7328 | 978.2313 | 332.1328
| 4795 | 774.7996 | 737.4441 | 899.1428 | 737.4441 | 737.4441 | 899.1428 | 737.4441 | 737.4441 | 899.1428 | 737.4441 | 995.9184 | 355.1519 | 737.4441 | 899.1428 | 737.4441 | 4795 | 737.4441 | 899.1428 | 995.9184 | 355.1519 | 4486 | 2175 | 303 | 4353 | 8139 | 3160 | 732 | 6217 | 730.5715 | 862.728 | 978.2313 | 331.9762
| 4796 | 786.9257 | 760.1769 | 870.4746 | 760.1769 | 760.1769 | 870.4746 | 760.1769 | 760.1769 | 870.4746 | 760.1769 | 978.2313 | 475.415 | 760.1769 | 870.4746 | 760.1769 | 4796 | 760.1769 | 870.4747 | 978.2313 | 475.415 | 3617 | 4250 | 4506 | 2220 | 1572 | 6702 | 728 | 5024 | 730.5714 | 862.7201 | 978.2313 | 331.9762
| 4797 | 778.2889 | 740.472 | 894.9401 | 740.472 | 740.472 | 894.9401 | 740.472 | 740.472 | 894.9401 | 740.472 | 993.1973 | 399.311 | 740.472 | 894.9401 | 740.472 | 4797 | 740.472 | 894.9401 | 993.1973 | 399.311 | 4373 | 2471 | 643 | 3503 | 603 | 3322 | 708 | 3431 | 730.5714 | 862.7172 | 978.2313 | 331.9762
| 4798 | 789.7542 | 738.117 | 912.2698 | 738.117 | 738.117 | 912.2698 | 738.117 | 738.117 | 912.2698 | 738.117 | 994.5578 | 507.9862 | 738.117 | 912.2698 | 738.117 | 4798 | 738.117 | 912.2698 | 994.5578 | 507.9862 | 4464 | 1360 | 487 | 1788 | 7571 | 6441 | 689 | 1796 | 730.5234 | 862.7037 | 978.2313 | 331.9762
| 4799 | 763.7574 | 694.1414 | 910.6028 | 694.1414 | 694.1414 | 910.6028 | 694.1414 | 694.1414 | 910.6028 | 694.1414 | 972.7891 | 524.2718 | 694.1414 | 910.6028 | 694.1414 | 4799 | 694.1414 | 910.6028 | 972.7891 | 524.2718 | 6330 | 1450 | 6293 | 1594 | 3585 | 7439 | 682 | 8657 | 730.5234 | 862.6648 | 978.2313 | 331.8343
| 4800 | 755.6972 | 673.0908 | 904.9848 | 673.0908 | 673.0908 | 904.9848 | 673.0908 | 673.0908 | 904.9848 | 673.0908 | 993.1973 | 581.8979 | 673.0908 | 904.9848 | 673.0908 | 4800 | 673.0908 | 904.9848 | 993.1973 | 581.8979 | 7206 | 1801 | 642 | 989 | 8272 | 383 | 681 | 5991 | 730.4753 | 862.6648 | 978.2313 | 331.663
| 4801 | 746.977 | 643.5334 | 920.8705 | 643.5334 | 643.5334 | 920.8705 | 643.5334 | 643.5334 | 920.8705 | 643.5334 | 990.4762 | 635.4526 | 643.5334 | 920.8705 | 643.5334 | 4801 | 643.5334 | 920.8705 | 990.4762 | 635.4526 | 7987 | 934 | 1037 | 588 | 3604 | 5437 | 672 | 1806 | 730.4753 | 862.6297 | 978.2313 | 331.663
| 4802 | 720.2106 | 624.2611 | 901.4306 | 624.2611 | 624.2611 | 901.4306 | 624.2611 | 624.2611 | 901.4306 | 624.2611 | 998.6395 | 484.4973 | 624.2611 | 901.4306 | 624.2611 | 4802 | 624.2611 | 901.4306 | 998.6395 | 484.4973 | 8340 | 2012 | 100 | 2093 | 1835 | 6337 | 658 | 8342 | 730.4753 | 862.6223 | 978.2313 | 331.5978
| 4803 | 725.5454 | 644.4946 | 890.6508 | 644.4946 | 644.4946 | 890.6508 | 644.4946 | 644.4946 | 890.6508 | 644.4946 | 995.9184 | 443.1569 | 644.4946 | 890.6508 | 644.4946 | 4803 | 644.4946 | 890.6508 | 995.9184 | 443.1569 | 7957 | 2802 | 302 | 2782 | 1807 | 5877 | 655 | 7953 | 730.4753 | 862.6223 | 978.2313 | 331.4281
| 4804 | 723.4041 | 648.2434 | 878.2746 | 648.2434 | 648.2434 | 878.2746 | 648.2434 | 648.2434 | 878.2746 | 648.2434 | 986.3946 | 442.2174 | 648.2434 | 878.2746 | 648.2434 | 4804 | 648.2434 | 878.2746 | 986.3946 | 442.2174 | 7891 | 3726 | 1883 | 2795 | 1578 | 5408 | 632 | 8279 | 730.4753 | 862.591 | 978.2313 | 331.4183
| 4805 | 725.9636 | 664.6321 | 882.5098 | 664.6321 | 664.6321 | 882.5098 | 664.6321 | 664.6321 | 882.5098 | 664.6321 | 989.1156 | 327.2784 | 664.6321 | 882.5098 | 664.6321 | 4805 | 664.6321 | 882.5098 | 989.1157 | 327.2784 | 7451 | 3432 | 1213 | 4900 | 8409 | 7432 | 623 | 8687 | 730.4273 | 862.542 | 978.2313 | 331.3498
| 4806 | 730.5339 | 685.3463 | 862.5018 | 685.3463 | 685.3463 | 862.5018 | 685.3463 | 685.3463 | 862.5018 | 685.3463 | 995.9184 | 298.7786 | 685.3463 | 862.5018 | 685.3463 | 4806 | 685.3463 | 862.5018 | 995.9184 | 298.7786 | 6720 | 4809 | 301 | 5673 | 5208 | 376 | 596 | 8413 | 730.4273 | 862.542 | 978.2313 | 331.3498
| 4807 | 709.6115 | 644.3985 | 878.5687 | 644.3985 | 644.3985 | 878.5687 | 644.3985 | 644.3985 | 878.5687 | 644.3985 | 974.1497 | 290.949 | 644.3985 | 878.5687 | 644.3985 | 4807 | 644.3985 | 878.5687 | 974.1497 | 290.949 | 7961 | 3703 | 5875 | 5925 | 4819 | 3729 | 564 | 7985 | 730.3792 | 862.5105 | 978.2313 | 331.3498
| 4808 | 709.7976 | 649.0124 | 857.9268 | 649.0124 | 649.0124 | 857.9268 | 649.0124 | 649.0124 | 857.9268 | 649.0124 | 986.3946 | 326.9652 | 649.0124 | 857.9268 | 649.0124 | 4808 | 649.0124 | 857.9269 | 986.3946 | 326.9652 | 7872 | 5137 | 1882 | 4904 | 4120 | 4705 | 560 | 7137 | 730.3792 | 862.5036 | 978.2313 | 331.3498
| 4809 | 749.7626 | 649.6852 | 876.12 | 649.6852 | 649.6852 | 876.12 | 649.6852 | 649.6852 | 876.12 | 649.6852 | 982.3129 | 812.4021 | 649.6852 | 876.12 | 649.6852 | 4809 | 649.6852 | 876.12 | 982.3129 | 812.4021 | 7850 | 3876 | 3313 | 42 | 1969 | 4806 | 540 | 7092 | 730.3311 | 862.5018 | 978.2313 | 331.3498
| 4810 | 720.2401 | 653.482 | 876.9509 | 653.482 | 653.482 | 876.9509 | 653.482 | 653.482 | 876.9509 | 653.482 | 985.034 | 362.6683 | 653.482 | 876.9509 | 653.482 | 4810 | 653.482 | 876.9509 | 985.034 | 362.6683 | 7754 | 3833 | 2226 | 4221 | 1519 | 925 | 521 | 2550 | 730.3311 | 862.4902 | 978.2313 | 331.3498
| 4811 | 729.6427 | 609.6506 | 896.5552 | 609.6506 | 609.6506 | 896.5552 | 609.6506 | 609.6506 | 896.5552 | 609.6506 | 971.4286 | 780.1441 | 609.6506 | 896.5552 | 609.6506 | 4811 | 609.6506 | 896.5552 | 971.4286 | 780.1441 | 8530 | 2357 | 6687 | 75 | 5129 | 5083 | 514 | 6524 | 730.2831 | 862.4838 | 978.2313 | 331.1932
| 4812 | 724.9393 | 585.0435 | 903.7661 | 585.0435 | 585.0435 | 903.7661 | 585.0435 | 585.0435 | 903.7661 | 585.0435 | 956.4626 | 897.2753 | 585.0435 | 903.7661 | 585.0435 | 4812 | 585.0435 | 903.7661 | 956.4626 | 897.2753 | 8747 | 1871 | 8443 | 6 | 5567 | 4640 | 513 | 8574 | 730.235 | 862.4285 | 978.2313 | 331.0367
| 4813 | 744.4746 | 621.0891 | 913.3806 | 621.0891 | 621.0891 | 913.3806 | 621.0891 | 621.0891 | 913.3806 | 621.0891 | 963.2653 | 837.1438 | 621.0891 | 913.3806 | 621.0891 | 4813 | 621.0891 | 913.3806 | 963.2653 | 837.1438 | 8391 | 1294 | 8101 | 27 | 975 | 4893 | 504 | 7983 | 730.187 | 862.4132 | 978.2313 | 331.0367
| 4814 | 750.9298 | 658.0958 | 900.2397 | 658.0958 | 658.0958 | 900.2397 | 658.0958 | 658.0958 | 900.2397 | 658.0958 | 975.5102 | 671.782 | 658.0958 | 900.2397 | 658.0958 | 4814 | 658.0958 | 900.2397 | 975.5102 | 671.782 | 7629 | 2098 | 5455 | 394 | 6471 | 50 | 490 | 7160 | 730.1389 | 862.4081 | 978.2313 | 331.0366
| 4815 | 745.0269 | 661.9407 | 884.8472 | 661.9407 | 661.9407 | 884.8472 | 661.9407 | 661.9407 | 884.8472 | 661.9407 | 997.2789 | 598.1835 | 661.9407 | 884.8472 | 661.9407 | 4815 | 661.9407 | 884.8472 | 997.2789 | 598.1835 | 7532 | 3269 | 180 | 849 | 2873 | 8448 | 487 | 7070 | 730.0908 | 862.4025 | 978.2313 | 331.0366
| 4816 | 753.6413 | 672.3218 | 870.5193 | 672.3218 | 672.3218 | 870.5193 | 672.3218 | 672.3218 | 870.5193 | 672.3218 | 985.034 | 705.2928 | 672.3218 | 870.5193 | 672.3218 | 4816 | 672.3218 | 870.5193 | 985.034 | 705.2928 | 7230 | 4248 | 2225 | 262 | 893 | 3825 | 464 | 4950 | 730.0908 | 862.3889 | 978.2313 | 331.0366
| 4817 | 737.9272 | 676.1667 | 865.6563 | 676.1667 | 676.1667 | 865.6563 | 676.1667 | 676.1667 | 865.6563 | 676.1667 | 998.6395 | 460.3821 | 676.1667 | 865.6563 | 676.1667 | 4817 | 676.1667 | 865.6563 | 998.6395 | 460.3821 | 7096 | 4584 | 99 | 2479 | 8644 | 8137 | 455 | 1002 | 730.0428 | 862.3886 | 978.2313 | 331.0366
| 4818 | 729.2188 | 645.1675 | 849.3647 | 645.1675 | 645.1675 | 849.3647 | 645.1675 | 645.1675 | 849.3647 | 645.1675 | 953.7415 | 696.5236 | 645.1675 | 849.3647 | 645.1675 | 4818 | 645.1675 | 849.3647 | 953.7415 | 696.5237 | 7942 | 5690 | 8524 | 295 | 8068 | 601 | 428 | 3084 | 730.0428 | 862.3886 | 978.2313 | 330.8801
| 4819 | 772.9595 | 730.3792 | 871.9251 | 730.3792 | 730.3792 | 871.9251 | 730.3792 | 730.3792 | 871.9251 | 730.3792 | 975.5102 | 515.1895 | 730.3792 | 871.9251 | 730.3792 | 4819 | 730.3792 | 871.9251 | 975.5102 | 515.1895 | 4807 | 4153 | 5454 | 1705 | 4218 | 2249 | 396 | 8554 | 730.0428 | 862.3855 | 978.2313 | 330.7235
| 4820 | 763.5057 | 713.1254 | 891.9544 | 713.1254 | 713.1254 | 891.9544 | 713.1254 | 713.1254 | 891.9544 | 713.1254 | 972.7891 | 443.4701 | 713.1254 | 891.9544 | 713.1254 | 4820 | 713.1254 | 891.9544 | 972.7891 | 443.4701 | 5503 | 2713 | 6292 | 2774 | 532 | 7015 | 392 | 7527 | 730.0428 | 862.3825 | 978.2313 | 330.7235
| 4821 | 768.3877 | 733.4551 | 861.4894 | 733.4551 | 733.4551 | 861.4894 | 733.4551 | 733.4551 | 861.4894 | 733.4551 | 976.8707 | 466.959 | 733.4551 | 861.4894 | 733.4551 | 4821 | 733.4551 | 861.4894 | 976.8708 | 466.959 | 4675 | 4890 | 5037 | 2350 | 5514 | 7460 | 372 | 3139 | 729.9467 | 862.3686 | 978.2313 | 330.7235
| 4822 | 780.7207 | 728.7451 | 895.3543 | 728.7451 | 728.7451 | 895.3543 | 728.7451 | 728.7451 | 895.3543 | 728.7451 | 989.1156 | 529.596 | 728.7451 | 895.3543 | 728.7451 | 4822 | 728.7451 | 895.3543 | 989.1157 | 529.596 | 4861 | 2441 | 1212 | 1526 | 3637 | 404 | 353 | 3081 | 729.9467 | 862.3686 | 978.2313 | 330.7235
| 4823 | 758.3341 | 698.8994 | 907.7568 | 698.8994 | 698.8994 | 907.7568 | 698.8994 | 698.8994 | 907.7568 | 698.8994 | 978.2313 | 416.223 | 698.8994 | 907.7568 | 698.8994 | 4823 | 698.8994 | 907.7568 | 978.2313 | 416.223 | 6135 | 1635 | 4505 | 3217 | 3608 | 2743 | 346 | 7813 | 729.9467 | 862.3663 | 978.2313 | 330.4103
| 4824 | 743.0381 | 682.0781 | 886.0678 | 682.0781 | 682.0781 | 886.0678 | 682.0781 | 682.0781 | 886.0678 | 682.0781 | 970.068 | 431.5691 | 682.0781 | 886.0678 | 682.0781 | 4824 | 682.0782 | 886.0678 | 970.068 | 431.5691 | 6865 | 3154 | 7075 | 2968 | 1399 | 4793 | 345 | 7528 | 729.9467 | 862.3584 | 978.2313 | 330.4103
| 4825 | 747.8333 | 661.6523 | 909.9249 | 661.6523 | 661.6523 | 909.9249 | 661.6523 | 661.6523 | 909.9249 | 661.6523 | 979.5918 | 557.1563 | 661.6523 | 909.9249 | 661.6523 | 4825 | 661.6523 | 909.9249 | 979.5918 | 557.1563 | 7541 | 1488 | 4107 | 1224 | 215 | 1005 | 336 | 5467 | 729.9467 | 862.3162 | 978.2313 | 330.4103
| 4826 | 738.3974 | 635.0747 | 914.141 | 635.0747 | 635.0747 | 914.141 | 635.0747 | 635.0747 | 914.141 | 635.0747 | 968.7075 | 631.6943 | 635.0747 | 914.141 | 635.0747 | 4826 | 635.0747 | 914.141 | 968.7075 | 631.6943 | 8150 | 1264 | 7374 | 618 | 6936 | 2701 | 322 | 5184 | 729.8986 | 862.3137 | 978.2313 | 330.4103
| 4827 | 722.722 | 644.8311 | 893.7593 | 644.8311 | 644.8311 | 893.7593 | 644.8311 | 644.8311 | 893.7593 | 644.8311 | 974.1497 | 410.2725 | 644.8311 | 893.7593 | 644.8311 | 4827 | 644.8311 | 893.7593 | 974.1497 | 410.2725 | 7947 | 2560 | 5874 | 3315 | 925 | 5938 | 319 | 8362 | 729.8025 | 862.306 | 978.2313 | 330.0971
| 4828 | 740.2934 | 655.6928 | 902.1608 | 655.6928 | 655.6928 | 902.1608 | 655.6928 | 655.6928 | 902.1608 | 655.6928 | 980.9524 | 528.9696 | 655.6928 | 902.1608 | 655.6928 | 4828 | 655.6928 | 902.1608 | 980.9524 | 528.9696 | 7705 | 1951 | 3785 | 1534 | 849 | 2832 | 296 | 7957 | 729.8025 | 862.3052 | 978.2313 | 330.0971
| 4829 | 753.154 | 660.4508 | 945.3298 | 660.4508 | 660.4508 | 945.3298 | 660.4508 | 660.4508 | 945.3298 | 660.4508 | 980.9524 | 498.2775 | 660.4508 | 945.3298 | 660.4508 | 4829 | 660.4508 | 945.3298 | 980.9524 | 498.2775 | 7571 | 134 | 3784 | 1916 | 5198 | 7713 | 287 | 6898 | 729.7544 | 862.2872 | 978.2313 | 330.0971
| 4830 | 716.1857 | 606.1422 | 923.9537 | 606.1422 | 606.1422 | 923.9537 | 606.1422 | 606.1422 | 923.9537 | 606.1422 | 987.7551 | 493.8929 | 606.1422 | 923.9537 | 606.1422 | 4830 | 606.1422 | 923.9537 | 987.7551 | 493.8929 | 8570 | 773 | 1519 | 1964 | 1048 | 4876 | 260 | 5465 | 729.7544 | 862.2633 | 978.2313 | 330.0971
| 4831 | 733.2485 | 636.4204 | 936.9562 | 636.4204 | 636.4204 | 936.9562 | 636.4204 | 636.4204 | 936.9562 | 636.4204 | 976.8707 | 449.4206 | 636.4204 | 936.9562 | 636.4204 | 4831 | 636.4204 | 936.9562 | 976.8708 | 449.4206 | 8130 | 313 | 5036 | 2671 | 3079 | 2616 | 228 | 1745 | 729.7064 | 862.2518 | 978.2313 | 330.0971
| 4832 | 721.8888 | 640.1211 | 900.1038 | 640.1211 | 640.1211 | 900.1038 | 640.1211 | 640.1211 | 900.1038 | 640.1211 | 978.2313 | 406.8274 | 640.1211 | 900.1038 | 640.1211 | 4832 | 640.1211 | 900.1038 | 978.2313 | 406.8274 | 8049 | 2112 | 4504 | 3362 | 3006 | 1864 | 224 | 1676 | 729.7064 | 862.2516 | 978.2313 | 330.0971
| 4833 | 759.6364 | 651.2231 | 892.9418 | 651.2231 | 651.2231 | 892.9418 | 651.2231 | 651.2231 | 892.9418 | 651.2231 | 971.4286 | 881.9292 | 651.2231 | 892.9418 | 651.2231 | 4833 | 651.2232 | 892.9418 | 971.4286 | 881.9292 | 7817 | 2634 | 6686 | 11 | 4526 | 8197 | 204 | 8675 | 729.6583 | 862.2374 | 978.2313 | 329.7839
| 4834 | 748.6718 | 643.5815 | 892.0657 | 643.5815 | 643.5815 | 892.0657 | 643.5815 | 643.5815 | 892.0657 | 643.5815 | 960.5442 | 803.9461 | 643.5815 | 892.0657 | 643.5815 | 4834 | 643.5815 | 892.0657 | 960.5442 | 803.9461 | 7983 | 2706 | 8235 | 51 | 8383 | 661 | 185 | 7333 | 729.6102 | 862.2374 | 978.2313 | 329.7839
| 4835 | 661.9213 | 643.6776 | 656.3544 | 643.6776 | 643.6776 | 656.3544 | 643.6776 | 643.6776 | 656.3544 | 643.6776 | 976.8707 | 515.1895 | 643.6776 | 656.3544 | 643.6776 | 4835 | 643.6776 | 656.3544 | 976.8708 | 515.1895 | 7978 | 8380 | 5035 | 1704 | 5297 | 2741 | 178 | 7107 | 729.6102 | 862.2264 | 978.2313 | 329.7839
| 4836 | 663.1039 | 631.2779 | 653.9279 | 631.2779 | 631.2779 | 653.9279 | 631.2779 | 631.2779 | 653.9279 | 631.2779 | 967.3469 | 650.1723 | 631.2779 | 653.9279 | 631.2779 | 4836 | 631.2779 | 653.9279 | 967.3469 | 650.1723 | 8207 | 8391 | 7598 | 490 | 3198 | 1179 | 177 | 6942 | 729.6102 | 862.2153 | 978.2313 | 329.7839
| 4837 | 665.7596 | 626.2316 | 684.6597 | 626.2316 | 626.2316 | 684.6597 | 626.2316 | 626.2316 | 684.6597 | 626.2316 | 940.1361 | 632.0075 | 626.2316 | 684.6597 | 626.2316 | 4837 | 626.2316 | 684.6597 | 940.1361 | 632.0075 | 8293 | 8174 | 8678 | 616 | 2548 | 4862 | 168 | 6868 | 729.6102 | 862.2083 | 978.2313 | 329.7839
| 4838 | 675.1488 | 643.2931 | 694.5385 | 643.2931 | 643.2931 | 694.5385 | 643.2931 | 643.2931 | 694.5385 | 643.2931 | 946.9388 | 580.6452 | 643.2931 | 694.5385 | 643.2931 | 4838 | 643.2931 | 694.5385 | 946.9388 | 580.6452 | 7991 | 8074 | 8575 | 1002 | 6868 | 197 | 154 | 5517 | 729.5622 | 862.2061 | 978.2313 | 329.7839
| 4839 | 756.1516 | 686.2594 | 913.0788 | 686.2594 | 686.2594 | 913.0788 | 686.2594 | 686.2594 | 913.0788 | 686.2594 | 979.5918 | 464.1403 | 686.2594 | 913.0788 | 686.2594 | 4839 | 686.2594 | 913.0789 | 979.5918 | 464.1403 | 6683 | 1316 | 4106 | 2409 | 4991 | 6696 | 151 | 2031 | 729.5622 | 862.16 | 978.2313 | 329.7839
| 4840 | 717.3663 | 637.622 | 884.0329 | 637.622 | 637.622 | 884.0329 | 637.622 | 637.622 | 884.0329 | 637.622 | 970.068 | 435.9536 | 637.622 | 884.0329 | 637.622 | 4840 | 637.622 | 884.0329 | 970.068 | 435.9537 | 8092 | 3323 | 7074 | 2889 | 6366 | 1824 | 128 | 1480 | 729.5141 | 862.1177 | 978.2313 | 329.7839
| 4841 | 743.196 | 667.5157 | 878.8137 | 667.5157 | 667.5157 | 878.8137 | 667.5157 | 667.5157 | 878.8137 | 667.5157 | 972.7891 | 576.5738 | 667.5157 | 878.8137 | 667.5157 | 4841 | 667.5157 | 878.8137 | 972.7891 | 576.5738 | 7363 | 3683 | 6291 | 1035 | 1207 | 5013 | 119 | 277 | 729.5141 | 862.1177 | 978.2313 | 329.7839
| 4842 | 748.3359 | 671.9854 | 883.2101 | 671.9854 | 671.9854 | 883.2101 | 671.9854 | 671.9854 | 883.2101 | 671.9854 | 986.3946 | 581.5847 | 671.9854 | 883.2101 | 671.9854 | 4842 | 671.9854 | 883.2101 | 986.3946 | 581.5847 | 7240 | 3381 | 1881 | 994 | 2338 | 6081 | 92 | 8296 | 729.466 | 862.1029 | 978.2313 | 329.4707
| 4843 | 778.3248 | 726.1499 | 916.5733 | 726.1499 | 726.1499 | 916.5733 | 726.1499 | 726.1499 | 916.5733 | 726.1499 | 970.068 | 450.9865 | 726.1499 | 916.5733 | 726.1499 | 4843 | 726.1499 | 916.5733 | 970.068 | 450.9865 | 4967 | 1156 | 7073 | 2649 | 6289 | 5851 | 60 | 5476 | 729.418 | 862.1029 | 978.2313 | 329.4707
| 4844 | 725.3892 | 673.5714 | 878.153 | 673.5714 | 673.5714 | 878.153 | 673.5714 | 673.5714 | 878.153 | 673.5714 | 983.6735 | 270.5919 | 673.5714 | 878.153 | 673.5714 | 4844 | 673.5714 | 878.153 | 983.6735 | 270.5919 | 7191 | 3742 | 2706 | 6741 | 6090 | 1980 | 56 | 8132 | 729.418 | 862.0717 | 978.2313 | 329.1575
| 4845 | 746.6661 | 677.3201 | 885.5413 | 677.3201 | 677.3201 | 885.5413 | 677.3201 | 677.3201 | 885.5413 | 677.3201 | 983.6735 | 508.9258 | 677.3201 | 885.5413 | 677.3201 | 4845 | 677.3201 | 885.5413 | 983.6735 | 508.9258 | 7036 | 3206 | 2705 | 1778 | 1889 | 189 | 36 | 3848 | 729.418 | 862.0344 | 978.2313 | 329.1575
| 4846 | 742.3722 | 672.4179 | 884.3908 | 672.4179 | 672.4179 | 884.3908 | 672.4179 | 672.4179 | 884.3908 | 672.4179 | 979.5918 | 496.7116 | 672.4179 | 884.3908 | 672.4179 | 4846 | 672.4179 | 884.3908 | 979.5918 | 496.7116 | 7227 | 3294 | 4105 | 1939 | 7445 | 5118 | 17 | 3825 | 729.3699 | 862.0286 | 978.2313 | 329.1575
| 4847 | 735.9043 | 660.3547 | 894.536 | 660.3547 | 660.3547 | 894.536 | 660.3547 | 660.3547 | 894.536 | 660.3547 | 993.1973 | 448.4811 | 660.3547 | 894.536 | 660.3547 | 4847 | 660.3547 | 894.536 | 993.1973 | 448.4811 | 7573 | 2489 | 641 | 2686 | 389 | 7687 | 10 | 2982 | 729.3699 | 862.0258 | 978.2313 | 329.1575
| 4848 | 722.7004 | 646.2729 | 892.0478 | 646.2729 | 646.2729 | 892.0478 | 646.2729 | 646.2729 | 892.0478 | 646.2729 | 982.3129 | 397.1187 | 646.2729 | 892.0478 | 646.2729 | 4848 | 646.2729 | 892.0478 | 982.3129 | 397.1187 | 7923 | 2709 | 3312 | 3544 | 3493 | 6036 | 9 | 2956 | 729.2738 | 862.0067 | 978.2313 | 329.1575
| 4849 | 717.7347 | 625.3785 | 905.3685 | 625.3785 | 625.3785 | 889.4798 | 625.3785 | 625.3785 | 905.3685 | 625.3785 | 994.5578 | 445.1143 | 625.3785 | 905.3685 | 625.3785 | 4849 | 625.3785 | 905.3686 | 994.5578 | 445.1143 | 8319 | 1773 | 486 | 2748 | 3456 | 5041 | 8752 | 2520 | 729.2257 | 862.0052 | 976.8708 | 329.1575
| 4850 | 711.7005 | 609.4584 | 910.1487 | 609.4584 | 609.4584 | 891.1767 | 609.4584 | 609.4584 | 910.1487 | 609.4584 | 990.4762 | 476.0413 | 609.4584 | 910.1487 | 609.4584 | 4850 | 609.4584 | 910.1487 | 990.4762 | 476.0413 | 8533 | 1477 | 1036 | 2213 | 4327 | 3602 | 8748 | 1411 | 729.1296 | 862.004 | 976.8708 | 329.1575
| 4851 | 714.4763 | 614.1683 | 935.2019 | 614.1683 | 614.1683 | 935.2019 | 614.1683 | 614.1683 | 935.2019 | 614.1683 | 975.5102 | 373.0034 | 614.1683 | 935.2019 | 614.1683 | 4851 | 614.1683 | 935.2019 | 975.5102 | 373.0034 | 8472 | 365 | 5453 | 4005 | 5794 | 2940 | 8699 | 596 | 729.0335 | 862.004 | 976.8708 | 329.1575
| 4852 | 728.7327 | 629.2594 | 919.4465 | 629.2594 | 629.2594 | 919.4465 | 629.2594 | 629.2594 | 919.4465 | 629.2594 | 979.5918 | 510.8049 | 629.2594 | 919.4465 | 629.2594 | 4852 | 629.2594 | 919.4465 | 979.5918 | 510.8049 | 8237 | 1010 | 4104 | 1760 | 5369 | 7434 | 8695 | 7689 | 729.0335 | 862.0028 | 976.8708 | 328.8444
| 4853 | 724.2155 | 656.9904 | 872.4949 | 656.9904 | 656.9904 | 872.4949 | 656.9904 | 656.9904 | 872.4949 | 656.9904 | 985.034 | 408.0802 | 656.9904 | 872.4949 | 656.9904 | 4853 | 656.9904 | 872.4949 | 985.034 | 408.0802 | 7663 | 4110 | 2224 | 3346 | 3708 | 378 | 8685 | 7526 | 729.0335 | 862.0028 | 976.8708 | 328.8444
| 4854 | 718.9727 | 644.2063 | 868.1895 | 644.2063 | 644.2063 | 868.1895 | 644.2063 | 644.2063 | 868.1895 | 644.2063 | 965.9864 | 473.2227 | 644.2063 | 868.1895 | 644.2063 | 4854 | 644.2063 | 868.1896 | 965.9864 | 473.2227 | 7965 | 4397 | 7865 | 2252 | 7640 | 5566 | 8650 | 7525 | 728.9374 | 861.9933 | 976.8708 | 328.8444
| 4855 | 711.1274 | 631.5663 | 865.0189 | 631.5663 | 631.5663 | 901.8413 | 631.5663 | 631.5663 | 865.0189 | 631.5663 | 978.2313 | 428.124 | 631.5663 | 865.0189 | 631.5663 | 4855 | 631.5663 | 865.0189 | 978.2313 | 428.124 | 8199 | 4632 | 4503 | 3028 | 3865 | 1137 | 8610 | 6645 | 728.8893 | 861.9826 | 976.8708 | 328.8444
| 4856 | 655.8063 | 622.0262 | 676.0204 | 622.0262 | 622.0262 | 879.9043 | 622.0262 | 622.0262 | 676.0204 | 622.0262 | 980.9524 | 316.1604 | 622.0262 | 676.0204 | 622.0262 | 4856 | 622.0262 | 676.0204 | 980.9524 | 316.1604 | 8377 | 8248 | 3783 | 5143 | 3638 | 6339 | 8609 | 6619 | 728.8893 | 861.9638 | 976.8708 | 328.8444
| 4857 | 720.5229 | 638.439 | 832.4305 | 638.439 | 638.439 | 868.6665 | 638.439 | 638.439 | 832.4305 | 638.439 | 982.3129 | 631.5377 | 638.439 | 832.4305 | 638.439 | 4857 | 638.439 | 832.4305 | 982.3129 | 631.5377 | 8075 | 6524 | 3311 | 620 | 4259 | 5879 | 8584 | 4063 | 728.8413 | 861.9638 | 976.8708 | 328.8444
| 4858 | 716.6248 | 617.9651 | 849.4964 | 617.9651 | 617.9651 | 849.4964 | 617.9651 | 617.9651 | 849.4964 | 617.9651 | 978.2313 | 712.8093 | 617.9651 | 849.4964 | 617.9651 | 4858 | 617.9651 | 849.4964 | 978.2313 | 712.8093 | 8433 | 5679 | 4502 | 234 | 974 | 1169 | 8580 | 3260 | 728.8413 | 861.9504 | 976.8708 | 328.8444
| 4859 | 703.2068 | 620.8007 | 848.8535 | 620.8007 | 620.8007 | 848.8535 | 620.8007 | 620.8007 | 848.8535 | 620.8007 | 974.1497 | 508.9258 | 620.8007 | 848.8535 | 620.8007 | 4859 | 620.8007 | 848.8535 | 974.1497 | 508.9258 | 8399 | 5732 | 5873 | 1777 | 773 | 5939 | 8531 | 3150 | 728.8413 | 861.9457 | 976.8708 | 328.8444
| 4860 | 724.9468 | 616.0907 | 847.6573 | 616.0907 | 616.0907 | 847.6573 | 616.0907 | 616.0907 | 847.6573 | 616.0907 | 983.6735 | 846.2261 | 616.0907 | 847.6573 | 616.0907 | 4860 | 616.0907 | 847.6573 | 983.6735 | 846.2261 | 8453 | 5796 | 2704 | 17 | 6630 | 122 | 8527 | 1112 | 728.7932 | 861.9105 | 976.8708 | 328.8443
| 4861 | 720.0014 | 622.0022 | 858.3371 | 622.0022 | 622.0022 | 858.3371 | 622.0022 | 622.0022 | 858.3371 | 622.0022 | 965.9864 | 704.6665 | 622.0022 | 858.3371 | 622.0022 | 4861 | 622.0022 | 858.3371 | 965.9864 | 704.6665 | 8378 | 5096 | 7864 | 264 | 4822 | 6819 | 8517 | 7940 | 728.7451 | 861.905 | 976.8708 | 328.6878
| 4862 | 727.9256 | 613.3993 | 862.2083 | 613.3993 | 613.3993 | 862.2083 | 613.3993 | 613.3993 | 862.2083 | 613.3993 | 991.8367 | 843.0943 | 613.3993 | 862.2083 | 613.3993 | 4862 | 613.3993 | 862.2083 | 991.8367 | 843.0943 | 8483 | 4837 | 846 | 21 | 8094 | 6575 | 8482 | 8658 | 728.6971 | 861.905 | 976.8708 | 328.541
| 4863 | 729.3113 | 618.686 | 872.1838 | 618.686 | 618.686 | 872.1838 | 618.686 | 618.686 | 872.1838 | 618.686 | 970.068 | 802.067 | 618.686 | 872.1838 | 618.686 | 4863 | 618.686 | 872.1838 | 970.068 | 802.067 | 8425 | 4128 | 7072 | 53 | 558 | 6338 | 8442 | 8679 | 728.6971 | 861.8802 | 976.8708 | 328.5312
| 4864 | 743.3288 | 650.1177 | 892.7971 | 650.1177 | 650.1177 | 892.7971 | 650.1177 | 650.1177 | 892.7971 | 650.1177 | 983.6735 | 650.7986 | 650.1177 | 892.7971 | 650.1177 | 4864 | 650.1178 | 892.7971 | 983.6735 | 650.7986 | 7840 | 2644 | 2703 | 483 | 8646 | 5878 | 8441 | 8369 | 728.649 | 861.8802 | 976.8708 | 328.5312
| 4865 | 758.1149 | 704.3783 | 889.3961 | 704.3783 | 704.3783 | 889.3961 | 704.3783 | 704.3783 | 889.3961 | 704.3783 | 989.1156 | 431.8822 | 704.3783 | 889.3961 | 704.3783 | 4865 | 704.3783 | 889.3962 | 989.1157 | 431.8822 | 5899 | 2886 | 1211 | 2964 | 7936 | 4639 | 8416 | 8127 | 728.601 | 861.8701 | 976.8708 | 328.5312
| 4866 | 760.8019 | 697.8901 | 884.1948 | 697.8901 | 697.8901 | 884.1948 | 697.8901 | 697.8901 | 884.1948 | 697.8901 | 982.3129 | 549.0135 | 697.8901 | 884.1948 | 697.8901 | 4866 | 697.8901 | 884.1948 | 982.3129 | 549.0135 | 6162 | 3310 | 3310 | 1307 | 6277 | 4708 | 8412 | 7483 | 728.5529 | 861.8693 | 976.8708 | 328.5312
| 4867 | 744.747 | 685.923 | 881.4545 | 685.923 | 685.923 | 881.4545 | 685.923 | 685.923 | 881.4545 | 685.923 | 982.3129 | 430.9427 | 685.923 | 881.4545 | 685.923 | 4867 | 685.923 | 881.4546 | 982.3129 | 430.9427 | 6695 | 3503 | 3309 | 2983 | 5008 | 8143 | 8363 | 6788 | 728.5529 | 861.8582 | 976.8708 | 328.5312
| 4868 | 712.5388 | 649.8774 | 869.5979 | 649.8774 | 649.8774 | 869.5979 | 649.8774 | 649.8774 | 869.5979 | 649.8774 | 991.8367 | 306.295 | 649.8774 | 869.5979 | 649.8774 | 4868 | 649.8774 | 869.5979 | 991.8367 | 306.295 | 7843 | 4292 | 845 | 5427 | 3266 | 607 | 8359 | 6534 | 728.5529 | 861.8582 | 976.8708 | 328.5312
| 4869 | 721.6666 | 661.3159 | 880.0366 | 661.3159 | 661.3159 | 880.0366 | 661.3159 | 661.3159 | 880.0366 | 661.3159 | 974.1497 | 318.5092 | 661.3159 | 880.0366 | 661.3159 | 4869 | 661.3159 | 880.0366 | 974.1497 | 318.5092 | 7552 | 3602 | 5872 | 5094 | 2866 | 7518 | 8349 | 4165 | 728.5529 | 861.8506 | 976.8708 | 328.5312
| 4870 | 698.9312 | 630.0284 | 865.597 | 630.0284 | 630.0284 | 865.597 | 630.0284 | 630.0284 | 865.597 | 630.0284 | 971.4286 | 310.9928 | 630.0284 | 865.597 | 630.0284 | 4870 | 630.0284 | 865.597 | 971.4286 | 310.9928 | 8226 | 4587 | 6685 | 5273 | 2572 | 2709 | 8314 | 4162 | 728.5529 | 861.8427 | 976.8708 | 328.5312
| 4871 | 691.7163 | 604.8926 | 871.5021 | 604.8926 | 604.8926 | 871.5021 | 604.8926 | 604.8926 | 871.5021 | 604.8926 | 987.7551 | 371.1243 | 604.8926 | 871.5021 | 604.8926 | 4871 | 604.8926 | 871.5021 | 987.7551 | 371.1243 | 8587 | 4178 | 1518 | 4037 | 8678 | 2838 | 8274 | 3776 | 728.5048 | 861.8343 | 976.8708 | 328.5312
| 4872 | 683.812 | 594.3673 | 874.8616 | 594.3673 | 594.3673 | 869.8572 | 594.3673 | 594.3673 | 874.8616 | 594.3673 | 978.2313 | 345.7563 | 594.3673 | 874.8616 | 594.3673 | 4872 | 594.3673 | 874.8616 | 978.2313 | 345.7563 | 8673 | 3977 | 4501 | 4534 | 3655 | 922 | 8273 | 2149 | 728.5048 | 861.7747 | 976.8708 | 328.5312
| 4873 | 681.1066 | 589.1046 | 877.1442 | 589.1046 | 589.1046 | 869.0348 | 589.1046 | 589.1046 | 877.1442 | 589.1046 | 989.1156 | 333.0723 | 589.1046 | 877.1442 | 589.1046 | 4873 | 589.1046 | 877.1442 | 989.1157 | 333.0724 | 8714 | 3824 | 1210 | 4779 | 6033 | 2689 | 8248 | 1843 | 728.3607 | 861.7456 | 976.8708 | 328.5312
| 4874 | 674.0545 | 583.842 | 868.2123 | 583.842 | 583.842 | 868.2123 | 583.842 | 583.842 | 868.2123 | 583.842 | 972.7891 | 320.3883 | 583.842 | 868.2123 | 583.842 | 4874 | 583.842 | 868.2123 | 972.7891 | 320.3884 | 8755 | 4396 | 6290 | 5052 | 7236 | 5862 | 8244 | 591 | 728.3126 | 861.7124 | 976.8708 | 328.5312
| 4875 | 688.7782 | 602.2012 | 861.2727 | 602.2012 | 602.2012 | 907.9551 | 602.2012 | 602.2012 | 861.2727 | 602.2012 | 987.7551 | 345.7563 | 602.2012 | 861.2727 | 602.2012 | 4875 | 602.2012 | 861.2727 | 987.7551 | 345.7563 | 8610 | 4905 | 1517 | 4533 | 4938 | 7177 | 8224 | 427 | 728.3126 | 861.6753 | 976.8708 | 328.5312
| 4876 | 697.9525 | 609.7467 | 862.2633 | 609.7467 | 609.7467 | 900.0773 | 609.7467 | 609.7467 | 862.2633 | 609.7467 | 991.8367 | 414.6571 | 609.7467 | 862.2633 | 609.7467 | 4876 | 609.7467 | 862.2633 | 991.8367 | 414.6571 | 8528 | 4830 | 844 | 3241 | 847 | 7498 | 8220 | 7063 | 728.3126 | 861.6382 | 976.8708 | 328.218
| 4877 | 704.3131 | 627.8957 | 867.9487 | 627.8957 | 627.8957 | 879.2405 | 627.8957 | 627.8957 | 867.9487 | 627.8957 | 972.7891 | 381.342 | 627.8957 | 867.9487 | 627.8957 | 4877 | 627.8957 | 867.9487 | 972.7891 | 381.342 | 8258 | 4414 | 6289 | 3818 | 7358 | 442 | 8171 | 3928 | 728.2645 | 861.6382 | 976.8708 | 328.218
| 4878 | 713.3656 | 627.6974 | 882.6546 | 627.6974 | 627.6974 | 873.2556 | 627.6974 | 627.6974 | 882.6546 | 627.6974 | 985.034 | 459.2859 | 627.6974 | 882.6546 | 627.6974 | 4878 | 627.6974 | 882.6546 | 985.034 | 459.2859 | 8261 | 3418 | 2223 | 2498 | 7347 | 4976 | 8167 | 2975 | 728.2645 | 861.6273 | 976.8708 | 328.218
| 4879 | 705.1237 | 626.7122 | 869.657 | 626.7122 | 626.7122 | 866.7264 | 626.7122 | 626.7122 | 869.657 | 626.7122 | 975.5102 | 406.8274 | 626.7122 | 869.657 | 626.7122 | 4879 | 626.7122 | 869.657 | 975.5102 | 406.8274 | 8284 | 4287 | 5452 | 3361 | 302 | 6735 | 8157 | 1364 | 728.2645 | 861.6239 | 976.8708 | 328.218
| 4880 | 677.1027 | 603.9314 | 859.7049 | 603.9314 | 603.9314 | 859.7049 | 603.9314 | 603.9314 | 859.7049 | 603.9314 | 983.6735 | 225.4933 | 603.9314 | 859.7049 | 603.9314 | 4880 | 603.9314 | 859.7049 | 983.6735 | 225.4933 | 8594 | 5006 | 2702 | 8171 | 291 | 8434 | 8122 | 2704 | 728.2645 | 861.623 | 976.8708 | 328.0614
| 4881 | 695.8701 | 625.6548 | 844.3912 | 625.6548 | 625.6548 | 844.3912 | 625.6548 | 625.6548 | 844.3912 | 625.6548 | 978.2313 | 381.1463 | 625.6548 | 844.3912 | 625.6548 | 4881 | 625.6548 | 844.3913 | 978.2313 | 381.1463 | 8314 | 5978 | 4500 | 3819 | 7142 | 6585 | 8082 | 6135 | 728.2165 | 861.614 | 976.8708 | 327.9048
| 4882 | 704.5736 | 603.9794 | 848.1292 | 603.9794 | 603.9794 | 848.1292 | 603.9794 | 603.9794 | 848.1292 | 603.9794 | 978.2313 | 661.4469 | 603.9794 | 848.1292 | 603.9794 | 4882 | 603.9794 | 848.1292 | 978.2313 | 661.4469 | 8593 | 5768 | 4499 | 445 | 4499 | 5432 | 8081 | 5931 | 728.2165 | 861.6046 | 976.8708 | 327.9048
| 4883 | 671.4642 | 589.8496 | 816.2554 | 589.8496 | 589.8496 | 816.2554 | 589.8496 | 589.8496 | 816.2554 | 589.8496 | 974.1497 | 442.5305 | 589.8496 | 816.2554 | 589.8496 | 4883 | 589.8496 | 816.2554 | 974.1497 | 442.5305 | 8708 | 6913 | 5871 | 2792 | 6293 | 1894 | 8056 | 2948 | 728.1684 | 861.5522 | 976.8708 | 327.9048
| 4884 | 702.6135 | 602.3934 | 848.8523 | 602.3934 | 602.3934 | 848.8523 | 602.3934 | 602.3934 | 848.8523 | 602.3934 | 976.8707 | 645.1613 | 602.3934 | 848.8523 | 602.3934 | 4884 | 602.3934 | 848.8523 | 976.8708 | 645.1613 | 8607 | 5733 | 5034 | 519 | 5609 | 5158 | 8052 | 2303 | 728.1684 | 861.5493 | 976.8708 | 327.9048
| 4885 | 703.0052 | 602.057 | 819.0514 | 602.057 | 602.057 | 819.0514 | 602.057 | 602.057 | 819.0514 | 602.057 | 983.6735 | 765.7376 | 602.057 | 819.0514 | 602.057 | 4885 | 602.057 | 819.0514 | 983.6735 | 765.7376 | 8612 | 6868 | 2701 | 107 | 5184 | 6682 | 8013 | 1523 | 728.1684 | 861.5409 | 976.8708 | 327.9048
| 4886 | 695.8025 | 613.111 | 821.1389 | 613.111 | 613.111 | 821.1389 | 613.111 | 613.111 | 821.1389 | 613.111 | 983.6735 | 568.1178 | 613.111 | 821.1389 | 613.111 | 4886 | 613.111 | 821.1389 | 983.6735 | 568.1178 | 8489 | 6831 | 2700 | 1121 | 5826 | 54 | 7978 | 708 | 728.1203 | 861.509 | 976.8708 | 327.9048
| 4887 | 692.7522 | 599.4617 | 834.1163 | 599.4617 | 599.4617 | 834.1163 | 599.4617 | 599.4617 | 834.1163 | 599.4617 | 970.068 | 596.3044 | 599.4617 | 834.1163 | 599.4617 | 4887 | 599.4617 | 834.1163 | 970.068 | 596.3044 | 8637 | 6458 | 7071 | 868 | 5345 | 988 | 7938 | 6746 | 728.0723 | 861.5077 | 976.8708 | 327.7482
| 4888 | 725.053 | 627.2408 | 849.5875 | 627.2408 | 627.2408 | 849.5875 | 627.2408 | 627.2408 | 849.5875 | 627.2408 | 976.8707 | 757.5947 | 627.2408 | 849.5875 | 627.2408 | 4888 | 627.2408 | 849.5875 | 976.8708 | 757.5947 | 8267 | 5672 | 5033 | 128 | 1256 | 758 | 7937 | 8289 | 728.0723 | 861.5077 | 976.8708 | 327.5916
| 4889 | 716.1156 | 656.8943 | 859.3484 | 656.8943 | 656.8943 | 859.3484 | 656.8943 | 656.8943 | 859.3484 | 656.8943 | 978.2313 | 354.8387 | 656.8943 | 859.3484 | 656.8943 | 4889 | 656.8943 | 859.3484 | 978.2313 | 354.8387 | 7665 | 5033 | 4498 | 4358 | 8284 | 2600 | 7912 | 7814 | 728.0242 | 861.4904 | 976.8708 | 327.5916
| 4890 | 723.8979 | 646.369 | 848.4939 | 646.369 | 646.369 | 848.4939 | 646.369 | 646.369 | 848.4939 | 646.369 | 983.6735 | 585.9693 | 646.369 | 848.4939 | 646.369 | 4890 | 646.369 | 848.4939 | 983.6735 | 585.9693 | 7922 | 5749 | 2699 | 963 | 3170 | 4821 | 7908 | 7567 | 728.0242 | 861.4894 | 976.8708 | 327.5916
| 4891 | 752.6318 | 715.8649 | 859.4065 | 715.8649 | 715.8649 | 859.4065 | 715.8649 | 715.8649 | 859.4065 | 715.8649 | 927.8912 | 444.4096 | 715.8649 | 859.4065 | 715.8649 | 4891 | 715.8649 | 859.4065 | 927.8912 | 444.4097 | 5397 | 5027 | 8731 | 2762 | 7162 | 5052 | 7859 | 5491 | 727.9762 | 861.4868 | 976.8708 | 327.5916
| 4892 | 732.9141 | 699.8126 | 849.6423 | 699.8126 | 699.8126 | 849.6423 | 699.8126 | 699.8126 | 849.6423 | 699.8126 | 968.7075 | 295.0204 | 699.8126 | 849.6423 | 699.8126 | 4892 | 699.8126 | 849.6423 | 968.7075 | 295.0204 | 6090 | 5667 | 7373 | 5792 | 4037 | 7279 | 7855 | 2764 | 727.9762 | 861.4632 | 976.8708 | 327.5916
| 4893 | 742.2462 | 693.9972 | 862.4132 | 693.9972 | 693.9972 | 862.4132 | 693.9972 | 693.9972 | 862.4132 | 693.9972 | 960.5442 | 429.2724 | 693.9972 | 862.4132 | 693.9972 | 4893 | 693.9972 | 862.4132 | 960.5442 | 429.2724 | 6336 | 4813 | 8234 | 3014 | 5362 | 6617 | 7845 | 2521 | 727.9281 | 861.4632 | 976.8708 | 327.5916
| 4894 | 734.5227 | 655.068 | 883.1911 | 655.068 | 655.068 | 883.1911 | 655.068 | 655.068 | 883.1911 | 655.068 | 974.1497 | 535.8597 | 655.068 | 883.1911 | 655.068 | 4894 | 655.068 | 883.1911 | 974.1497 | 535.8597 | 7715 | 3384 | 5870 | 1461 | 1520 | 2061 | 7810 | 1713 | 727.9281 | 861.4501 | 976.8708 | 327.5916
| 4895 | 722.4103 | 638.0064 | 890.2887 | 638.0064 | 638.0064 | 890.2887 | 638.0064 | 638.0064 | 890.2887 | 638.0064 | 980.9524 | 467.5853 | 638.0064 | 890.2887 | 638.0064 | 4895 | 638.0064 | 890.2887 | 980.9524 | 467.5853 | 8081 | 2824 | 3782 | 2341 | 966 | 2996 | 7770 | 203 | 727.9281 | 861.4176 | 976.8708 | 327.5916
| 4896 | 694.9922 | 613.111 | 890.3433 | 613.111 | 613.111 | 890.3433 | 613.111 | 613.111 | 890.3433 | 613.111 | 971.4286 | 292.2017 | 613.111 | 890.3433 | 613.111 | 4896 | 613.111 | 890.3433 | 971.4286 | 292.2017 | 8488 | 2820 | 6684 | 5884 | 3534 | 174 | 7769 | 5888 | 727.832 | 861.4069 | 976.8708 | 327.435
| 4897 | 698.1447 | 587.7349 | 883.5955 | 587.7349 | 587.7349 | 883.5955 | 587.7349 | 587.7349 | 883.5955 | 587.7349 | 968.7075 | 569.0573 | 587.7349 | 883.5955 | 587.7349 | 4897 | 587.7349 | 883.5955 | 968.7075 | 569.0573 | 8734 | 3354 | 7372 | 1115 | 8055 | 1849 | 7744 | 8548 | 727.7839 | 861.403 | 976.8708 | 327.3306
| 4898 | 688.3271 | 584.5629 | 919.6511 | 584.5629 | 584.5629 | 919.6511 | 584.5629 | 584.5629 | 919.6511 | 584.5629 | 967.3469 | 314.1246 | 584.5629 | 919.6511 | 584.5629 | 4898 | 584.5629 | 919.6511 | 967.3469 | 314.1247 | 8753 | 996 | 7597 | 5192 | 519 | 2667 | 7740 | 8364 | 727.7839 | 861.3891 | 976.8708 | 327.2784
| 4899 | 680.6572 | 590.2341 | 880.7082 | 590.2341 | 590.2341 | 880.7082 | 590.2341 | 590.2341 | 880.7082 | 590.2341 | 965.9864 | 318.5092 | 590.2341 | 880.7082 | 590.2341 | 4899 | 590.2341 | 880.7082 | 965.9864 | 318.5092 | 8705 | 3558 | 7863 | 5093 | 3966 | 2207 | 7691 | 6064 | 727.7359 | 861.3891 | 976.8708 | 327.2784
| 4900 | 689.7275 | 599.2935 | 887.7602 | 599.2935 | 599.2935 | 880.1396 | 599.2935 | 599.2935 | 887.7602 | 599.2935 | 963.2653 | 355.1519 | 599.2935 | 887.7602 | 599.2935 | 4900 | 599.2935 | 887.7602 | 963.2653 | 355.1519 | 8638 | 3008 | 8100 | 4352 | 2212 | 948 | 7687 | 4805 | 727.7359 | 861.3206 | 976.8708 | 327.2784
| 4901 | 690.6003 | 598.8009 | 891.3805 | 598.8009 | 598.8009 | 885.9861 | 598.8009 | 598.8009 | 891.3805 | 598.8009 | 963.2653 | 354.6038 | 598.8009 | 891.3805 | 598.8009 | 4901 | 598.8009 | 891.3805 | 963.2653 | 354.6038 | 8641 | 2752 | 8099 | 4363 | 6269 | 4965 | 7677 | 1923 | 727.6878 | 861.3021 | 976.8708 | 327.2784
| 4902 | 701.0093 | 611.1885 | 878.3217 | 611.1885 | 611.1885 | 878.3217 | 611.1885 | 611.1885 | 878.3217 | 611.1885 | 965.9864 | 445.3492 | 611.1885 | 878.3217 | 611.1885 | 4902 | 611.1885 | 878.3217 | 965.9864 | 445.3492 | 8513 | 3720 | 7862 | 2743 | 3173 | 8196 | 7642 | 8670 | 727.6878 | 861.296 | 976.8708 | 327.2001
| 4903 | 688.0752 | 609.2181 | 865.2633 | 609.2181 | 609.2181 | 865.2633 | 609.2181 | 609.2181 | 865.2633 | 609.2181 | 957.8231 | 340.4322 | 609.2181 | 865.2633 | 609.2181 | 4903 | 609.2181 | 865.2633 | 957.8231 | 340.4322 | 8537 | 4614 | 8367 | 4644 | 942 | 660 | 7602 | 3526 | 727.6878 | 861.2959 | 976.8708 | 327.1439
| 4904 | 692.4095 | 622.5789 | 874.311 | 622.5789 | 622.5789 | 874.311 | 622.5789 | 622.5789 | 874.311 | 622.5789 | 945.5782 | 270.2787 | 622.5789 | 874.311 | 622.5789 | 4904 | 622.5789 | 874.311 | 945.5782 | 270.2787 | 8366 | 4011 | 8626 | 6756 | 5943 | 6049 | 7601 | 4808 | 727.6397 | 861.2804 | 976.8708 | 326.9652
| 4905 | 677.7245 | 589.1287 | 887.3473 | 589.1287 | 589.1287 | 887.3473 | 589.1287 | 589.1287 | 887.3473 | 589.1287 | 967.3469 | 258.3777 | 589.1287 | 887.3473 | 589.1287 | 4905 | 589.1287 | 887.3473 | 967.3469 | 258.3777 | 8712 | 3039 | 7596 | 7168 | 1563 | 4875 | 7576 | 3382 | 727.6397 | 861.2727 | 976.8708 | 326.9652
| 4906 | 704.8188 | 602.9581 | 882.6037 | 602.9581 | 602.9581 | 866.8445 | 602.9581 | 602.9581 | 882.6037 | 602.9581 | 964.6259 | 564.5161 | 602.9581 | 882.6037 | 602.9581 | 4906 | 602.9581 | 882.6037 | 964.6259 | 564.5161 | 8603 | 3422 | 8002 | 1152 | 7444 | 7378 | 7572 | 1972 | 727.5917 | 861.2425 | 976.8708 | 326.9652
| 4907 | 688.2218 | 587.9752 | 877.2539 | 587.9752 | 587.9752 | 851.4556 | 587.9752 | 587.9752 | 877.2539 | 587.9752 | 967.3469 | 480.7391 | 587.9752 | 877.2539 | 587.9752 | 4907 | 587.9752 | 877.2539 | 967.3469 | 480.7391 | 8729 | 3815 | 7595 | 2141 | 388 | 322 | 7523 | 1842 | 727.5917 | 861.2425 | 976.8708 | 326.9652
| 4908 | 715.3792 | 611.9575 | 882.897 | 611.9575 | 611.9575 | 867.4519 | 611.9575 | 611.9575 | 882.897 | 611.9575 | 978.2313 | 625.274 | 611.9575 | 882.897 | 611.9575 | 4908 | 611.9575 | 882.897 | 978.2313 | 625.274 | 8504 | 3398 | 4497 | 655 | 1904 | 911 | 7519 | 1742 | 727.5436 | 861.2345 | 976.8708 | 326.9652
| 4909 | 706.9623 | 599.678 | 882.1996 | 599.678 | 599.678 | 856.0713 | 599.678 | 599.678 | 882.1996 | 599.678 | 970.068 | 627.3097 | 599.678 | 882.1996 | 599.678 | 4909 | 599.678 | 882.1996 | 970.068 | 627.3097 | 8634 | 3450 | 7070 | 641 | 6912 | 2841 | 7509 | 1700 | 727.4956 | 861.1858 | 976.8708 | 326.9652
| 4910 | 704.6301 | 626.9525 | 895.0863 | 626.9525 | 626.9525 | 895.0863 | 626.9525 | 626.9525 | 895.0863 | 626.9525 | 974.1497 | 294.7072 | 626.9525 | 895.0863 | 626.9525 | 4910 | 626.9525 | 895.0863 | 974.1497 | 294.7072 | 8275 | 2459 | 5869 | 5804 | 4550 | 219 | 7474 | 226 | 727.4475 | 861.1815 | 976.8708 | 326.9652
| 4911 | 690.5801 | 609.3622 | 885.9385 | 609.3622 | 609.3622 | 889.5214 | 609.3622 | 609.3622 | 885.9385 | 609.3622 | 972.7891 | 273.0974 | 609.3622 | 885.9385 | 609.3622 | 4911 | 609.3622 | 885.9385 | 972.7891 | 273.0974 | 8536 | 3168 | 6288 | 6640 | 5033 | 8450 | 7434 | 186 | 727.3994 | 861.1118 | 976.8708 | 326.9652
| 4912 | 685.3918 | 600.1826 | 883.9564 | 600.1826 | 600.1826 | 883.9564 | 600.1826 | 600.1826 | 883.9564 | 600.1826 | 970.068 | 288.1303 | 600.1826 | 883.9564 | 600.1826 | 4912 | 600.1826 | 883.9564 | 970.068 | 288.1303 | 8629 | 3331 | 7069 | 6039 | 5657 | 237 | 7433 | 8547 | 727.3514 | 861.0944 | 976.8708 | 326.8869
| 4913 | 705.3728 | 628.8268 | 897.4845 | 628.8268 | 628.8268 | 897.4845 | 628.8268 | 628.8268 | 897.4845 | 628.8268 | 976.8707 | 277.7952 | 628.8268 | 897.4845 | 628.8268 | 4913 | 628.8268 | 897.4845 | 976.8708 | 277.7952 | 8245 | 2290 | 5032 | 6465 | 3761 | 2688 | 7408 | 8496 | 727.3514 | 861.0546 | 976.8708 | 326.8869
| 4914 | 730.665 | 674.3404 | 895.7632 | 674.3404 | 674.3404 | 895.7632 | 674.3404 | 674.3404 | 895.7632 | 674.3404 | 976.8707 | 274.6633 | 674.3404 | 895.7632 | 674.3404 | 4914 | 674.3404 | 895.7632 | 976.8708 | 274.6633 | 7166 | 2411 | 5031 | 6590 | 3482 | 7612 | 7404 | 7956 | 727.3514 | 861.0073 | 976.8708 | 326.6521
| 4915 | 731.0305 | 680.5883 | 897.0084 | 680.5883 | 680.5883 | 897.0084 | 680.5883 | 680.5883 | 897.0084 | 680.5883 | 956.4626 | 245.2239 | 680.5883 | 897.0084 | 680.5883 | 4915 | 680.5883 | 897.0084 | 956.4626 | 245.2239 | 6925 | 2319 | 8442 | 7621 | 903 | 5799 | 7355 | 5818 | 727.2793 | 861.0013 | 976.8708 | 326.6521
| 4916 | 714.0753 | 650.8867 | 890.3516 | 650.8867 | 650.8867 | 890.3516 | 650.8867 | 650.8867 | 890.3516 | 650.8867 | 971.4286 | 257.125 | 650.8867 | 890.3516 | 650.8867 | 4916 | 650.8867 | 890.3516 | 971.4286 | 257.125 | 7824 | 2819 | 6683 | 7203 | 4559 | 6712 | 7351 | 1689 | 727.2553 | 860.9942 | 976.8708 | 326.6521
| 4917 | 726.0179 | 644.6388 | 892.9423 | 644.6388 | 644.6388 | 892.9423 | 644.6388 | 644.6388 | 892.9423 | 644.6388 | 975.5102 | 459.8601 | 644.6388 | 892.9423 | 644.6388 | 4917 | 644.6388 | 892.9423 | 975.5102 | 459.8601 | 7951 | 2633 | 5451 | 2486 | 3753 | 5157 | 7341 | 8367 | 727.2553 | 860.985 | 976.8708 | 326.3389
| 4918 | 704.6961 | 608.1607 | 895.2474 | 608.1607 | 608.1607 | 895.2474 | 608.1607 | 608.1607 | 895.2474 | 608.1607 | 983.6735 | 435.7971 | 608.1607 | 895.2474 | 608.1607 | 4918 | 608.1607 | 895.2474 | 983.6735 | 435.7971 | 8547 | 2450 | 2698 | 2892 | 8692 | 2548 | 7306 | 6860 | 727.1591 | 860.9796 | 976.8708 | 326.3389
| 4919 | 737.1511 | 667.0832 | 899.1053 | 667.0832 | 667.0832 | 898.1391 | 667.0832 | 667.0832 | 899.1053 | 667.0832 | 983.6735 | 404.322 | 667.0832 | 899.1053 | 667.0832 | 4919 | 667.0832 | 899.1053 | 983.6735 | 404.322 | 7374 | 2183 | 2697 | 3402 | 6613 | 2599 | 7266 | 4342 | 727.1111 | 860.969 | 976.8708 | 326.3389
| 4920 | 712.2718 | 635.4592 | 886.1655 | 635.4592 | 635.4592 | 899.4422 | 635.4592 | 635.4592 | 886.1655 | 635.4592 | 975.5102 | 354.6821 | 635.4592 | 886.1655 | 635.4592 | 4920 | 635.4592 | 886.1655 | 975.5102 | 354.6821 | 8142 | 3138 | 5450 | 4361 | 5968 | 5159 | 7265 | 1846 | 727.1111 | 860.9358 | 976.8708 | 326.3389
| 4921 | 709.4884 | 610.9963 | 884.3005 | 610.9963 | 610.9963 | 893.8672 | 610.9963 | 610.9963 | 884.3005 | 610.9963 | 970.068 | 528.0301 | 610.9963 | 884.3005 | 610.9963 | 4921 | 610.9963 | 884.3005 | 970.068 | 528.0301 | 8516 | 3300 | 7068 | 1546 | 5658 | 4632 | 7240 | 5256 | 727.1111 | 860.9257 | 976.8708 | 326.1823
| 4922 | 694.2988 | 605.974 | 870.2795 | 605.974 | 605.974 | 910.7005 | 605.974 | 605.974 | 870.2795 | 605.974 | 971.4286 | 379.4237 | 605.974 | 870.2795 | 605.974 | 4922 | 605.974 | 870.2795 | 971.4286 | 379.4237 | 8571 | 4265 | 6682 | 3860 | 3536 | 6698 | 7236 | 8267 | 727.1111 | 860.9028 | 976.8708 | 326.0257
| 4923 | 687.6218 | 601.6965 | 870.6464 | 601.6965 | 601.6965 | 888.2466 | 601.6965 | 601.6965 | 870.6464 | 601.6965 | 967.3469 | 345.5997 | 601.6965 | 870.6464 | 601.6965 | 4923 | 601.6965 | 870.6464 | 967.3469 | 345.5998 | 8617 | 4236 | 7594 | 4543 | 3078 | 7760 | 7187 | 8250 | 727.1111 | 860.8966 | 976.8708 | 326.0257
| 4924 | 672.9519 | 588.8403 | 860.2019 | 588.8403 | 588.8403 | 860.2019 | 588.8403 | 588.8403 | 860.2019 | 588.8403 | 974.1497 | 295.6467 | 588.8403 | 860.2019 | 588.8403 | 4924 | 588.8403 | 860.2019 | 974.1497 | 295.6467 | 8719 | 4967 | 5868 | 5773 | 2772 | 5567 | 7183 | 5894 | 727.063 | 860.8865 | 976.8708 | 326.0257
| 4925 | 692.4411 | 602.844 | 879.4412 | 602.844 | 602.844 | 892.1413 | 602.844 | 602.844 | 879.4412 | 602.844 | 975.5102 | 365.4479 | 602.844 | 879.4412 | 602.844 | 4925 | 602.844 | 879.4412 | 975.5102 | 365.4479 | 8606 | 3640 | 5449 | 4169 | 8224 | 7688 | 7173 | 5680 | 727.015 | 860.8798 | 976.8708 | 326.0257
| 4926 | 652.2885 | 599.9423 | 691.7768 | 599.9423 | 599.9423 | 885.3032 | 599.9423 | 599.9423 | 691.7768 | 599.9423 | 983.6735 | 388.1929 | 599.9423 | 691.7768 | 599.9423 | 4926 | 599.9423 | 691.7768 | 983.6735 | 388.1929 | 8632 | 8104 | 2696 | 3700 | 7427 | 889 | 7138 | 3422 | 727.015 | 860.8769 | 976.8708 | 326.0257
| 4927 | 683.4085 | 598.9811 | 884.1081 | 598.9811 | 598.9811 | 884.1081 | 598.9811 | 598.9811 | 884.1081 | 598.9811 | 982.3129 | 257.125 | 598.9811 | 884.1081 | 598.9811 | 4927 | 598.9811 | 884.1081 | 982.3129 | 257.125 | 8639 | 3315 | 3308 | 7202 | 688 | 8151 | 7098 | 2577 | 727.0149 | 860.8673 | 976.8708 | 326.0257
| 4928 | 694.6671 | 609.6506 | 887.9604 | 609.6506 | 609.6506 | 873.4188 | 609.6506 | 609.6506 | 887.9604 | 609.6506 | 978.2313 | 332.6026 | 609.6506 | 887.9604 | 609.6506 | 4928 | 609.6506 | 887.9604 | 978.2313 | 332.6026 | 8529 | 2994 | 4496 | 4785 | 371 | 615 | 7097 | 1740 | 727.0149 | 860.8673 | 976.8708 | 326.0257
| 4929 | 692.8801 | 612.2459 | 878.5931 | 612.2459 | 612.2459 | 878.5931 | 612.2459 | 612.2459 | 878.5931 | 612.2459 | 982.3129 | 305.6687 | 612.2459 | 878.5931 | 612.2459 | 4929 | 612.2459 | 878.5931 | 982.3129 | 305.6687 | 8500 | 3701 | 3307 | 5453 | 6878 | 7592 | 7072 | 1702 | 726.9669 | 860.8516 | 976.8708 | 326.0257
| 4930 | 696.7588 | 601.9368 | 866.5293 | 601.9368 | 601.9368 | 885.5599 | 601.9368 | 601.9368 | 866.5293 | 601.9368 | 986.3946 | 467.5853 | 601.9368 | 866.5293 | 601.9368 | 4930 | 601.9369 | 866.5293 | 986.3946 | 467.5853 | 8615 | 4501 | 1880 | 2340 | 4536 | 7477 | 7068 | 1604 | 726.9669 | 860.7945 | 976.8708 | 326.0257
| 4931 | 695.4779 | 586.1008 | 886.6557 | 586.1008 | 586.1008 | 886.6557 | 586.1008 | 586.1008 | 886.6557 | 586.1008 | 982.3129 | 518.9477 | 586.1008 | 886.6557 | 586.1008 | 4931 | 586.1008 | 886.6557 | 982.3129 | 518.9477 | 8741 | 3097 | 3306 | 1653 | 2671 | 421 | 7019 | 8529 | 726.9669 | 860.7945 | 976.8708 | 325.7125
| 4932 | 721.4283 | 621.5216 | 886.0515 | 621.5216 | 621.5216 | 886.0515 | 621.5216 | 621.5216 | 886.0515 | 621.5216 | 978.2313 | 605.3868 | 621.5216 | 886.0515 | 621.5216 | 4932 | 621.5216 | 886.0515 | 978.2313 | 605.3868 | 8385 | 3155 | 4495 | 791 | 4597 | 5800 | 7015 | 8246 | 726.9188 | 860.7907 | 976.8708 | 325.7125
| 4933 | 701.4708 | 597.299 | 893.0913 | 597.299 | 597.299 | 893.0913 | 597.299 | 597.299 | 893.0913 | 597.299 | 980.9524 | 488.8819 | 597.299 | 893.0913 | 597.299 | 4933 | 597.299 | 893.0913 | 980.9524 | 488.8819 | 8655 | 2625 | 3781 | 2034 | 2334 | 2679 | 7005 | 4210 | 726.9188 | 860.75 | 976.8708 | 325.7125
| 4934 | 707.3148 | 600.1346 | 896.9125 | 600.1346 | 600.1346 | 896.9125 | 600.1346 | 600.1346 | 896.9125 | 600.1346 | 980.9524 | 532.7278 | 600.1346 | 896.9125 | 600.1346 | 4934 | 600.1346 | 896.9125 | 980.9524 | 532.7278 | 8630 | 2327 | 3780 | 1493 | 2314 | 4975 | 6970 | 3657 | 726.9188 | 860.7369 | 976.8708 | 325.7125
| 4935 | 719.6356 | 632.9601 | 877.9128 | 632.9601 | 632.9601 | 877.9128 | 632.9601 | 632.9601 | 877.9128 | 632.9601 | 972.7891 | 526.7773 | 632.9601 | 877.9128 | 632.9601 | 4935 | 632.9601 | 877.9128 | 972.7891 | 526.7773 | 8177 | 3759 | 6287 | 1566 | 7609 | 4741 | 6930 | 3004 | 726.8708 | 860.7358 | 976.8708 | 325.7125
| 4936 | 744.4256 | 687.7013 | 869.8612 | 687.7013 | 687.7013 | 869.8612 | 687.7013 | 687.7013 | 869.8612 | 687.7013 | 975.5102 | 465.393 | 687.7013 | 869.8612 | 687.7013 | 4936 | 687.7013 | 869.8612 | 975.5102 | 465.3931 | 6620 | 4283 | 5448 | 2376 | 4093 | 807 | 6929 | 2757 | 726.8708 | 860.7292 | 976.8708 | 325.7125
| 4937 | 756.7671 | 683.2797 | 888.6971 | 683.2797 | 683.2797 | 888.6971 | 683.2797 | 683.2797 | 888.6971 | 683.2797 | 983.6735 | 590.0407 | 683.2797 | 888.6971 | 683.2797 | 4937 | 683.2797 | 888.6971 | 983.6735 | 590.0407 | 6816 | 2945 | 2695 | 927 | 2027 | 2240 | 6904 | 5516 | 726.8708 | 860.6949 | 976.8708 | 325.5559
| 4938 | 785.9379 | 728.3126 | 875.6842 | 728.3126 | 728.3126 | 875.6842 | 728.3126 | 728.3126 | 875.6842 | 728.3126 | 967.3469 | 706.5456 | 728.3126 | 875.6842 | 728.3126 | 4938 | 728.3126 | 875.6842 | 967.3469 | 706.5456 | 4875 | 3910 | 7593 | 255 | 7265 | 5798 | 6900 | 227 | 726.8227 | 860.671 | 976.8708 | 325.5559
| 4939 | 822.1914 | 800.7401 | 911.9411 | 800.7401 | 800.7401 | 911.9411 | 800.7401 | 800.7401 | 911.9411 | 800.7401 | 980.9524 | 476.0413 | 800.7401 | 911.9411 | 800.7401 | 4939 | 800.7401 | 911.9411 | 980.9524 | 476.0413 | 2188 | 1378 | 3779 | 2212 | 6629 | 810 | 6851 | 7722 | 726.8227 | 860.6472 | 976.8708 | 325.3993
| 4940 | 817.3466 | 796.2705 | 889.1744 | 796.2705 | 796.2705 | 889.1744 | 796.2705 | 796.2705 | 889.1744 | 796.2705 | 986.3946 | 529.596 | 796.2705 | 889.1744 | 796.2705 | 4940 | 796.2705 | 889.1744 | 986.3946 | 529.596 | 2335 | 2906 | 1879 | 1525 | 4059 | 5858 | 6847 | 5376 | 726.8227 | 860.6288 | 976.8708 | 325.3993
| 4941 | 820.4015 | 801.2688 | 900.6773 | 801.2688 | 801.2688 | 900.6773 | 801.2688 | 801.2688 | 900.6773 | 801.2688 | 982.3129 | 490.4479 | 801.2688 | 900.6773 | 801.2688 | 4941 | 801.2688 | 900.6773 | 982.3129 | 490.4479 | 2168 | 2063 | 3305 | 2011 | 4108 | 5445 | 6837 | 4557 | 726.7746 | 860.6269 | 976.8708 | 325.3993
| 4942 | 789.9459 | 764.1659 | 909.6881 | 764.1659 | 764.1659 | 909.6881 | 764.1659 | 764.1659 | 909.6881 | 764.1659 | 971.4286 | 335.7344 | 764.1659 | 909.6881 | 764.1659 | 4942 | 764.1659 | 909.6881 | 971.4286 | 335.7344 | 3485 | 1508 | 6681 | 4731 | 7855 | 7660 | 6802 | 2765 | 726.7266 | 860.6223 | 976.8708 | 325.3993
| 4943 | 751.3807 | 696.1599 | 905.9895 | 696.1599 | 696.1599 | 905.9895 | 696.1599 | 696.1599 | 905.9895 | 696.1599 | 985.034 | 341.0586 | 696.1599 | 905.9895 | 696.1599 | 4943 | 696.16 | 905.9895 | 985.034 | 341.0586 | 6228 | 1738 | 2222 | 4624 | 3936 | 5735 | 6762 | 1214 | 726.7266 | 860.6132 | 976.8708 | 325.3993
| 4944 | 735.8244 | 657.8075 | 908.5412 | 657.8075 | 657.8075 | 908.5412 | 657.8075 | 657.8075 | 908.5412 | 657.8075 | 987.7551 | 417.1625 | 657.8075 | 908.5412 | 657.8075 | 4944 | 657.8075 | 908.5412 | 987.7551 | 417.1625 | 7635 | 1568 | 1516 | 3201 | 3984 | 7178 | 6761 | 3320 | 726.6785 | 860.5969 | 976.8708 | 325.2427
| 4945 | 726.0982 | 634.2577 | 904.139 | 634.2577 | 634.2577 | 904.139 | 634.2577 | 634.2577 | 904.139 | 634.2577 | 987.7551 | 487.0028 | 634.2577 | 904.139 | 634.2577 | 4945 | 634.2577 | 904.139 | 987.7551 | 487.0028 | 8160 | 1851 | 1515 | 2057 | 1524 | 7609 | 6736 | 8676 | 726.5824 | 860.5873 | 976.8708 | 325.0861
| 4946 | 719.0515 | 627.385 | 901.75 | 627.385 | 627.385 | 901.75 | 627.385 | 627.385 | 901.75 | 627.385 | 995.9184 | 444.7228 | 627.385 | 901.75 | 627.385 | 4946 | 627.385 | 901.75 | 995.9184 | 444.7228 | 8264 | 1980 | 300 | 2757 | 4105 | 7153 | 6732 | 8228 | 726.5343 | 860.5629 | 976.8708 | 325.0861
| 4947 | 703.9757 | 613.159 | 895.785 | 613.159 | 613.159 | 895.785 | 613.159 | 613.159 | 895.785 | 613.159 | 994.5578 | 372.6903 | 613.159 | 895.785 | 613.159 | 4947 | 613.159 | 895.785 | 994.5578 | 372.6903 | 8487 | 2409 | 485 | 4010 | 7073 | 5434 | 6683 | 7538 | 726.4382 | 860.5402 | 976.8708 | 325.0861
| 4948 | 705.6366 | 623.7564 | 889.4586 | 623.7564 | 623.7564 | 863.7876 | 623.7564 | 623.7564 | 889.4586 | 623.7564 | 991.8367 | 364.8606 | 623.7564 | 889.4586 | 623.7564 | 4948 | 623.7564 | 889.4586 | 991.8367 | 364.8606 | 8348 | 2881 | 843 | 4176 | 5824 | 6779 | 6679 | 2662 | 726.4382 | 860.533 | 976.8708 | 325.0861
| 4949 | 699.1816 | 606.8871 | 889.0066 | 606.8871 | 606.8871 | 898.2966 | 606.8871 | 606.8871 | 889.0066 | 606.8871 | 991.8367 | 376.2919 | 606.8871 | 889.0066 | 606.8871 | 4949 | 606.8871 | 889.0066 | 991.8367 | 376.2919 | 8563 | 2923 | 842 | 3939 | 7520 | 8452 | 6669 | 998 | 726.3902 | 860.519 | 976.8708 | 325.0861
| 4950 | 685.147 | 588.6961 | 892.2847 | 588.6961 | 588.6961 | 892.2847 | 588.6961 | 588.6961 | 892.2847 | 588.6961 | 982.3129 | 331.0366 | 588.6961 | 892.2847 | 588.6961 | 4950 | 588.6961 | 892.2847 | 982.3129 | 331.0366 | 8722 | 2694 | 3304 | 4816 | 7240 | 817 | 6634 | 692 | 726.3902 | 860.479 | 976.8708 | 325.0861
| 4951 | 691.4552 | 590.2821 | 923.1248 | 590.2821 | 590.2821 | 923.1248 | 590.2821 | 590.2821 | 923.1248 | 590.2821 | 972.7891 | 292.8281 | 590.2821 | 923.1248 | 590.2821 | 4951 | 590.2821 | 923.1248 | 972.7891 | 292.8281 | 8704 | 817 | 6286 | 5866 | 6638 | 2248 | 6594 | 6661 | 726.3421 | 860.4673 | 976.8708 | 324.7729
| 4952 | 688.9432 | 596.7223 | 872.5265 | 596.7223 | 596.7223 | 872.5265 | 596.7223 | 596.7223 | 872.5265 | 596.7223 | 986.3946 | 394.9264 | 596.7223 | 872.5265 | 596.7223 | 4952 | 596.7223 | 872.5265 | 986.3946 | 394.9264 | 8661 | 4108 | 1878 | 3580 | 5702 | 7478 | 6593 | 5840 | 726.3421 | 860.4191 | 976.8708 | 324.7729
| 4953 | 720.5151 | 611.4288 | 873.587 | 611.4288 | 611.4288 | 873.587 | 611.4288 | 611.4288 | 873.587 | 611.4288 | 959.1837 | 742.2487 | 611.4288 | 873.587 | 611.4288 | 4953 | 611.4289 | 873.587 | 959.1837 | 742.2487 | 8507 | 4054 | 8315 | 163 | 4966 | 422 | 6568 | 5182 | 726.3421 | 860.4191 | 976.8708 | 324.7729
| 4954 | 721.9082 | 614.745 | 883.7725 | 614.745 | 614.745 | 883.7725 | 614.745 | 614.745 | 883.7725 | 614.745 | 976.8707 | 676.793 | 614.745 | 883.7725 | 614.745 | 4954 | 614.745 | 883.7725 | 976.8708 | 676.793 | 8468 | 3340 | 5030 | 368 | 2815 | 5998 | 6564 | 3909 | 726.3421 | 860.4099 | 976.8708 | 324.7729
| 4955 | 728.1187 | 616.2349 | 896.8872 | 616.2349 | 616.2349 | 896.8872 | 616.2349 | 616.2349 | 896.8872 | 616.2349 | 985.034 | 691.1995 | 616.2349 | 896.8872 | 616.2349 | 4955 | 616.2349 | 896.8872 | 985.034 | 691.1995 | 8450 | 2331 | 2221 | 318 | 7362 | 6268 | 6515 | 712 | 726.294 | 860.3931 | 976.8708 | 324.7729
| 4956 | 702.822 | 591.9642 | 875.6003 | 591.9642 | 591.9642 | 875.6003 | 591.9642 | 591.9642 | 875.6003 | 591.9642 | 989.1156 | 612.2769 | 591.9642 | 875.6003 | 591.9642 | 4956 | 591.9642 | 875.6003 | 989.1157 | 612.2769 | 8691 | 3920 | 1209 | 730 | 7017 | 7714 | 6511 | 7858 | 726.294 | 860.389 | 976.8708 | 324.4598
| 4957 | 610.0006 | 588.9364 | 432.8851 | 588.9364 | 588.9364 | 876.2271 | 588.9364 | 588.9364 | 432.8851 | 588.9364 | 986.3946 | 667.2408 | 588.9364 | 432.8851 | 588.9364 | 4957 | 588.9364 | 432.8851 | 986.3946 | 667.2408 | 8717 | 8687 | 1877 | 414 | 306 | 6442 | 6501 | 5139 | 726.294 | 860.3828 | 976.8708 | 324.4598
| 4958 | 707.1831 | 585.9086 | 876.854 | 585.9086 | 585.9086 | 876.854 | 585.9086 | 585.9086 | 876.854 | 585.9086 | 983.6735 | 722.2048 | 585.9086 | 876.854 | 585.9086 | 4958 | 585.9086 | 876.854 | 983.6735 | 722.2048 | 8742 | 3839 | 2694 | 208 | 7443 | 6679 | 6466 | 4160 | 726.246 | 860.3654 | 976.8708 | 324.4598
| 4959 | 722.6657 | 630.9896 | 873.2149 | 630.9896 | 630.9896 | 873.2149 | 630.9896 | 630.9896 | 873.2149 | 630.9896 | 987.7551 | 588.788 | 630.9896 | 873.2149 | 630.9896 | 4959 | 630.9896 | 873.2149 | 987.7551 | 588.788 | 8213 | 4071 | 1514 | 939 | 4160 | 5904 | 6426 | 2548 | 726.246 | 860.3396 | 976.8708 | 324.4598
| 4960 | 692.9433 | 610.0831 | 870.896 | 610.0831 | 610.0831 | 870.896 | 610.0831 | 610.0831 | 870.896 | 610.0831 | 987.7551 | 349.2014 | 610.0831 | 870.896 | 610.0831 | 4960 | 610.0832 | 870.8961 | 987.7551 | 349.2014 | 8523 | 4218 | 1513 | 4474 | 1921 | 6232 | 6425 | 2361 | 726.246 | 860.3007 | 976.8708 | 324.4598
| 4961 | 755.8578 | 691.5221 | 905.7055 | 691.5221 | 691.5221 | 798.4218 | 691.5221 | 691.5221 | 905.7055 | 691.5221 | 1000 | 534.2938 | 691.5221 | 905.7055 | 691.5221 | 4961 | 691.5221 | 905.7055 | 1000 | 534.2938 | 6439 | 1756 | 23 | 1479 | 759 | 3383 | 6400 | 2275 | 726.246 | 860.2676 | 976.8708 | 324.4598
| 4962 | 748.3365 | 688.4822 | 883.4533 | 688.4822 | 688.4822 | 865.8839 | 688.4822 | 688.4822 | 883.4533 | 688.4822 | 980.9524 | 471.6567 | 688.4822 | 883.4533 | 688.4822 | 4962 | 688.4822 | 883.4533 | 980.9524 | 471.6568 | 6578 | 3366 | 3778 | 2276 | 387 | 5883 | 6396 | 2254 | 726.246 | 860.2415 | 976.8708 | 324.4598
| 4963 | 746.7161 | 680.5402 | 882.1654 | 680.5402 | 680.5402 | 882.1654 | 680.5402 | 680.5402 | 882.1654 | 680.5402 | 995.9184 | 485.1237 | 680.5402 | 882.1654 | 680.5402 | 4963 | 680.5402 | 882.1654 | 995.9184 | 485.1237 | 6929 | 3452 | 299 | 2083 | 5967 | 6067 | 6347 | 8686 | 726.1979 | 860.2363 | 976.8708 | 324.3032
| 4964 | 783.5226 | 759.8885 | 858.1228 | 759.8885 | 759.8885 | 858.1228 | 759.8885 | 759.8885 | 858.1228 | 759.8885 | 978.2313 | 479.4864 | 759.8885 | 858.1228 | 759.8885 | 4964 | 759.8885 | 858.1228 | 978.2313 | 479.4864 | 3626 | 5117 | 4494 | 2156 | 3265 | 2402 | 6343 | 8001 | 726.1979 | 860.2279 | 976.8708 | 324.1466
| 4965 | 780.8071 | 752.9678 | 861.302 | 752.9678 | 752.9678 | 861.302 | 752.9678 | 752.9678 | 861.302 | 752.9678 | 993.1973 | 469.1513 | 752.9678 | 861.302 | 752.9678 | 4965 | 752.9678 | 861.3021 | 993.1973 | 469.1513 | 3905 | 4901 | 640 | 2321 | 2982 | 2172 | 6333 | 7869 | 726.1979 | 860.2279 | 976.8708 | 324.1466
| 4966 | 767.3397 | 726.3421 | 871.1488 | 726.3421 | 726.3421 | 871.1488 | 726.3421 | 726.3421 | 871.1488 | 726.3421 | 994.5578 | 452.8656 | 726.3421 | 871.1488 | 726.3421 | 4966 | 726.3421 | 871.1488 | 994.5578 | 452.8656 | 4953 | 4199 | 484 | 2613 | 6234 | 748 | 6298 | 6566 | 726.1499 | 860.2099 | 976.8708 | 324.1466
| 4967 | 735.4509 | 680.4441 | 877.2116 | 680.4441 | 680.4441 | 877.2116 | 680.4441 | 680.4441 | 877.2116 | 680.4441 | 972.7891 | 371.1243 | 680.4441 | 877.2116 | 680.4441 | 4967 | 680.4441 | 877.2116 | 972.7891 | 371.1243 | 6935 | 3820 | 6285 | 4036 | 4843 | 4924 | 6258 | 6434 | 726.1499 | 860.2019 | 976.8708 | 324.1466
| 4968 | 726.948 | 652.9053 | 876.9134 | 652.9053 | 652.9053 | 876.9134 | 652.9053 | 652.9053 | 876.9134 | 652.9053 | 993.1973 | 453.1788 | 652.9053 | 876.9134 | 652.9053 | 4968 | 652.9053 | 876.9134 | 993.1973 | 453.1788 | 7776 | 3835 | 639 | 2610 | 2096 | 6097 | 6257 | 6310 | 726.1499 | 860.1983 | 976.8708 | 324.1466
| 4969 | 717.3983 | 622.4348 | 880.4474 | 622.4348 | 622.4348 | 880.4474 | 622.4348 | 622.4348 | 880.4474 | 622.4348 | 990.4762 | 551.8321 | 622.4348 | 880.4474 | 622.4348 | 4969 | 622.4348 | 880.4474 | 990.4762 | 551.8321 | 8368 | 3575 | 1035 | 1283 | 5903 | 5853 | 6232 | 5114 | 726.0537 | 860.1983 | 976.8708 | 324.1466
| 4970 | 713.1283 | 629.2113 | 889.3697 | 629.2113 | 629.2113 | 889.3697 | 629.2113 | 629.2113 | 889.3697 | 629.2113 | 998.6395 | 393.9868 | 629.2113 | 889.3697 | 629.2113 | 4970 | 629.2113 | 889.3697 | 998.6395 | 393.9869 | 8238 | 2889 | 98 | 3597 | 4058 | 6762 | 6228 | 3677 | 726.0537 | 860.1611 | 976.8708 | 324.1466
| 4971 | 732.2579 | 660.1624 | 874.1179 | 660.1624 | 660.1624 | 874.1179 | 660.1624 | 660.1624 | 874.1179 | 660.1624 | 995.9184 | 477.9205 | 660.1624 | 874.1179 | 660.1624 | 4971 | 660.1625 | 874.1179 | 995.9184 | 477.9205 | 7580 | 4022 | 298 | 2179 | 7574 | 167 | 6179 | 1986 | 726.0057 | 860.1506 | 976.8708 | 324.1466
| 4972 | 725.6673 | 658.6726 | 867.3733 | 658.6726 | 658.6726 | 867.3733 | 658.6726 | 658.6726 | 867.3733 | 658.6726 | 986.3946 | 434.0745 | 658.6726 | 867.3733 | 658.6726 | 4972 | 658.6726 | 867.3733 | 986.3946 | 434.0745 | 7613 | 4450 | 1876 | 2923 | 5985 | 6798 | 6175 | 1024 | 726.0057 | 860.1208 | 976.8708 | 324.1466
| 4973 | 726.8912 | 650.1658 | 878.3595 | 650.1658 | 650.1658 | 878.3595 | 650.1658 | 650.1658 | 878.3595 | 650.1658 | 989.1156 | 472.5963 | 650.1658 | 878.3595 | 650.1658 | 4973 | 650.1658 | 878.3595 | 989.1157 | 472.5963 | 7839 | 3716 | 1208 | 2258 | 4590 | 6568 | 6165 | 8368 | 726.0057 | 860.1208 | 976.8708 | 323.8334
| 4974 | 747.2458 | 683.3277 | 873.042 | 683.3277 | 683.3277 | 873.042 | 683.3277 | 683.3277 | 873.042 | 683.3277 | 995.9184 | 506.7335 | 683.3277 | 873.042 | 683.3277 | 4974 | 683.3277 | 873.042 | 995.9184 | 506.7335 | 6814 | 4079 | 297 | 1804 | 2743 | 3815 | 6130 | 6380 | 725.9576 | 860.1109 | 976.8708 | 323.8334
| 4975 | 738.6013 | 690.3446 | 860.7369 | 690.3446 | 690.3446 | 860.7369 | 690.3446 | 690.3446 | 860.7369 | 690.3446 | 974.1497 | 400.5637 | 690.3446 | 860.7369 | 690.3446 | 4975 | 690.3446 | 860.7369 | 974.1497 | 400.5637 | 6484 | 4934 | 5867 | 3480 | 8222 | 1978 | 6090 | 5623 | 725.9096 | 860.0257 | 976.8708 | 323.8334
| 4976 | 721.5553 | 661.7485 | 861.6273 | 661.7485 | 661.7485 | 861.6273 | 661.7485 | 661.7485 | 861.6273 | 661.7485 | 986.3946 | 374.8826 | 661.7485 | 861.6273 | 661.7485 | 4976 | 661.7485 | 861.6273 | 986.3946 | 374.8826 | 7537 | 4878 | 1875 | 3967 | 6784 | 7376 | 6089 | 4288 | 725.9096 | 860.0248 | 976.8708 | 323.8334
| 4977 | 700.652 | 646.5613 | 782.8266 | 646.5613 | 646.5613 | 782.8266 | 646.5613 | 646.5613 | 782.8266 | 646.5613 | 982.3129 | 523.0191 | 646.5613 | 782.8266 | 646.5613 | 4977 | 646.5613 | 782.8266 | 982.3129 | 523.0191 | 7919 | 7164 | 3303 | 1608 | 5700 | 320 | 6064 | 229 | 725.9096 | 860.0248 | 976.8708 | 323.6768
| 4978 | 684.7368 | 663.0942 | 648.0438 | 663.0942 | 663.0942 | 648.0438 | 663.0942 | 663.0942 | 648.0438 | 663.0942 | 985.034 | 704.3533 | 663.0942 | 648.0438 | 663.0942 | 4978 | 663.0942 | 648.0438 | 985.034 | 704.3533 | 7499 | 8414 | 2220 | 267 | 686 | 5888 | 6060 | 7307 | 725.9096 | 860.0114 | 976.8708 | 323.5202
| 4979 | 679.2979 | 657.2307 | 683.7537 | 657.2307 | 657.2307 | 683.7537 | 657.2307 | 657.2307 | 683.7537 | 657.2307 | 971.4286 | 545.8816 | 657.2307 | 683.7537 | 657.2307 | 4979 | 657.2307 | 683.7537 | 971.4286 | 545.8816 | 7653 | 8184 | 6680 | 1343 | 8690 | 1229 | 6011 | 4734 | 725.7173 | 860.0105 | 976.8708 | 323.5202
| 4980 | 674.2666 | 652.9533 | 671.8636 | 652.9533 | 652.9533 | 671.8636 | 652.9533 | 652.9533 | 671.8636 | 652.9533 | 956.4626 | 572.1892 | 652.9533 | 671.8636 | 652.9533 | 4980 | 652.9533 | 671.8636 | 956.4626 | 572.1892 | 7774 | 8283 | 8441 | 1073 | 8626 | 783 | 6007 | 4161 | 725.7173 | 860.0105 | 976.8708 | 323.5202
| 4981 | 692.5135 | 662.9019 | 661.1232 | 662.9019 | 662.9019 | 661.1232 | 662.9019 | 662.9019 | 661.1232 | 662.9019 | 963.2653 | 784.2155 | 662.9019 | 661.1232 | 662.9019 | 4981 | 662.9019 | 661.1232 | 963.2653 | 784.2155 | 7505 | 8351 | 8098 | 73 | 7011 | 753 | 5997 | 3634 | 725.7173 | 860.0086 | 976.8708 | 323.5202
| 4982 | 685.7143 | 661.4601 | 657.9777 | 661.4601 | 661.4601 | 683.6488 | 661.4601 | 661.4601 | 657.9777 | 661.4601 | 975.5102 | 675.2271 | 661.4601 | 657.9777 | 661.4601 | 4982 | 661.4601 | 657.9777 | 975.5102 | 675.2271 | 7544 | 8369 | 5447 | 376 | 6611 | 7806 | 5962 | 2336 | 725.7173 | 859.9249 | 976.8708 | 323.5202
| 4983 | 710.2351 | 675.3977 | 706.1743 | 675.3977 | 675.3977 | 706.1743 | 675.3977 | 675.3977 | 706.1743 | 675.3977 | 997.2789 | 718.1334 | 675.3977 | 706.1743 | 675.3977 | 4983 | 675.3977 | 706.1743 | 997.2789 | 718.1334 | 7127 | 7970 | 179 | 223 | 6514 | 57 | 5922 | 1363 | 725.7173 | 859.9235 | 976.8708 | 323.5202
| 4984 | 684.7131 | 683.8564 | 697.9647 | 683.8564 | 683.8564 | 697.9647 | 683.8564 | 683.8564 | 697.9647 | 683.8564 | 985.034 | 338.2399 | 683.8564 | 697.9647 | 683.8564 | 4984 | 683.8564 | 697.9647 | 985.034 | 338.2399 | 6784 | 8047 | 2219 | 4678 | 2223 | 5996 | 5921 | 251 | 725.7173 | 859.9141 | 976.8708 | 323.5202
| 4985 | 707.7063 | 699.7645 | 708.1464 | 699.7645 | 699.7645 | 708.1464 | 699.7645 | 699.7645 | 708.1464 | 699.7645 | 998.6395 | 478.5468 | 699.7645 | 708.1464 | 699.7645 | 4985 | 699.7645 | 708.1464 | 998.6395 | 478.5468 | 6092 | 7945 | 97 | 2168 | 5274 | 6191 | 5896 | 3574 | 725.6693 | 859.9003 | 976.8708 | 323.4028
| 4986 | 722.5595 | 719.3733 | 678.8981 | 719.3733 | 719.3733 | 678.8981 | 719.3733 | 719.3733 | 678.8981 | 719.3733 | 953.7415 | 691.5127 | 719.3733 | 678.8981 | 719.3733 | 4986 | 719.3733 | 678.8981 | 953.7415 | 691.5127 | 5257 | 8223 | 8523 | 317 | 3007 | 1840 | 5892 | 8256 | 725.6692 | 859.8955 | 976.8708 | 323.2657
| 4987 | 780.6562 | 802.8548 | 699.5745 | 802.8548 | 802.8548 | 699.5745 | 802.8548 | 802.8548 | 699.5745 | 802.8548 | 975.5102 | 732.5399 | 802.8548 | 699.5745 | 802.8548 | 4987 | 802.8548 | 699.5745 | 975.5102 | 732.5399 | 2132 | 8037 | 5446 | 181 | 1164 | 128 | 5843 | 8245 | 725.6212 | 859.8589 | 976.8708 | 323.207
| 4988 | 744.7803 | 812.6592 | 679.3367 | 812.6592 | 812.6592 | 679.3367 | 812.6592 | 812.6592 | 679.3367 | 812.6592 | 972.7891 | 235.5152 | 812.6592 | 679.3367 | 812.6592 | 4988 | 812.6592 | 679.3367 | 972.7891 | 235.5152 | 1834 | 8218 | 6284 | 7918 | 6472 | 5607 | 5839 | 3434 | 725.5731 | 859.854 | 976.8708 | 323.207
| 4989 | 764.84 | 810.112 | 700.6911 | 810.112 | 810.112 | 700.6911 | 810.112 | 810.112 | 700.6911 | 810.112 | 976.8707 | 447.2283 | 810.112 | 700.6911 | 810.112 | 4989 | 810.112 | 700.6911 | 976.8708 | 447.2283 | 1904 | 8025 | 5029 | 2709 | 6467 | 6220 | 5829 | 183 | 725.5731 | 859.842 | 976.8708 | 323.207
| 4990 | 749.68 | 789.59 | 708.085 | 789.59 | 789.59 | 708.085 | 789.59 | 789.59 | 708.085 | 789.59 | 989.1156 | 357.3442 | 789.59 | 708.085 | 789.59 | 4990 | 789.59 | 708.085 | 989.1157 | 357.3442 | 2557 | 7948 | 1207 | 4309 | 854 | 8189 | 5794 | 8674 | 725.501 | 859.8408 | 976.8708 | 322.8938
| 4991 | 710.4197 | 729.5622 | 695.643 | 729.5622 | 729.5622 | 695.643 | 729.5622 | 729.5622 | 695.643 | 729.5622 | 978.2313 | 348.575 | 729.5622 | 695.643 | 729.5622 | 4991 | 729.5622 | 695.643 | 978.2313 | 348.575 | 4839 | 8061 | 4493 | 4491 | 6626 | 653 | 5754 | 6669 | 725.477 | 859.8408 | 976.8708 | 322.8938
| 4992 | 684.2496 | 675.8783 | 686.0525 | 675.8783 | 675.8783 | 686.0525 | 675.8783 | 675.8783 | 686.0525 | 675.8783 | 970.068 | 458.1898 | 675.8783 | 686.0525 | 675.8783 | 4992 | 675.8783 | 686.0525 | 970.068 | 458.1898 | 7105 | 8162 | 7067 | 2516 | 2009 | 7808 | 5753 | 2535 | 725.477 | 859.8381 | 976.8708 | 322.8938
| 4993 | 686.6186 | 676.6953 | 686.6491 | 676.6953 | 676.6953 | 686.6491 | 676.6953 | 676.6953 | 686.6491 | 676.6953 | 979.5918 | 472.9095 | 676.6953 | 686.6491 | 676.6953 | 4993 | 676.6953 | 686.6491 | 979.5918 | 472.9095 | 7074 | 8157 | 4103 | 2256 | 1980 | 5646 | 5728 | 2420 | 725.4289 | 859.8325 | 976.8708 | 322.8938
| 4994 | 675.0546 | 664.9685 | 687.7741 | 664.9685 | 664.9685 | 687.7741 | 664.9685 | 664.9685 | 687.7741 | 664.9685 | 968.7075 | 411.212 | 664.9685 | 687.7741 | 664.9685 | 4994 | 664.9685 | 687.7741 | 968.7075 | 411.212 | 7437 | 8146 | 7371 | 3297 | 5616 | 8042 | 5724 | 1701 | 725.3809 | 859.8282 | 976.8708 | 322.8938
| 4995 | 662.3158 | 634.6422 | 689.4832 | 634.6422 | 634.6422 | 689.4832 | 634.6422 | 634.6422 | 689.4832 | 634.6422 | 974.1497 | 463.2008 | 634.6422 | 689.4832 | 634.6422 | 4995 | 634.6422 | 689.4832 | 974.1497 | 463.2008 | 8156 | 8127 | 5866 | 2430 | 3999 | 506 | 5675 | 8253 | 725.3809 | 859.8282 | 976.8708 | 322.7546
| 4996 | 665.194 | 643.5334 | 675.4545 | 643.5334 | 643.5334 | 675.4545 | 643.5334 | 643.5334 | 675.4545 | 643.5334 | 980.9524 | 481.6787 | 643.5334 | 675.4545 | 643.5334 | 4996 | 643.5334 | 675.4545 | 980.9524 | 481.6787 | 7986 | 8256 | 3777 | 2131 | 3231 | 46 | 5671 | 7136 | 725.3809 | 859.8282 | 976.8708 | 322.7372
| 4997 | 692.4698 | 708.6557 | 687.0265 | 708.6557 | 708.6557 | 687.0265 | 708.6557 | 708.6557 | 687.0265 | 708.6557 | 980.9524 | 296.2731 | 708.6557 | 687.0265 | 708.6557 | 4997 | 708.6557 | 687.0265 | 980.9524 | 296.2731 | 5695 | 8152 | 3776 | 5755 | 7038 | 5777 | 5661 | 7281 | 725.3328 | 859.8276 | 976.8708 | 322.5807
| 4998 | 695.7876 | 696.4964 | 676.6278 | 696.4964 | 696.4964 | 676.6278 | 696.4964 | 696.4964 | 676.6278 | 696.4964 | 987.7551 | 474.7886 | 696.4964 | 676.6278 | 696.4964 | 4998 | 696.4964 | 676.6278 | 987.7551 | 474.7886 | 6217 | 8243 | 1512 | 2232 | 8056 | 1230 | 5626 | 6729 | 725.2848 | 859.8242 | 976.8708 | 322.5807
| 4999 | 691.9859 | 680.348 | 688.9443 | 680.348 | 680.348 | 688.9443 | 680.348 | 680.348 | 688.9443 | 680.348 | 976.8707 | 512.3708 | 680.348 | 688.9443 | 680.348 | 4999 | 680.348 | 688.9443 | 976.8708 | 512.3708 | 6939 | 8135 | 5028 | 1742 | 6011 | 784 | 5586 | 5497 | 725.2848 | 859.8242 | 976.8708 | 322.5807
| 5000 | 668.9332 | 662.3252 | 692.6657 | 662.3252 | 662.3252 | 692.6657 | 662.3252 | 662.3252 | 692.6657 | 662.3252 | 978.2313 | 317.5697 | 662.3252 | 692.6657 | 662.3252 | 5000 | 662.3252 | 692.6657 | 978.2313 | 317.5697 | 7519 | 8092 | 4492 | 5112 | 5320 | 2375 | 5585 | 4681 | 725.2848 | 859.8019 | 976.8708 | 322.5806
| 5001 | 705.9822 | 674.6287 | 702.4998 | 674.6287 | 674.6287 | 702.4998 | 674.6287 | 674.6287 | 702.4998 | 674.6287 | 971.4286 | 705.2928 | 674.6287 | 702.4998 | 674.6287 | 5001 | 674.6287 | 702.4998 | 971.4286 | 705.2928 | 7154 | 8002 | 6679 | 261 | 520 | 118 | 5560 | 3916 | 725.2848 | 859.795 | 976.8708 | 322.5806
| 5002 | 739.1726 | 687.9896 | 782.1382 | 687.9896 | 687.9896 | 782.1382 | 687.9896 | 687.9896 | 782.1382 | 687.9896 | 960.5442 | 755.4024 | 687.9896 | 782.1382 | 687.9896 | 5002 | 687.9896 | 782.1382 | 960.5442 | 755.4024 | 6601 | 7169 | 8233 | 133 | 5231 | 6050 | 5556 | 1738 | 725.1886 | 859.7887 | 976.8708 | 322.5806
| 5003 | 727.4041 | 676.8876 | 744.7425 | 676.8876 | 676.8876 | 744.7425 | 676.8876 | 676.8876 | 744.7425 | 676.8876 | 976.8707 | 812.7153 | 676.8876 | 744.7425 | 676.8876 | 5003 | 676.8876 | 744.7425 | 976.8708 | 812.7153 | 7066 | 7539 | 5027 | 41 | 8078 | 6060 | 5507 | 8272 | 725.1406 | 859.7353 | 976.8708 | 322.2675
| 5004 | 712.345 | 685.4905 | 741.6489 | 685.4905 | 685.4905 | 741.6489 | 685.4905 | 685.4905 | 741.6489 | 685.4905 | 967.3469 | 554.964 | 685.4905 | 741.6489 | 685.4905 | 5004 | 685.4905 | 741.6489 | 967.3469 | 554.964 | 6708 | 7569 | 7592 | 1247 | 7278 | 3823 | 5503 | 7786 | 725.1406 | 859.7151 | 976.8708 | 322.2675
| 5005 | 738.0973 | 690.8733 | 775.7521 | 690.8733 | 690.8733 | 775.7521 | 690.8733 | 690.8733 | 775.7521 | 690.8733 | 940.1361 | 763.2321 | 690.8733 | 775.7521 | 690.8733 | 5005 | 690.8733 | 775.7521 | 940.1361 | 763.2321 | 6468 | 7205 | 8677 | 116 | 6747 | 2186 | 5493 | 5633 | 725.1406 | 859.7109 | 976.8708 | 322.2675
| 5006 | 740.0545 | 693.7569 | 774.1947 | 693.7569 | 693.7569 | 774.1947 | 693.7569 | 693.7569 | 774.1947 | 693.7569 | 946.9388 | 766.9903 | 693.7569 | 774.1947 | 693.7569 | 5006 | 693.7569 | 774.1947 | 946.9388 | 766.9903 | 6347 | 7218 | 8574 | 102 | 4562 | 4880 | 5458 | 5529 | 725.1406 | 859.7049 | 976.8708 | 322.2675
| 5007 | 749.3963 | 722.7856 | 770.0315 | 722.7856 | 722.7856 | 770.0315 | 722.7856 | 722.7856 | 770.0315 | 722.7856 | 979.5918 | 649.5459 | 722.7856 | 770.0315 | 722.7856 | 5007 | 722.7856 | 770.0315 | 979.5918 | 649.5459 | 5111 | 7252 | 4102 | 498 | 542 | 8453 | 5418 | 4512 | 725.1406 | 859.7025 | 976.8708 | 322.2675
| 5008 | 746.5255 | 728.5529 | 754.1183 | 728.5529 | 728.5529 | 754.1183 | 728.5529 | 728.5529 | 754.1183 | 728.5529 | 970.068 | 636.3921 | 728.5529 | 754.1183 | 728.5529 | 5008 | 728.5529 | 754.1183 | 970.068 | 636.3921 | 4867 | 7421 | 7066 | 583 | 7182 | 2613 | 5417 | 3892 | 725.0925 | 859.6588 | 976.8708 | 322.2675
| 5009 | 728.639 | 720.3345 | 771.8665 | 720.3345 | 720.3345 | 771.8665 | 720.3345 | 720.3345 | 771.8665 | 720.3345 | 972.7891 | 378.0144 | 720.3345 | 771.8665 | 720.3345 | 5009 | 720.3345 | 771.8665 | 972.7891 | 378.0144 | 5218 | 7236 | 6283 | 3898 | 3372 | 5732 | 5392 | 1703 | 725.0925 | 859.6587 | 976.8708 | 322.2675
| 5010 | 757.3451 | 731.2443 | 752.7699 | 731.2443 | 731.2443 | 752.7699 | 731.2443 | 731.2443 | 752.7699 | 731.2443 | 986.3946 | 755.4024 | 731.2443 | 752.7699 | 731.2443 | 5010 | 731.2443 | 752.7699 | 986.3946 | 755.4024 | 4768 | 7438 | 1874 | 132 | 3038 | 6039 | 5388 | 6914 | 725.0925 | 859.6534 | 976.8708 | 321.9543
| 5011 | 817.4396 | 836.6896 | 844.1404 | 836.6896 | 836.6896 | 844.1404 | 836.6896 | 836.6896 | 844.1404 | 836.6896 | 970.068 | 404.0088 | 836.6896 | 844.1404 | 836.6896 | 5011 | 836.6896 | 844.1404 | 970.068 | 404.0088 | 1273 | 5987 | 7065 | 3410 | 2697 | 2209 | 5339 | 1699 | 725.0445 | 859.6439 | 976.8708 | 321.9543
| 5012 | 816.2777 | 833.3734 | 857.2414 | 833.3734 | 833.3734 | 857.2414 | 833.3734 | 833.3734 | 857.2414 | 833.3734 | 983.6735 | 348.2618 | 833.3734 | 857.2414 | 833.3734 | 5012 | 833.3734 | 857.2414 | 983.6735 | 348.2618 | 1332 | 5173 | 2693 | 4498 | 1951 | 7293 | 5335 | 8227 | 725.0445 | 859.6419 | 976.8708 | 321.6411
| 5013 | 825.3316 | 832.4122 | 862.1177 | 832.4122 | 832.4122 | 862.1177 | 832.4122 | 832.4122 | 862.1177 | 832.4122 | 983.6735 | 463.2008 | 832.4122 | 862.1177 | 832.4122 | 5013 | 832.4122 | 862.1177 | 983.6735 | 463.2008 | 1348 | 4841 | 2692 | 2429 | 1718 | 7256 | 5325 | 6119 | 725.0445 | 859.64 | 976.8708 | 321.6411
| 5014 | 823.187 | 794.8287 | 893.6867 | 794.8287 | 794.8287 | 893.6867 | 794.8287 | 794.8287 | 893.6867 | 794.8287 | 979.5918 | 611.6505 | 794.8287 | 893.6867 | 794.8287 | 5014 | 794.8287 | 893.6867 | 979.5918 | 611.6505 | 2373 | 2567 | 4101 | 735 | 1376 | 6032 | 5290 | 5683 | 724.9964 | 859.6181 | 976.8708 | 321.6411
| 5015 | 778.8917 | 745.3742 | 877.9282 | 745.3742 | 745.3742 | 877.9282 | 745.3742 | 745.3742 | 877.9282 | 745.3742 | 993.1973 | 436.58 | 745.3742 | 877.9282 | 745.3742 | 5015 | 745.3742 | 877.9282 | 993.1973 | 436.58 | 4167 | 3758 | 638 | 2878 | 6718 | 6692 | 5250 | 5180 | 724.9483 | 859.6173 | 976.8708 | 321.6411
| 5016 | 753.0366 | 700.7257 | 872.7981 | 700.7257 | 700.7257 | 872.7981 | 700.7257 | 700.7257 | 872.7981 | 700.7257 | 982.3129 | 463.2008 | 700.7257 | 872.7981 | 700.7257 | 5016 | 700.7257 | 872.7981 | 982.3129 | 463.2008 | 6057 | 4094 | 3302 | 2428 | 7280 | 2620 | 5249 | 3844 | 724.8522 | 859.6061 | 976.8708 | 321.6411
| 5017 | 755.9107 | 698.8994 | 874.3666 | 698.8994 | 698.8994 | 874.3666 | 698.8994 | 698.8994 | 874.3666 | 698.8994 | 994.5578 | 499.5302 | 698.8994 | 874.3666 | 698.8994 | 5017 | 698.8994 | 874.3666 | 994.5578 | 499.5302 | 6134 | 4009 | 483 | 1895 | 5945 | 4672 | 5224 | 3138 | 724.8522 | 859.6059 | 976.8708 | 321.6411
| 5018 | 725.3272 | 672.1296 | 870.2715 | 672.1296 | 672.1296 | 870.2715 | 672.1296 | 672.1296 | 870.2715 | 672.1296 | 990.4762 | 305.9818 | 672.1296 | 870.2715 | 672.1296 | 5018 | 672.1296 | 870.2715 | 990.4762 | 305.9818 | 7233 | 4267 | 1034 | 5441 | 3510 | 2713 | 5220 | 2324 | 724.8522 | 859.5876 | 976.8708 | 321.6411
| 5019 | 737.648 | 675.1093 | 870.932 | 675.1093 | 675.1093 | 870.932 | 675.1093 | 675.1093 | 870.932 | 675.1093 | 975.5102 | 466.959 | 675.1093 | 870.932 | 675.1093 | 5019 | 675.1093 | 870.932 | 975.5102 | 466.959 | 7134 | 4215 | 5445 | 2349 | 4092 | 6737 | 5171 | 2145 | 724.7561 | 859.5194 | 976.8708 | 321.6411
| 5020 | 729.2761 | 656.1734 | 866.6591 | 656.1734 | 656.1734 | 866.6591 | 656.1734 | 656.1734 | 866.6591 | 656.1734 | 979.5918 | 514.2499 | 656.1734 | 866.6591 | 656.1734 | 5020 | 656.1734 | 866.6591 | 979.5918 | 514.2499 | 7686 | 4491 | 4100 | 1720 | 3857 | 5091 | 5167 | 691 | 724.7561 | 859.519 | 976.8708 | 321.6411
| 5021 | 735.2183 | 683.6161 | 875.0569 | 683.6161 | 683.6161 | 875.0569 | 683.6161 | 683.6161 | 875.0569 | 683.6161 | 985.034 | 338.8663 | 683.6161 | 875.0569 | 683.6161 | 5021 | 683.6161 | 875.0569 | 985.034 | 338.8663 | 6801 | 3967 | 2218 | 4671 | 3833 | 6452 | 5157 | 3529 | 724.7561 | 859.5151 | 976.8708 | 321.4323
| 5022 | 746.0901 | 697.2653 | 852.363 | 697.2653 | 697.2653 | 852.363 | 697.2653 | 697.2653 | 852.363 | 697.2653 | 965.9864 | 491.7006 | 697.2653 | 852.363 | 697.2653 | 5022 | 697.2653 | 852.363 | 965.9864 | 491.7006 | 6179 | 5464 | 7861 | 1996 | 7138 | 6721 | 5122 | 8522 | 724.708 | 859.4736 | 976.8708 | 321.3279
| 5023 | 737.7265 | 678.3294 | 868.8626 | 678.3294 | 678.3294 | 868.8626 | 678.3294 | 678.3294 | 868.8626 | 678.3294 | 978.2313 | 447.8547 | 678.3294 | 868.8626 | 678.3294 | 5023 | 678.3294 | 868.8626 | 978.2313 | 447.8547 | 7007 | 4344 | 4491 | 2697 | 1953 | 7167 | 5082 | 7575 | 724.708 | 859.4388 | 976.8708 | 321.3279
| 5024 | 734.7603 | 686.8842 | 869.6604 | 686.8842 | 686.8842 | 869.6604 | 686.8842 | 686.8842 | 869.6604 | 686.8842 | 980.9524 | 331.9762 | 686.8842 | 869.6604 | 686.8842 | 5024 | 686.8842 | 869.6604 | 980.9524 | 331.9762 | 6655 | 4286 | 3775 | 4796 | 7807 | 918 | 5081 | 5600 | 724.66 | 859.4273 | 976.8708 | 321.3279
| 5025 | 749.8871 | 695.7755 | 868.3872 | 695.7755 | 695.7755 | 868.3872 | 695.7755 | 695.7755 | 868.3872 | 695.7755 | 982.3129 | 476.3545 | 695.7755 | 868.3872 | 695.7755 | 5025 | 695.7755 | 868.3872 | 982.3129 | 476.3545 | 6249 | 4389 | 3301 | 2206 | 7000 | 475 | 5056 | 4105 | 724.66 | 859.4246 | 976.8708 | 321.3279
| 5026 | 731.8055 | 691.1136 | 835.9593 | 691.1136 | 691.1136 | 835.9593 | 691.1136 | 691.1136 | 835.9593 | 691.1136 | 978.2313 | 394.3 | 691.1136 | 835.9593 | 691.1136 | 5026 | 691.1136 | 835.9593 | 978.2313 | 394.3 | 6459 | 6391 | 4490 | 3593 | 2958 | 1927 | 5052 | 3678 | 724.6119 | 859.4142 | 976.8708 | 321.3279
| 5027 | 746.9779 | 697.8421 | 834.6592 | 697.8421 | 697.8421 | 834.6592 | 697.8421 | 697.8421 | 834.6592 | 697.8421 | 974.1497 | 562.1672 | 697.8421 | 834.6592 | 697.8421 | 5027 | 697.8421 | 834.6592 | 974.1497 | 562.1672 | 6164 | 6437 | 5865 | 1176 | 1901 | 4891 | 5003 | 3045 | 724.6119 | 859.4065 | 976.8708 | 321.3279
| 5028 | 769.5284 | 680.8286 | 878.2889 | 680.8286 | 680.8286 | 878.2889 | 680.8286 | 680.8286 | 878.2889 | 680.8286 | 983.6735 | 829.9405 | 680.8286 | 878.2889 | 680.8286 | 5028 | 680.8286 | 878.2889 | 983.6735 | 829.9405 | 6913 | 3723 | 2691 | 30 | 70 | 847 | 4999 | 2852 | 724.6119 | 859.4051 | 976.8708 | 321.3279
| 5029 | 782.0316 | 699.6684 | 896.5435 | 699.6684 | 699.6684 | 896.5435 | 699.6684 | 699.6684 | 896.5435 | 699.6684 | 965.9864 | 798.9352 | 699.6684 | 896.5435 | 699.6684 | 5029 | 699.6684 | 896.5435 | 965.9864 | 798.9352 | 6099 | 2359 | 7860 | 58 | 8551 | 6000 | 4989 | 207 | 724.5639 | 859.3917 | 976.8708 | 321.3279
| 5030 | 769.7671 | 707.8868 | 877.5394 | 707.8868 | 707.8868 | 877.5394 | 707.8868 | 707.8868 | 877.5394 | 707.8868 | 991.8367 | 611.6505 | 707.8868 | 877.5394 | 707.8868 | 5030 | 707.8868 | 877.5394 | 991.8367 | 611.6505 | 5729 | 3789 | 841 | 734 | 8263 | 7225 | 4954 | 8327 | 724.5639 | 859.386 | 976.8708 | 321.2888
| 5031 | 776.6667 | 716.778 | 871.8095 | 716.778 | 716.778 | 871.8095 | 716.778 | 716.778 | 871.8095 | 716.778 | 970.068 | 681.8039 | 716.778 | 871.8095 | 716.778 | 5031 | 716.778 | 871.8095 | 970.068 | 681.804 | 5360 | 4160 | 7064 | 349 | 6375 | 193 | 4914 | 8549 | 724.5158 | 859.3851 | 976.8708 | 321.0147
| 5032 | 782.6649 | 724.1794 | 884.3076 | 724.1794 | 724.1794 | 884.3076 | 724.1794 | 724.1794 | 884.3076 | 724.1794 | 983.6735 | 642.969 | 724.1794 | 884.3076 | 724.1794 | 5032 | 724.1794 | 884.3076 | 983.6735 | 642.969 | 5049 | 3298 | 2690 | 530 | 4217 | 4784 | 4913 | 8385 | 724.4677 | 859.364 | 976.8708 | 321.0147
| 5033 | 805.9649 | 727.3994 | 874.5149 | 727.3994 | 727.3994 | 874.5149 | 727.3994 | 727.3994 | 874.5149 | 727.3994 | 989.1156 | 977.1375 | 727.3994 | 874.5149 | 727.3994 | 5033 | 727.3994 | 874.5149 | 989.1157 | 977.1375 | 4911 | 4002 | 1206 | 2 | 3775 | 4889 | 4888 | 6578 | 724.4677 | 859.3484 | 976.8708 | 321.0147
| 5034 | 771.7106 | 734.3202 | 865.566 | 734.3202 | 734.3202 | 865.566 | 734.3202 | 734.3202 | 865.566 | 734.3202 | 982.3129 | 484.8105 | 734.3202 | 865.566 | 734.3202 | 5034 | 734.3202 | 865.566 | 982.3129 | 484.8105 | 4628 | 4590 | 3300 | 2087 | 1214 | 2259 | 4884 | 3873 | 724.4677 | 859.3394 | 976.8708 | 321.0147
| 5035 | 830.5467 | 833.2292 | 854.4133 | 833.2292 | 833.2292 | 854.4133 | 833.2292 | 833.2292 | 854.4133 | 833.2292 | 982.3129 | 561.8541 | 833.2292 | 854.4133 | 833.2292 | 5035 | 833.2292 | 854.4133 | 982.3129 | 561.8541 | 1336 | 5347 | 3299 | 1181 | 4578 | 1183 | 4835 | 3360 | 724.4197 | 859.327 | 976.8708 | 321.0147
| 5036 | 831.0986 | 839.6693 | 872.0106 | 839.6693 | 839.6693 | 872.0106 | 839.6693 | 839.6693 | 872.0106 | 839.6693 | 991.8367 | 438.1459 | 839.6693 | 872.0106 | 839.6693 | 5036 | 839.6693 | 872.0106 | 991.8367 | 438.1459 | 1227 | 4146 | 840 | 2855 | 772 | 5836 | 4831 | 2954 | 724.4197 | 859.3139 | 976.8708 | 321.0147
| 5037 | 822.34 | 831.6432 | 868.7196 | 831.6432 | 831.6432 | 868.7196 | 831.6432 | 831.6432 | 868.7196 | 831.6432 | 974.1497 | 410.5857 | 831.6432 | 868.7196 | 831.6432 | 5037 | 831.6432 | 868.7197 | 974.1497 | 410.5857 | 1373 | 4358 | 5864 | 3309 | 8753 | 2615 | 4821 | 2543 | 724.3716 | 859.2939 | 976.8708 | 321.0147
| 5038 | 823.7408 | 815.8793 | 896.4353 | 815.8793 | 815.8793 | 896.4353 | 815.8793 | 815.8793 | 896.4353 | 815.8793 | 971.4286 | 448.1679 | 815.8793 | 896.4353 | 815.8793 | 5038 | 815.8793 | 896.4353 | 971.4286 | 448.1679 | 1753 | 2368 | 6678 | 2693 | 8436 | 5606 | 4786 | 8128 | 724.3716 | 859.2668 | 976.8708 | 320.7015
| 5039 | 804.0858 | 767.6263 | 892.8982 | 767.6263 | 767.6263 | 892.8982 | 767.6263 | 767.6263 | 892.8982 | 767.6263 | 987.7551 | 556.8431 | 767.6263 | 892.8982 | 767.6263 | 5039 | 767.6263 | 892.8982 | 987.7551 | 556.8431 | 3370 | 2640 | 1511 | 1228 | 8578 | 912 | 4746 | 7959 | 724.3236 | 859.2569 | 976.8708 | 320.7015
| 5040 | 753.2079 | 710.0976 | 883.2346 | 710.0976 | 710.0976 | 883.2346 | 710.0976 | 710.0976 | 883.2346 | 710.0976 | 978.2313 | 352.9596 | 710.0976 | 883.2346 | 710.0976 | 5040 | 710.0976 | 883.2346 | 978.2313 | 352.9596 | 5640 | 3379 | 4489 | 4402 | 7164 | 2603 | 4745 | 7838 | 724.3236 | 859.2388 | 976.8708 | 320.7015
| 5041 | 748.4433 | 703.8497 | 862.0052 | 703.8497 | 703.8497 | 862.0052 | 703.8497 | 703.8497 | 862.0052 | 703.8497 | 989.1156 | 410.2725 | 703.8497 | 862.0052 | 703.8497 | 5041 | 703.8497 | 862.0052 | 989.1157 | 410.2725 | 5921 | 4849 | 1205 | 3314 | 3361 | 2516 | 4720 | 7794 | 724.3235 | 859.2181 | 976.8708 | 320.7015
| 5042 | 733.7316 | 684.6734 | 857.0981 | 684.6734 | 684.6734 | 857.0981 | 684.6734 | 684.6734 | 857.0981 | 684.6734 | 972.7891 | 393.6737 | 684.6734 | 857.0981 | 684.6734 | 5042 | 684.6734 | 857.0981 | 972.7891 | 393.6737 | 6752 | 5184 | 6282 | 3602 | 6013 | 220 | 4716 | 7195 | 724.2755 | 859.2158 | 976.8708 | 320.7015
| 5043 | 731.8476 | 681.4101 | 868.6354 | 681.4101 | 681.4101 | 868.6354 | 681.4101 | 681.4101 | 868.6354 | 681.4101 | 987.7551 | 332.2894 | 681.4101 | 868.6354 | 681.4101 | 5043 | 681.4101 | 868.6354 | 987.7551 | 332.2894 | 6889 | 4363 | 1510 | 4791 | 7784 | 1890 | 4667 | 7073 | 724.2274 | 859.1953 | 976.8708 | 320.7015
| 5044 | 717.3204 | 666.79 | 854.7008 | 666.79 | 666.79 | 854.7008 | 666.79 | 666.79 | 854.7008 | 666.79 | 991.8367 | 297.5258 | 666.79 | 854.7008 | 666.79 | 5044 | 666.79 | 854.7008 | 991.8367 | 297.5258 | 7386 | 5330 | 839 | 5714 | 6873 | 7 | 4663 | 4616 | 724.2274 | 859.1678 | 976.8708 | 320.7015
| 5045 | 739.1029 | 680.5402 | 895.6735 | 680.5402 | 680.5402 | 895.6735 | 680.5402 | 680.5402 | 895.6735 | 680.5402 | 972.7891 | 347.6355 | 680.5402 | 895.6735 | 680.5402 | 5045 | 680.5402 | 895.6735 | 972.7891 | 347.6355 | 6928 | 2417 | 6281 | 4508 | 6508 | 992 | 4653 | 3417 | 724.2274 | 859.1507 | 976.8708 | 320.7015
| 5046 | 717.3045 | 644.5427 | 875.0809 | 644.5427 | 644.5427 | 875.0809 | 644.5427 | 644.5427 | 875.0809 | 644.5427 | 985.034 | 400.5637 | 644.5427 | 875.0809 | 644.5427 | 5046 | 644.5427 | 875.0809 | 985.034 | 400.5637 | 7956 | 3965 | 2217 | 3479 | 3888 | 762 | 4618 | 1101 | 724.2274 | 859.1507 | 976.8708 | 320.7015
| 5047 | 716.4927 | 646.7054 | 875.3843 | 646.7054 | 646.7054 | 875.3843 | 646.7054 | 646.7054 | 875.3843 | 646.7054 | 975.5102 | 380.2067 | 646.7054 | 875.3843 | 646.7054 | 5047 | 646.7054 | 875.3843 | 975.5102 | 380.2067 | 7914 | 3943 | 5444 | 3840 | 8145 | 3899 | 4578 | 592 | 724.1794 | 859.1322 | 976.8708 | 320.7015
| 5048 | 711.6184 | 648.8682 | 876.9346 | 648.8682 | 648.8682 | 876.9346 | 648.8682 | 648.8682 | 876.9346 | 648.8682 | 983.6735 | 280.3007 | 648.8682 | 876.9346 | 648.8682 | 5048 | 648.8682 | 876.9346 | 983.6735 | 280.3007 | 7876 | 3834 | 2689 | 6362 | 5704 | 6697 | 4577 | 8478 | 724.1794 | 859.1224 | 976.8708 | 320.451
| 5049 | 727.1056 | 645.6962 | 854.989 | 645.6962 | 645.6962 | 854.989 | 645.6962 | 645.6962 | 854.989 | 645.6962 | 978.2313 | 615.7219 | 645.6962 | 854.989 | 645.6962 | 5049 | 645.6962 | 854.989 | 978.2313 | 615.7219 | 7932 | 5313 | 4488 | 709 | 5032 | 6699 | 4552 | 7091 | 724.1794 | 859.1223 | 976.8708 | 320.3884
| 5050 | 684.139 | 643.6776 | 720.3876 | 643.6776 | 643.6776 | 720.3876 | 643.6776 | 643.6776 | 720.3876 | 643.6776 | 978.2313 | 568.7441 | 643.6776 | 720.3876 | 643.6776 | 5050 | 643.6776 | 720.3876 | 978.2313 | 568.7441 | 7977 | 7792 | 4487 | 1116 | 609 | 6318 | 4548 | 6511 | 724.1794 | 859.1049 | 976.8708 | 320.3884
| 5051 | 687.9308 | 640.6017 | 730.4176 | 640.6017 | 640.6017 | 730.4176 | 640.6017 | 640.6017 | 730.4176 | 640.6017 | 974.1497 | 610.3977 | 640.6017 | 730.4176 | 640.6017 | 5051 | 640.6017 | 730.4176 | 974.1497 | 610.3978 | 8041 | 7682 | 5863 | 748 | 6198 | 5872 | 4499 | 6238 | 724.1313 | 859.1049 | 976.8708 | 320.3884
| 5052 | 714.6401 | 660.4989 | 861.4868 | 660.4989 | 660.4989 | 861.4868 | 660.4989 | 660.4989 | 861.4868 | 660.4989 | 976.8707 | 298.1522 | 660.4989 | 861.4868 | 660.4989 | 5052 | 660.4989 | 861.4868 | 976.8708 | 298.1522 | 7570 | 4891 | 5026 | 5696 | 4193 | 8018 | 4495 | 4874 | 724.1313 | 859.1027 | 976.8708 | 320.3884
| 5053 | 716.6984 | 668.8134 | 853.4146 | 668.8134 | 668.8134 | 853.4146 | 668.8134 | 668.8134 | 853.4146 | 668.8134 | 983.6735 | 285.938 | 668.8134 | 853.4146 | 668.8134 | 5053 | 668.8134 | 853.4146 | 983.6735 | 285.938 | 7336 | 5406 | 2688 | 6134 | 8095 | 482 | 4485 | 4285 | 724.0832 | 859.1026 | 976.8708 | 320.3884
| 5054 | 724.1188 | 651.3673 | 866.674 | 651.3673 | 651.3673 | 866.674 | 651.3673 | 651.3673 | 866.674 | 651.3673 | 983.6735 | 476.3545 | 651.3673 | 866.674 | 651.3673 | 5054 | 651.3673 | 866.674 | 983.6735 | 476.3545 | 7813 | 4489 | 2687 | 2205 | 6350 | 36 | 4450 | 3463 | 724.0832 | 859.1026 | 976.8708 | 320.3884
| 5055 | 716.9379 | 660.4989 | 874.6749 | 660.4989 | 660.4989 | 874.6749 | 660.4989 | 660.4989 | 874.6749 | 660.4989 | 970.068 | 284.3721 | 660.4989 | 874.6749 | 660.4989 | 5055 | 660.4989 | 874.6749 | 970.068 | 284.3721 | 7569 | 3991 | 7063 | 6194 | 4598 | 6728 | 4410 | 1681 | 724.0832 | 859.1003 | 976.8708 | 320.3884
| 5056 | 721.5406 | 647.5225 | 888.6506 | 647.5225 | 647.5225 | 888.6506 | 647.5225 | 647.5225 | 888.6506 | 647.5225 | 976.8707 | 389.9154 | 647.5225 | 888.6506 | 647.5225 | 5056 | 647.5225 | 888.6506 | 976.8708 | 389.9154 | 7903 | 2951 | 5025 | 3673 | 559 | 6746 | 4409 | 714 | 724.0832 | 859.0968 | 976.8708 | 320.3884
| 5057 | 742.8248 | 671.0242 | 886.5974 | 671.0242 | 671.0242 | 886.5974 | 671.0242 | 671.0242 | 886.5974 | 671.0242 | 978.2313 | 506.7335 | 671.0242 | 886.5974 | 671.0242 | 5057 | 671.0242 | 886.5974 | 978.2313 | 506.7335 | 7272 | 3109 | 4486 | 1803 | 8437 | 6 | 4384 | 8396 | 724.0352 | 859.0851 | 976.8708 | 320.0752
| 5058 | 739.4705 | 678.762 | 858.0995 | 678.762 | 678.762 | 858.0995 | 678.762 | 678.762 | 858.0995 | 678.762 | 983.6735 | 506.4203 | 678.762 | 858.0995 | 678.762 | 5058 | 678.762 | 858.0995 | 983.6735 | 506.4203 | 6993 | 5119 | 2686 | 1808 | 1045 | 5534 | 4380 | 8084 | 724.0352 | 859.0702 | 976.8708 | 320.0752
| 5059 | 814.6693 | 827.9425 | 841.8905 | 827.9425 | 827.9425 | 841.8905 | 827.9425 | 827.9425 | 841.8905 | 827.9425 | 927.8912 | 486.3764 | 827.9425 | 841.8905 | 827.9425 | 5059 | 827.9425 | 841.8905 | 927.8912 | 486.3765 | 1453 | 6117 | 8730 | 2065 | 8119 | 5887 | 4331 | 5070 | 723.9391 | 859.0593 | 976.8708 | 320.0752
| 5060 | 816.8149 | 831.2107 | 887.2325 | 831.2107 | 831.2107 | 887.2325 | 831.2107 | 831.2107 | 887.2325 | 831.2107 | 968.7075 | 268.0864 | 831.2107 | 887.2325 | 831.2107 | 5060 | 831.2107 | 887.2325 | 968.7075 | 268.0864 | 1389 | 3047 | 7370 | 6829 | 3220 | 148 | 4327 | 3078 | 723.9391 | 858.9921 | 976.8708 | 320.0752
| 5061 | 819.6767 | 840.5344 | 873.6737 | 840.5344 | 840.5344 | 873.6737 | 840.5344 | 840.5344 | 873.6737 | 840.5344 | 960.5442 | 295.9599 | 840.5344 | 873.6737 | 840.5344 | 5061 | 840.5344 | 873.6737 | 960.5442 | 295.9599 | 1214 | 4048 | 8232 | 5764 | 583 | 191 | 4317 | 1507 | 723.9391 | 858.987 | 976.8708 | 320.0752
| 5062 | 805.8849 | 793.483 | 889.7179 | 793.483 | 793.483 | 889.7179 | 793.483 | 793.483 | 889.7179 | 793.483 | 974.1497 | 401.5033 | 793.483 | 889.7179 | 793.483 | 5062 | 793.483 | 889.7179 | 974.1497 | 401.5033 | 2428 | 2867 | 5862 | 3463 | 6270 | 8117 | 4282 | 548 | 723.8429 | 858.9761 | 976.8708 | 320.0752
| 5063 | 769.4481 | 754.3615 | 875.6088 | 754.3615 | 754.3615 | 875.6088 | 754.3615 | 754.3615 | 875.6088 | 754.3615 | 980.9524 | 253.9931 | 754.3615 | 875.6088 | 754.3615 | 5063 | 754.3615 | 875.6088 | 980.9524 | 253.9931 | 3845 | 3918 | 3774 | 7310 | 6119 | 581 | 4242 | 8661 | 723.8429 | 858.9761 | 976.8708 | 319.9577
| 5064 | 749.7323 | 707.5503 | 866.3557 | 707.5503 | 707.5503 | 866.3557 | 707.5503 | 707.5503 | 866.3557 | 707.5503 | 971.4286 | 398.9978 | 707.5503 | 866.3557 | 707.5503 | 5064 | 707.5503 | 866.3557 | 971.4286 | 398.9978 | 5747 | 4515 | 6677 | 3511 | 3322 | 1065 | 4241 | 8265 | 723.8429 | 858.9728 | 976.8708 | 319.9186
| 5065 | 759.0204 | 675.1093 | 936.1615 | 675.1093 | 675.1093 | 936.1615 | 675.1093 | 675.1093 | 936.1615 | 675.1093 | 968.7075 | 512.0576 | 675.1093 | 936.1615 | 675.1093 | 5065 | 675.1093 | 936.1615 | 968.7075 | 512.0576 | 7133 | 329 | 7369 | 1745 | 6342 | 6043 | 4216 | 8200 | 723.7468 | 858.948 | 976.8708 | 319.762
| 5066 | 727.0603 | 657.9036 | 922.6294 | 657.9036 | 657.9036 | 922.6294 | 657.9036 | 657.9036 | 922.6294 | 657.9036 | 967.3469 | 257.7513 | 657.9036 | 922.6294 | 657.9036 | 5066 | 657.9036 | 922.6294 | 967.3469 | 257.7513 | 7632 | 850 | 7591 | 7183 | 3232 | 6296 | 4212 | 7387 | 723.7468 | 858.9106 | 976.8708 | 319.762
| 5067 | 722.7848 | 648.3876 | 927.0374 | 648.3876 | 648.3876 | 927.0374 | 648.3876 | 648.3876 | 927.0374 | 648.3876 | 965.9864 | 257.7513 | 648.3876 | 927.0374 | 648.3876 | 5067 | 648.3876 | 927.0374 | 965.9864 | 257.7513 | 7889 | 637 | 7859 | 7182 | 6948 | 480 | 4163 | 6190 | 723.6988 | 858.906 | 976.8708 | 319.762
| 5068 | 738.2726 | 652.1844 | 937.0622 | 652.1844 | 652.1844 | 937.0622 | 652.1844 | 652.1844 | 937.0622 | 652.1844 | 963.2653 | 406.8274 | 652.1844 | 937.0622 | 652.1844 | 5068 | 652.1844 | 937.0622 | 963.2653 | 406.8274 | 7793 | 307 | 8097 | 3360 | 6389 | 2845 | 4159 | 4294 | 723.6988 | 858.8613 | 976.8708 | 319.762
| 5069 | 736.7693 | 657.1827 | 933.7834 | 657.1827 | 657.1827 | 933.7834 | 657.1827 | 657.1827 | 933.7834 | 657.1827 | 963.2653 | 358.9101 | 657.1827 | 933.7834 | 657.1827 | 5069 | 657.1827 | 933.7834 | 963.2653 | 358.9101 | 7657 | 409 | 8096 | 4283 | 3248 | 6748 | 4149 | 3267 | 723.6988 | 858.8542 | 976.8708 | 319.762
| 5070 | 732.4996 | 654.1068 | 934.0196 | 654.1068 | 654.1068 | 934.0196 | 654.1068 | 654.1068 | 934.0196 | 654.1068 | 965.9864 | 320.0752 | 654.1068 | 934.0196 | 654.1068 | 5070 | 654.1068 | 934.0196 | 965.9864 | 320.0752 | 7740 | 400 | 7858 | 5059 | 848 | 811 | 4114 | 2676 | 723.6988 | 858.8501 | 976.8708 | 319.762
| 5071 | 756.9945 | 668.8614 | 949.142 | 668.8614 | 668.8614 | 949.142 | 668.8614 | 668.8614 | 949.142 | 668.8614 | 957.8231 | 492.6402 | 668.8614 | 949.142 | 668.8614 | 5071 | 668.8614 | 949.142 | 957.8231 | 492.6402 | 7334 | 81 | 8366 | 1984 | 7018 | 5200 | 4074 | 1683 | 723.6026 | 858.8493 | 976.8708 | 319.762
| 5072 | 736.5086 | 662.7577 | 955.4252 | 662.7577 | 662.7577 | 955.4252 | 662.7577 | 662.7577 | 955.4252 | 662.7577 | 945.5782 | 241.7789 | 662.7577 | 955.4252 | 662.7577 | 5072 | 662.7577 | 955.4253 | 945.5782 | 241.7789 | 7509 | 45 | 8625 | 7741 | 3581 | 910 | 4073 | 664 | 723.6026 | 858.8376 | 976.8708 | 319.762
| 5073 | 711.8507 | 625.1262 | 935.0289 | 625.1262 | 625.1262 | 935.0289 | 625.1262 | 625.1262 | 935.0289 | 625.1262 | 967.3469 | 257.4381 | 625.1262 | 935.0289 | 625.1262 | 5073 | 625.1262 | 935.0289 | 967.3469 | 257.4382 | 8323 | 368 | 7590 | 7192 | 2833 | 5896 | 4048 | 331 | 723.6026 | 858.8051 | 976.8708 | 319.762
| 5074 | 705.4807 | 619.7434 | 925.0408 | 619.7434 | 619.7434 | 925.0408 | 619.7434 | 619.7434 | 925.0408 | 619.7434 | 964.6259 | 253.9931 | 619.7434 | 925.0408 | 619.7434 | 5074 | 619.7434 | 925.0408 | 964.6259 | 253.9931 | 8413 | 734 | 8001 | 7309 | 7740 | 7484 | 4044 | 7537 | 723.5546 | 858.7928 | 976.8708 | 319.6641
| 5075 | 681.7311 | 593.9828 | 893.8545 | 593.9828 | 593.9828 | 893.8545 | 593.9828 | 593.9828 | 893.8545 | 593.9828 | 967.3469 | 249.6085 | 593.9828 | 893.8545 | 593.9828 | 5075 | 593.9828 | 893.8545 | 967.3469 | 249.6085 | 8677 | 2548 | 7589 | 7481 | 6610 | 428 | 3995 | 7987 | 723.5546 | 858.7928 | 976.8708 | 319.4488
| 5076 | 680.5057 | 587.9271 | 894.7279 | 587.9271 | 587.9271 | 894.7279 | 587.9271 | 587.9271 | 894.7279 | 587.9271 | 978.2313 | 266.5205 | 587.9271 | 894.7279 | 587.9271 | 5076 | 587.9271 | 894.7279 | 978.2313 | 266.5205 | 8731 | 2479 | 4485 | 6882 | 3930 | 7711 | 3991 | 6530 | 723.5065 | 858.7537 | 976.8708 | 319.4488
| 5077 | 686.7432 | 603.4027 | 891.1722 | 603.4027 | 603.4027 | 891.1722 | 603.4027 | 603.4027 | 891.1722 | 603.4027 | 970.068 | 252.4272 | 603.4027 | 891.1722 | 603.4027 | 5077 | 603.4027 | 891.1722 | 970.068 | 252.4272 | 8598 | 2775 | 7062 | 7373 | 1232 | 3382 | 3981 | 6173 | 723.5065 | 858.753 | 976.8708 | 319.4488
| 5078 | 686.5597 | 611.2847 | 872.8841 | 611.2847 | 611.2847 | 872.8841 | 611.2847 | 611.2847 | 872.8841 | 611.2847 | 974.1497 | 255.8722 | 611.2847 | 872.8841 | 611.2847 | 5078 | 611.2847 | 872.8841 | 974.1497 | 255.8722 | 8511 | 4085 | 5861 | 7244 | 757 | 5396 | 3946 | 5534 | 723.5065 | 858.742 | 976.8708 | 319.4488
| 5079 | 684.0706 | 617.869 | 853.4579 | 617.869 | 617.869 | 853.4579 | 617.869 | 617.869 | 853.4579 | 617.869 | 972.7891 | 247.4162 | 617.869 | 853.4579 | 617.869 | 5079 | 617.869 | 853.4579 | 972.7891 | 247.4162 | 8434 | 5403 | 6280 | 7557 | 3609 | 5780 | 3906 | 2819 | 723.4585 | 858.7285 | 976.8708 | 319.4488
| 5080 | 699.3547 | 624.8378 | 892.3638 | 624.8378 | 624.8378 | 892.3638 | 624.8378 | 624.8378 | 892.3638 | 624.8378 | 970.068 | 252.7404 | 624.8378 | 892.3638 | 624.8378 | 5080 | 624.8378 | 892.3638 | 970.068 | 252.7404 | 8330 | 2685 | 7061 | 7356 | 5777 | 8444 | 3905 | 2313 | 723.4104 | 858.7257 | 976.8708 | 319.4488
| 5081 | 706.1959 | 637.2855 | 887.5977 | 637.2855 | 637.2855 | 887.5977 | 637.2855 | 637.2855 | 887.5977 | 637.2855 | 976.8707 | 261.1964 | 637.2855 | 887.5977 | 637.2855 | 5081 | 637.2855 | 887.5977 | 976.8708 | 261.1964 | 8103 | 3018 | 5024 | 7050 | 3722 | 7410 | 3880 | 6536 | 723.4104 | 858.6721 | 976.8708 | 319.1356
| 5082 | 709.3789 | 655.9331 | 867.3936 | 655.9331 | 655.9331 | 867.3936 | 655.9331 | 655.9331 | 867.3936 | 655.9331 | 976.8707 | 237.3943 | 655.9331 | 867.3936 | 655.9331 | 5082 | 655.9331 | 867.3936 | 976.8708 | 237.3943 | 7693 | 4446 | 5023 | 7866 | 3270 | 354 | 3876 | 4292 | 723.4104 | 858.6721 | 976.8708 | 319.1356
| 5083 | 811.5085 | 839.8616 | 862.4838 | 839.8616 | 839.8616 | 862.4838 | 839.8616 | 839.8616 | 862.4838 | 839.8616 | 956.4626 | 235.8284 | 839.8616 | 862.4838 | 839.8616 | 5083 | 839.8616 | 862.4838 | 956.4626 | 235.8284 | 1222 | 4811 | 8440 | 7910 | 755 | 7758 | 3827 | 3453 | 723.4104 | 858.6601 | 976.8708 | 319.1356
| 5084 | 798.2072 | 819.0993 | 857.3921 | 819.0993 | 819.0993 | 857.3921 | 819.0993 | 819.0993 | 857.3921 | 819.0993 | 971.4286 | 221.1087 | 819.0993 | 857.3921 | 819.0993 | 5084 | 819.0993 | 857.3921 | 971.4286 | 221.1087 | 1653 | 5166 | 6676 | 8260 | 6449 | 1170 | 3823 | 2675 | 723.3623 | 858.6443 | 976.8708 | 319.1356
| 5085 | 807.5711 | 818.7629 | 883.633 | 818.7629 | 818.7629 | 883.633 | 818.7629 | 818.7629 | 883.633 | 818.7629 | 975.5102 | 245.8503 | 818.7629 | 883.633 | 818.7629 | 5085 | 818.7629 | 883.633 | 975.5102 | 245.8503 | 1670 | 3350 | 5443 | 7597 | 779 | 138 | 3813 | 2370 | 723.3143 | 858.618 | 976.8708 | 319.1356
| 5086 | 783.9863 | 778.8244 | 881.1146 | 778.8244 | 778.8244 | 881.1146 | 778.8244 | 778.8244 | 881.1146 | 778.8244 | 983.6735 | 237.0811 | 778.8244 | 881.1146 | 778.8244 | 5086 | 778.8244 | 881.1146 | 983.6735 | 237.0811 | 2923 | 3532 | 2685 | 7875 | 7734 | 1833 | 3778 | 8011 | 723.1701 | 858.607 | 976.8708 | 318.8224
| 5087 | 745.742 | 709.617 | 884.6567 | 709.617 | 709.617 | 884.6567 | 709.617 | 709.617 | 884.6567 | 709.617 | 983.6735 | 241.1525 | 709.617 | 884.6567 | 709.617 | 5087 | 709.617 | 884.6567 | 983.6735 | 241.1525 | 5659 | 3286 | 2684 | 7760 | 2915 | 5773 | 3738 | 6319 | 723.1701 | 858.6028 | 976.8708 | 318.8224
| 5088 | 729.5133 | 662.7097 | 877.7516 | 662.7097 | 662.7097 | 877.7516 | 662.7097 | 662.7097 | 877.7516 | 662.7097 | 975.5102 | 424.9922 | 662.7097 | 877.7516 | 662.7097 | 5088 | 662.7097 | 877.7516 | 975.5102 | 424.9922 | 7510 | 3770 | 5442 | 3081 | 6551 | 6001 | 3737 | 5913 | 723.122 | 858.6014 | 976.8708 | 318.8224
| 5089 | 690.2931 | 624.6936 | 868.453 | 624.6936 | 624.6936 | 868.453 | 624.6936 | 624.6936 | 868.453 | 624.6936 | 970.068 | 222.6746 | 624.6936 | 868.453 | 624.6936 | 5089 | 624.6936 | 868.453 | 970.068 | 222.6746 | 8334 | 4383 | 7060 | 8227 | 5785 | 2833 | 3712 | 1719 | 723.122 | 858.5954 | 976.8708 | 318.8224
| 5090 | 695.0974 | 634.2096 | 865.9742 | 634.2096 | 634.2096 | 865.9742 | 634.2096 | 634.2096 | 865.9742 | 634.2096 | 971.4286 | 222.3614 | 634.2096 | 865.9742 | 634.2096 | 5090 | 634.2096 | 865.9742 | 971.4286 | 222.3614 | 8162 | 4554 | 6675 | 8230 | 4561 | 6709 | 3708 | 8722 | 723.122 | 858.5815 | 976.8708 | 318.5092
| 5091 | 688.7544 | 625.7509 | 859.519 | 625.7509 | 625.7509 | 859.519 | 625.7509 | 625.7509 | 859.519 | 625.7509 | 967.3469 | 231.1306 | 625.7509 | 859.519 | 625.7509 | 5091 | 625.751 | 859.519 | 967.3469 | 231.1306 | 8311 | 5020 | 7588 | 8038 | 4106 | 5886 | 3659 | 8528 | 723.122 | 858.5772 | 976.8708 | 318.5092
| 5092 | 691.911 | 627.9617 | 870.0821 | 627.9617 | 627.9617 | 870.0821 | 627.9617 | 627.9617 | 870.0821 | 627.9617 | 974.1497 | 208.5813 | 627.9617 | 870.0821 | 627.9617 | 5092 | 627.9617 | 870.0821 | 974.1497 | 208.5813 | 8256 | 4276 | 5860 | 8448 | 3784 | 7608 | 3655 | 7954 | 723.122 | 858.4825 | 976.8708 | 318.5092
| 5093 | 708.2649 | 644.9752 | 887.3165 | 644.9752 | 644.9752 | 887.3165 | 644.9752 | 644.9752 | 887.3165 | 644.9752 | 975.5102 | 231.1306 | 644.9752 | 887.3165 | 644.9752 | 5093 | 644.9753 | 887.3166 | 975.5102 | 231.1306 | 7946 | 3041 | 5441 | 8037 | 3323 | 1138 | 3645 | 4899 | 723.122 | 858.448 | 976.8708 | 318.5092
| 5094 | 713.552 | 658.2881 | 878.7206 | 658.2881 | 658.2881 | 878.7206 | 658.2881 | 658.2881 | 878.7206 | 658.2881 | 983.6735 | 224.8669 | 658.2881 | 878.7206 | 658.2881 | 5094 | 658.2881 | 878.7206 | 983.6735 | 224.8669 | 7622 | 3690 | 2683 | 8182 | 2914 | 6545 | 3610 | 4869 | 723.122 | 858.4429 | 976.8708 | 318.5092
| 5095 | 711.2492 | 656.6059 | 873.191 | 656.6059 | 656.6059 | 873.191 | 656.6059 | 656.6059 | 873.191 | 656.6059 | 982.3129 | 229.5647 | 656.6059 | 873.191 | 656.6059 | 5095 | 656.606 | 873.191 | 982.3129 | 229.5647 | 7671 | 4072 | 3298 | 8073 | 6844 | 2652 | 3570 | 3029 | 723.074 | 858.431 | 976.8708 | 318.5092
| 5096 | 722.0491 | 682.0781 | 857.8565 | 682.0781 | 682.0781 | 857.8565 | 682.0781 | 682.0781 | 857.8565 | 682.0781 | 978.2313 | 242.4053 | 682.0781 | 857.8565 | 682.0781 | 5096 | 682.0782 | 857.8565 | 978.2313 | 242.4053 | 6864 | 5142 | 4484 | 7723 | 6792 | 4861 | 3569 | 7128 | 723.074 | 858.3371 | 976.8708 | 318.2744
| 5097 | 750.0934 | 694.1895 | 868.9144 | 694.1895 | 694.1895 | 868.9144 | 694.1895 | 694.1895 | 868.9144 | 694.1895 | 982.3129 | 489.8215 | 694.1895 | 868.9144 | 694.1895 | 5097 | 694.1895 | 868.9144 | 982.3129 | 489.8215 | 6326 | 4339 | 3297 | 2016 | 4606 | 200 | 3544 | 6671 | 723.074 | 858.331 | 976.8708 | 318.1961
| 5098 | 718.7134 | 652.9533 | 869.506 | 652.9533 | 652.9533 | 869.506 | 652.9533 | 652.9533 | 869.506 | 652.9533 | 986.3946 | 373.943 | 652.9533 | 869.506 | 652.9533 | 5098 | 652.9533 | 869.506 | 986.3946 | 373.943 | 7773 | 4300 | 1873 | 3981 | 1571 | 6765 | 3540 | 6670 | 723.074 | 858.3024 | 976.8708 | 318.1961
| 5099 | 763.8469 | 711.7797 | 851.0223 | 711.7797 | 711.7797 | 851.0223 | 711.7797 | 711.7797 | 851.0223 | 711.7797 | 982.3129 | 613.2164 | 711.7797 | 851.0223 | 711.7797 | 5099 | 711.7797 | 851.0223 | 982.3129 | 613.2164 | 5560 | 5560 | 3296 | 725 | 754 | 5121 | 3491 | 5461 | 723.074 | 858.2992 | 976.8708 | 318.1961
| 5100 | 759.4133 | 698.4669 | 857.7483 | 698.4669 | 698.4669 | 857.7483 | 698.4669 | 698.4669 | 857.7483 | 698.4669 | 978.2313 | 634.8262 | 698.4669 | 857.7483 | 698.4669 | 5100 | 698.4669 | 857.7483 | 978.2313 | 634.8262 | 6149 | 5152 | 4483 | 592 | 6347 | 5561 | 3487 | 2317 | 723.0259 | 858.2988 | 976.8708 | 318.1961
| 5101 | 764.1202 | 692.9879 | 864.5346 | 692.9879 | 692.9879 | 864.5346 | 692.9879 | 692.9879 | 864.5346 | 692.9879 | 980.9524 | 714.6884 | 692.9879 | 864.5346 | 692.9879 | 5101 | 692.9879 | 864.5346 | 980.9524 | 714.6884 | 6376 | 4675 | 3773 | 231 | 4698 | 7492 | 3477 | 1405 | 723.0259 | 858.2812 | 976.8708 | 318.1961
| 5102 | 745.3645 | 685.3463 | 853.2428 | 685.3463 | 685.3463 | 853.2428 | 685.3463 | 685.3463 | 853.2428 | 685.3463 | 980.9524 | 558.409 | 685.3463 | 853.2428 | 685.3463 | 5102 | 685.3463 | 853.2428 | 980.9524 | 558.409 | 6719 | 5418 | 3772 | 1212 | 3485 | 436 | 3442 | 8275 | 723.0259 | 858.2812 | 976.8708 | 318.1895
| 5103 | 766.8632 | 730.8117 | 832.2384 | 730.8117 | 730.8117 | 832.2384 | 730.8117 | 730.8117 | 832.2384 | 730.8117 | 972.7891 | 587.8484 | 730.8117 | 832.2384 | 730.8117 | 5103 | 730.8118 | 832.2384 | 972.7891 | 587.8484 | 4789 | 6537 | 6279 | 947 | 3291 | 4631 | 3402 | 3359 | 723.0259 | 858.2613 | 976.8708 | 318.0395
| 5104 | 790.1593 | 739.0782 | 855.0645 | 739.0782 | 739.0782 | 855.0645 | 739.0782 | 739.0782 | 855.0645 | 739.0782 | 975.5102 | 753.8365 | 739.0782 | 855.0645 | 739.0782 | 5104 | 739.0782 | 855.0645 | 975.5102 | 753.8365 | 4424 | 5309 | 5440 | 138 | 6510 | 859 | 3401 | 5976 | 722.9779 | 858.2598 | 976.8708 | 317.8829
| 5105 | 791.805 | 748.0175 | 875.3552 | 748.0175 | 748.0175 | 875.3552 | 748.0175 | 748.0175 | 875.3552 | 748.0175 | 983.6735 | 616.0351 | 748.0175 | 875.3552 | 748.0175 | 5105 | 748.0175 | 875.3552 | 983.6735 | 616.0351 | 4080 | 3946 | 2682 | 708 | 5194 | 8168 | 3376 | 5937 | 722.9778 | 858.2523 | 976.8708 | 317.8829
| 5106 | 784.0714 | 754.9382 | 867.106 | 754.9382 | 754.9382 | 867.106 | 754.9382 | 754.9382 | 867.106 | 754.9382 | 967.3469 | 501.7225 | 754.9382 | 867.106 | 754.9382 | 5106 | 754.9382 | 867.106 | 967.3469 | 501.7225 | 3824 | 4468 | 7587 | 1867 | 2817 | 632 | 3372 | 5732 | 722.9778 | 858.2523 | 976.8708 | 317.8829
| 5107 | 862.3257 | 902.0522 | 881.7319 | 902.0522 | 902.0522 | 881.7319 | 902.0522 | 902.0522 | 881.7319 | 902.0522 | 980.9524 | 348.2618 | 902.0522 | 881.7319 | 902.0522 | 5107 | 902.0522 | 881.7319 | 980.9524 | 348.2618 | 462 | 3480 | 3771 | 4497 | 1024 | 1231 | 3323 | 3230 | 722.9778 | 858.2315 | 976.8708 | 317.8829
| 5108 | 849.9619 | 886.5286 | 865.2486 | 886.5286 | 886.5286 | 865.2486 | 886.5286 | 886.5286 | 865.2486 | 886.5286 | 986.3946 | 359.8497 | 886.5286 | 865.2486 | 886.5286 | 5108 | 886.5286 | 865.2486 | 986.3946 | 359.8497 | 617 | 4617 | 1872 | 4264 | 6448 | 785 | 3319 | 1268 | 722.9298 | 858.2315 | 976.8708 | 317.8829
| 5109 | 853.797 | 876.4839 | 885.2179 | 876.4839 | 876.4839 | 885.2179 | 876.4839 | 876.4839 | 885.2179 | 876.4839 | 982.3129 | 418.1021 | 876.4839 | 885.2179 | 876.4839 | 5109 | 876.4839 | 885.2179 | 982.3129 | 418.1021 | 728 | 3242 | 3295 | 3184 | 1862 | 6086 | 3309 | 228 | 722.9298 | 858.2184 | 976.8708 | 317.8829
| 5110 | 816.4657 | 802.2781 | 894.9646 | 802.2781 | 802.2781 | 894.9646 | 802.2781 | 802.2781 | 894.9646 | 802.2781 | 971.4286 | 461.0085 | 802.2781 | 894.9646 | 802.2781 | 5110 | 802.2781 | 894.9646 | 971.4286 | 461.0085 | 2142 | 2470 | 6674 | 2469 | 2022 | 2687 | 3274 | 139 | 722.8337 | 858.2147 | 976.8708 | 317.8829
| 5111 | 792.8344 | 761.9071 | 878.3992 | 761.9071 | 761.9071 | 878.3992 | 761.9071 | 761.9071 | 878.3992 | 761.9071 | 985.034 | 505.7939 | 761.9071 | 878.3992 | 761.9071 | 5111 | 761.9071 | 878.3993 | 985.034 | 505.7939 | 3563 | 3712 | 2216 | 1820 | 5007 | 4770 | 3234 | 6052 | 722.7856 | 858.2114 | 976.8708 | 317.5697
| 5112 | 758.0036 | 713.8944 | 865.5384 | 713.8944 | 713.8944 | 865.5384 | 713.8944 | 713.8944 | 865.5384 | 713.8944 | 987.7551 | 450.9865 | 713.8944 | 865.5384 | 713.8944 | 5112 | 713.8944 | 865.5384 | 987.7551 | 450.9865 | 5470 | 4593 | 1509 | 2648 | 6050 | 3820 | 3233 | 5000 | 722.7375 | 858.2063 | 976.8708 | 317.5697
| 5113 | 748.7314 | 706.1085 | 850.5365 | 706.1085 | 706.1085 | 850.5365 | 706.1085 | 706.1085 | 850.5365 | 706.1085 | 987.7551 | 443.4701 | 706.1085 | 850.5365 | 706.1085 | 5113 | 706.1085 | 850.5365 | 987.7551 | 443.4701 | 5820 | 5588 | 1508 | 2773 | 3430 | 7752 | 3208 | 8533 | 722.7375 | 858.2017 | 976.8708 | 317.2565
| 5114 | 742.6372 | 712.3084 | 844.5974 | 712.3084 | 712.3084 | 844.5974 | 712.3084 | 712.3084 | 844.5974 | 712.3084 | 995.9184 | 324.1466 | 712.3084 | 844.5974 | 712.3084 | 5114 | 712.3084 | 844.5974 | 995.9184 | 324.1466 | 5533 | 5970 | 296 | 4969 | 6680 | 6269 | 3204 | 8060 | 722.6895 | 858.1512 | 976.8708 | 317.2565
| 5115 | 725.4446 | 678.1372 | 839.5604 | 678.1372 | 678.1372 | 839.5604 | 678.1372 | 678.1372 | 839.5604 | 678.1372 | 994.5578 | 378.3276 | 678.1372 | 839.5604 | 678.1372 | 5115 | 678.1372 | 839.5604 | 994.5578 | 378.3276 | 7009 | 6238 | 482 | 3894 | 4464 | 2612 | 3155 | 5156 | 722.6895 | 858.1311 | 976.8708 | 317.2565
| 5116 | 726.1418 | 672.9466 | 848.9906 | 672.9466 | 672.9466 | 848.9906 | 672.9466 | 672.9466 | 848.9906 | 672.9466 | 991.8367 | 394.6132 | 672.9466 | 848.9906 | 672.9466 | 5116 | 672.9466 | 848.9906 | 991.8367 | 394.6132 | 7209 | 5723 | 838 | 3588 | 2031 | 2683 | 3151 | 1404 | 722.5934 | 858.1237 | 976.8708 | 317.2565
| 5117 | 740.1983 | 689.5276 | 848.4278 | 689.5276 | 689.5276 | 848.4278 | 689.5276 | 689.5276 | 848.4278 | 689.5276 | 991.8367 | 461.0085 | 689.5276 | 848.4278 | 689.5276 | 5117 | 689.5276 | 848.4278 | 991.8367 | 461.0085 | 6522 | 5752 | 837 | 2468 | 1570 | 4964 | 3141 | 1102 | 722.5934 | 858.1228 | 976.8708 | 317.2565
| 5118 | 745.0776 | 705.5318 | 862.0286 | 705.5318 | 705.5318 | 862.0286 | 705.5318 | 705.5318 | 862.0286 | 705.5318 | 982.3129 | 356.4046 | 705.5318 | 862.0286 | 705.5318 | 5118 | 705.5318 | 862.0286 | 982.3129 | 356.4046 | 5846 | 4846 | 3294 | 4328 | 4344 | 3824 | 3106 | 524 | 722.5453 | 858.1035 | 976.8708 | 317.2565
| 5119 | 741.277 | 678.6658 | 855.7475 | 678.6658 | 678.6658 | 855.7475 | 678.6658 | 678.6658 | 855.7475 | 678.6658 | 972.7891 | 552.7717 | 678.6658 | 855.7475 | 678.6658 | 5119 | 678.6658 | 855.7475 | 972.7891 | 552.7717 | 6999 | 5266 | 6278 | 1272 | 4320 | 5058 | 3066 | 3500 | 722.4972 | 858.0995 | 976.8708 | 317.0999
| 5120 | 740.3353 | 686.1633 | 856.6829 | 686.1633 | 686.1633 | 856.6829 | 686.1633 | 686.1633 | 856.6829 | 686.1633 | 986.3946 | 462.2612 | 686.1633 | 856.6829 | 686.1633 | 5120 | 686.1633 | 856.6829 | 986.3946 | 462.2612 | 6689 | 5208 | 1871 | 2441 | 3370 | 7540 | 3065 | 8315 | 722.4972 | 858.0781 | 976.8708 | 316.9433
| 5121 | 755.1013 | 696.7847 | 858.2992 | 696.7847 | 696.7847 | 858.2992 | 696.7847 | 696.7847 | 858.2992 | 696.7847 | 959.1837 | 604.7604 | 696.7847 | 858.2992 | 696.7847 | 5121 | 696.7847 | 858.2992 | 959.1837 | 604.7604 | 6202 | 5099 | 8314 | 799 | 5641 | 7310 | 3040 | 7984 | 722.4492 | 858.0781 | 976.8708 | 316.9433
| 5122 | 752.6765 | 701.9753 | 817.7057 | 701.9753 | 701.9753 | 817.7057 | 701.9753 | 701.9753 | 817.7057 | 701.9753 | 976.8707 | 673.9743 | 701.9753 | 817.7057 | 701.9753 | 5122 | 701.9753 | 817.7057 | 976.8708 | 673.9743 | 6013 | 6884 | 5022 | 385 | 4166 | 254 | 3036 | 7811 | 722.4492 | 858.0781 | 976.8708 | 316.9433
| 5123 | 733.6183 | 706.9256 | 797.6263 | 706.9256 | 706.9256 | 797.6263 | 706.9256 | 706.9256 | 797.6263 | 706.9256 | 985.034 | 439.7119 | 706.9256 | 797.6263 | 706.9256 | 5123 | 706.9256 | 797.6263 | 985.034 | 439.7119 | 5780 | 7098 | 2215 | 2836 | 1926 | 5905 | 2987 | 1103 | 722.4492 | 858.0777 | 976.8708 | 316.9433
| 5124 | 746.5994 | 687.1726 | 809.435 | 687.1726 | 687.1726 | 809.435 | 687.1726 | 687.1726 | 809.435 | 687.1726 | 989.1156 | 728.1553 | 687.1726 | 809.435 | 687.1726 | 5124 | 687.1726 | 809.435 | 989.1157 | 728.1553 | 6640 | 7012 | 1204 | 191 | 7355 | 7039 | 2983 | 137 | 722.4011 | 858.0575 | 976.8708 | 316.9433
| 5125 | 737.5756 | 699.4761 | 816.7968 | 699.4761 | 699.4761 | 816.7968 | 699.4761 | 699.4761 | 816.7968 | 699.4761 | 986.3946 | 476.6677 | 699.4761 | 816.7968 | 699.4761 | 5125 | 699.4761 | 816.7968 | 986.3946 | 476.6677 | 6109 | 6903 | 1870 | 2198 | 6349 | 6593 | 2973 | 7986 | 722.4011 | 858.0575 | 976.8708 | 316.6301
| 5126 | 750.1475 | 693.1802 | 808.1452 | 693.1802 | 693.1802 | 808.1452 | 693.1802 | 693.1802 | 808.1452 | 693.1802 | 983.6735 | 740.3696 | 693.1802 | 808.1452 | 693.1802 | 5126 | 693.1802 | 808.1452 | 983.6735 | 740.3696 | 6366 | 7026 | 2681 | 168 | 299 | 2830 | 2938 | 7958 | 722.4011 | 858.0275 | 976.8708 | 316.6301
| 5127 | 747.673 | 702.7923 | 819.484 | 702.7923 | 702.7923 | 819.484 | 702.7923 | 702.7923 | 819.484 | 702.7923 | 987.7551 | 579.3924 | 702.7923 | 819.484 | 702.7923 | 5127 | 702.7923 | 819.484 | 987.7551 | 579.3924 | 5976 | 6860 | 1507 | 1009 | 1833 | 7459 | 2898 | 5793 | 722.3531 | 858.0253 | 976.8708 | 316.6301
| 5128 | 759.3188 | 701.9753 | 797.9887 | 701.9753 | 701.9753 | 797.9887 | 701.9753 | 701.9753 | 797.9887 | 701.9753 | 987.7551 | 834.9515 | 701.9753 | 797.9887 | 701.9753 | 5128 | 701.9753 | 797.9887 | 987.7551 | 834.9515 | 6012 | 7095 | 1506 | 29 | 868 | 403 | 2897 | 1715 | 722.3531 | 858.0253 | 976.8708 | 316.6301
| 5129 | 759.405 | 730.2831 | 798.2753 | 730.2831 | 730.2831 | 798.2753 | 730.2831 | 730.2831 | 798.2753 | 730.2831 | 1000 | 596.3044 | 730.2831 | 798.2753 | 730.2831 | 5129 | 730.2831 | 798.2753 | 1000 | 596.3044 | 4811 | 7092 | 22 | 867 | 7472 | 6767 | 2872 | 1704 | 722.305 | 858.0226 | 976.8708 | 316.6301
| 5130 | 739.9403 | 708.031 | 806.1138 | 708.031 | 708.031 | 806.1138 | 708.031 | 708.031 | 806.1138 | 708.031 | 980.9524 | 489.5083 | 708.031 | 806.1138 | 708.031 | 5130 | 708.031 | 806.1138 | 980.9524 | 489.5083 | 5726 | 7044 | 3770 | 2020 | 4079 | 6736 | 2868 | 1212 | 722.305 | 857.9961 | 976.8708 | 316.6301
| 5131 | 820.1097 | 842.2646 | 817.0036 | 842.2646 | 842.2646 | 817.0036 | 842.2646 | 842.2646 | 817.0036 | 842.2646 | 995.9184 | 479.4864 | 842.2646 | 817.0036 | 842.2646 | 5131 | 842.2646 | 817.0036 | 995.9184 | 479.4864 | 1188 | 6898 | 295 | 2155 | 416 | 931 | 2819 | 2012 | 722.305 | 857.9934 | 976.8708 | 316.4735
| 5132 | 816.161 | 856.8751 | 828.65 | 856.8751 | 856.8751 | 828.65 | 856.8751 | 856.8751 | 828.65 | 856.8751 | 978.2313 | 278.4215 | 856.8751 | 828.65 | 856.8751 | 5132 | 856.8751 | 828.65 | 978.2313 | 278.4216 | 959 | 6665 | 4482 | 6440 | 5606 | 2519 | 2815 | 7979 | 722.2569 | 857.981 | 976.8708 | 316.317
| 5133 | 822.5402 | 850.6753 | 856.1906 | 850.6753 | 850.6753 | 856.1906 | 850.6753 | 850.6753 | 856.1906 | 850.6753 | 993.1973 | 292.2017 | 850.6753 | 856.1906 | 850.6753 | 5133 | 850.6753 | 856.1906 | 993.1973 | 292.2017 | 1037 | 5248 | 637 | 5883 | 2694 | 7466 | 2805 | 7548 | 722.2569 | 857.9483 | 976.8708 | 316.317
| 5134 | 777.0817 | 774.2587 | 855.0596 | 774.2587 | 774.2587 | 855.0596 | 774.2587 | 774.2587 | 855.0596 | 774.2587 | 994.5578 | 270.2787 | 774.2587 | 855.0596 | 774.2587 | 5134 | 774.2587 | 855.0596 | 994.5578 | 270.2787 | 3088 | 5311 | 481 | 6755 | 923 | 410 | 2770 | 6167 | 722.2569 | 857.9483 | 976.8708 | 316.3169
| 5135 | 634.2102 | 767.7224 | 416.1952 | 767.7224 | 767.7224 | 416.1952 | 767.7224 | 767.7224 | 416.1952 | 767.7224 | 972.7891 | 99.5929 | 767.7224 | 416.1952 | 767.7224 | 5135 | 767.7224 | 416.1952 | 972.7891 | 99.5929 | 3367 | 8711 | 6277 | 8757 | 1554 | 2666 | 2730 | 5765 | 722.2089 | 857.938 | 976.8708 | 316.3169
| 5136 | 633.0052 | 733.4551 | 411.4032 | 733.4551 | 733.4551 | 411.4032 | 733.4551 | 733.4551 | 411.4032 | 733.4551 | 993.1973 | 355.6217 | 733.4551 | 411.4032 | 733.4551 | 5136 | 733.4551 | 411.4032 | 993.1973 | 355.6217 | 4674 | 8721 | 636 | 4341 | 7143 | 2206 | 2729 | 3605 | 722.1128 | 857.938 | 976.8708 | 316.3169
| 5137 | 608.2827 | 699.0917 | 411.4678 | 699.0917 | 699.0917 | 411.4678 | 699.0917 | 699.0917 | 411.4678 | 699.0917 | 990.4762 | 286.8775 | 699.0917 | 411.4678 | 699.0917 | 5137 | 699.0917 | 411.4678 | 990.4762 | 286.8775 | 6124 | 8719 | 1033 | 6090 | 6294 | 4808 | 2704 | 1924 | 722.1128 | 857.9269 | 976.8708 | 316.3169
| 5138 | 594.3949 | 673.4753 | 414.088 | 673.4753 | 673.4753 | 414.088 | 673.4753 | 673.4753 | 414.088 | 673.4753 | 998.6395 | 278.7347 | 673.4753 | 414.088 | 673.4753 | 5138 | 673.4753 | 414.088 | 998.6395 | 278.7347 | 7195 | 8714 | 96 | 6420 | 2361 | 5370 | 2700 | 1739 | 722.1128 | 857.9117 | 976.8708 | 316.3169
| 5139 | 593.6015 | 668.5731 | 410.3645 | 668.5731 | 668.5731 | 410.3645 | 668.5731 | 668.5731 | 410.3645 | 668.5731 | 995.9184 | 324.4598 | 668.5731 | 410.3645 | 668.5731 | 5139 | 668.5731 | 410.3645 | 995.9184 | 324.4598 | 7344 | 8723 | 294 | 4957 | 8689 | 5525 | 2651 | 1725 | 722.0647 | 857.8915 | 976.8708 | 316.3169
| 5140 | 584.5265 | 660.4027 | 414.8619 | 660.4027 | 660.4027 | 414.8619 | 660.4027 | 660.4027 | 414.8619 | 660.4027 | 986.3946 | 254.3063 | 660.4027 | 414.8619 | 660.4027 | 5140 | 660.4028 | 414.8619 | 986.3946 | 254.3063 | 7572 | 8713 | 1869 | 7299 | 6492 | 2260 | 2647 | 1293 | 722.0647 | 857.8808 | 976.8708 | 316.3169
| 5141 | 600.184 | 684.337 | 412.9718 | 684.337 | 684.337 | 412.9718 | 684.337 | 684.337 | 412.9718 | 684.337 | 989.1156 | 286.8775 | 684.337 | 412.9718 | 684.337 | 5141 | 684.337 | 412.9718 | 989.1157 | 286.8775 | 6767 | 8716 | 1203 | 6089 | 6202 | 6439 | 2637 | 955 | 722.0166 | 857.87 | 976.8708 | 316.3169
| 5142 | 610.176 | 698.9955 | 421.6236 | 698.9955 | 698.9955 | 421.6236 | 698.9955 | 698.9955 | 421.6236 | 698.9955 | 995.9184 | 268.0864 | 698.9955 | 421.6236 | 698.9955 | 5142 | 698.9955 | 421.6236 | 995.9184 | 268.0864 | 6130 | 8701 | 293 | 6828 | 5296 | 5096 | 2602 | 184 | 722.0166 | 857.8565 | 976.8708 | 316.3169
| 5143 | 585.447 | 667.8041 | 402.3493 | 667.8041 | 667.8041 | 402.3493 | 667.8041 | 667.8041 | 402.3493 | 667.8041 | 974.1497 | 270.2787 | 667.8041 | 402.3493 | 667.8041 | 5143 | 667.8041 | 402.3493 | 974.1497 | 270.2787 | 7359 | 8732 | 5859 | 6754 | 4018 | 2668 | 2562 | 4856 | 722.0166 | 857.8558 | 976.8708 | 316.1604
| 5144 | 598.3886 | 683.3277 | 412.0488 | 683.3277 | 683.3277 | 412.0488 | 683.3277 | 683.3277 | 412.0488 | 683.3277 | 986.3946 | 276.2293 | 683.3277 | 412.0488 | 683.3277 | 5144 | 683.3277 | 412.0488 | 986.3946 | 276.2293 | 6813 | 8718 | 1868 | 6527 | 3704 | 2208 | 2561 | 7330 | 722.0166 | 857.8558 | 976.8708 | 316.0038
| 5145 | 600.92 | 681.8378 | 408.075 | 681.8378 | 681.8378 | 408.075 | 681.8378 | 681.8378 | 408.075 | 681.8378 | 982.3129 | 343.564 | 681.8378 | 408.075 | 681.8378 | 5145 | 681.8378 | 408.075 | 982.3129 | 343.5641 | 6876 | 8725 | 3293 | 4580 | 1732 | 6678 | 2536 | 7253 | 722.0166 | 857.8228 | 976.8708 | 316.0038
| 5146 | 639.8639 | 711.4913 | 406.2128 | 711.4913 | 711.4913 | 406.2128 | 711.4913 | 711.4913 | 406.2128 | 711.4913 | 985.034 | 656.2794 | 711.4913 | 406.2128 | 711.4913 | 5146 | 711.4913 | 406.2128 | 985.034 | 656.2794 | 5574 | 8729 | 2214 | 465 | 758 | 217 | 2532 | 4286 | 722.0166 | 857.8133 | 976.8708 | 316.0038
| 5147 | 606.8874 | 656.3176 | 408.028 | 656.3176 | 656.3176 | 408.028 | 656.3176 | 656.3176 | 408.028 | 656.3176 | 971.4286 | 642.3426 | 656.3176 | 408.028 | 656.3176 | 5147 | 656.3176 | 408.028 | 971.4286 | 642.3426 | 7677 | 8727 | 6673 | 535 | 6872 | 7463 | 2483 | 3154 | 721.9686 | 857.7682 | 976.8708 | 316.0038
| 5148 | 625.1182 | 671.9373 | 398.0646 | 671.9373 | 671.9373 | 398.0646 | 671.9373 | 671.9373 | 398.0646 | 671.9373 | 956.4626 | 827.435 | 671.9373 | 398.0646 | 671.9373 | 5148 | 671.9373 | 398.0646 | 956.4626 | 827.435 | 7241 | 8736 | 8439 | 33 | 6655 | 407 | 2479 | 3123 | 721.9205 | 857.7682 | 976.8708 | 316.0038
| 5149 | 615.8708 | 692.3151 | 401.4606 | 692.3151 | 692.3151 | 401.4606 | 692.3151 | 692.3151 | 401.4606 | 692.3151 | 963.2653 | 514.5631 | 692.3151 | 401.4606 | 692.3151 | 5149 | 692.3151 | 401.4606 | 963.2653 | 514.5631 | 6410 | 8734 | 8095 | 1713 | 5630 | 6059 | 2469 | 2204 | 721.9205 | 857.7643 | 976.8708 | 316.0038
| 5150 | 741.8669 | 669.7746 | 853.8528 | 669.7746 | 669.7746 | 853.8528 | 669.7746 | 669.7746 | 853.8528 | 669.7746 | 975.5102 | 637.0185 | 669.7746 | 853.8528 | 669.7746 | 5150 | 669.7746 | 853.8528 | 975.5102 | 637.0185 | 7314 | 5386 | 5439 | 578 | 4523 | 5172 | 2434 | 1631 | 721.9205 | 857.7642 | 976.8708 | 316.0038
| 5151 | 759.7154 | 705.4837 | 847.2918 | 705.4837 | 705.4837 | 847.2918 | 705.4837 | 705.4837 | 847.2918 | 705.4837 | 997.2789 | 605.7 | 705.4837 | 847.2918 | 705.4837 | 5151 | 705.4837 | 847.2919 | 997.2789 | 605.7 | 5851 | 5817 | 178 | 786 | 4167 | 5330 | 2394 | 274 | 721.9205 | 857.7483 | 976.8708 | 316.0038
| 5152 | 786.7278 | 713.8944 | 887.3611 | 713.8944 | 713.8944 | 887.3611 | 713.8944 | 713.8944 | 887.3611 | 713.8944 | 985.034 | 768.5562 | 713.8944 | 887.3611 | 713.8944 | 5152 | 713.8944 | 887.3611 | 985.034 | 768.5562 | 5469 | 3038 | 2213 | 97 | 4709 | 5100 | 2393 | 8723 | 721.8725 | 857.7483 | 976.8708 | 315.6906
| 5153 | 789.5658 | 716.0571 | 893.0905 | 716.0571 | 716.0571 | 893.0905 | 716.0571 | 716.0571 | 893.0905 | 716.0571 | 998.6395 | 754.4629 | 716.0571 | 893.0905 | 716.0571 | 5153 | 716.0571 | 893.0905 | 998.6395 | 754.4629 | 5391 | 2627 | 95 | 135 | 4192 | 6754 | 2368 | 7484 | 721.8725 | 857.7449 | 976.8708 | 315.6906
| 5154 | 785.7111 | 746.3834 | 863.0552 | 746.3834 | 746.3834 | 863.0552 | 746.3834 | 746.3834 | 863.0552 | 746.3834 | 953.7415 | 622.9251 | 746.3834 | 863.0552 | 746.3834 | 5154 | 746.3834 | 863.0552 | 953.7415 | 622.9252 | 4132 | 4768 | 8522 | 673 | 4046 | 7044 | 2364 | 6679 | 721.8725 | 857.6874 | 976.8708 | 315.6906
| 5155 | 847.9555 | 843.7064 | 874.1672 | 843.7064 | 843.7064 | 874.1672 | 843.7064 | 843.7064 | 874.1672 | 843.7064 | 975.5102 | 649.5459 | 843.7064 | 874.1672 | 843.7064 | 5155 | 843.7065 | 874.1672 | 975.5102 | 649.5459 | 1152 | 4019 | 5438 | 497 | 2079 | 6072 | 2315 | 6392 | 721.8724 | 857.6852 | 976.8708 | 315.6906
| 5156 | 833.4815 | 856.9712 | 880.7316 | 856.9712 | 856.9712 | 880.7316 | 856.9712 | 856.9712 | 880.7316 | 856.9712 | 972.7891 | 317.2565 | 856.9712 | 880.7316 | 856.9712 | 5156 | 856.9712 | 880.7316 | 972.7891 | 317.2565 | 958 | 3557 | 6276 | 5115 | 5944 | 888 | 2311 | 3826 | 721.8244 | 857.6624 | 976.8708 | 315.6906
| 5157 | 817.3309 | 843.0817 | 860.985 | 843.0817 | 843.0817 | 860.985 | 843.0817 | 843.0817 | 860.985 | 843.0817 | 976.8707 | 277.1688 | 843.0817 | 860.985 | 843.0817 | 5157 | 843.0817 | 860.985 | 976.8708 | 277.1688 | 1173 | 4917 | 5021 | 6483 | 8441 | 6771 | 2301 | 2677 | 721.7763 | 857.643 | 976.8708 | 315.6906
| 5158 | 812.3889 | 832.268 | 861.5493 | 832.268 | 832.268 | 861.5493 | 832.268 | 832.268 | 861.5493 | 832.268 | 989.1156 | 279.9875 | 832.268 | 861.5493 | 832.268 | 5158 | 832.268 | 861.5493 | 989.1157 | 279.9875 | 1355 | 4884 | 1202 | 6373 | 3582 | 187 | 2266 | 428 | 721.7763 | 857.6228 | 976.8708 | 315.6906
| 5159 | 769.3835 | 757.149 | 860.9358 | 757.149 | 757.149 | 860.9358 | 757.149 | 757.149 | 860.9358 | 757.149 | 978.2313 | 292.2017 | 757.149 | 860.9358 | 757.149 | 5159 | 757.149 | 860.9358 | 978.2313 | 292.2017 | 3739 | 4920 | 4481 | 5882 | 2502 | 854 | 2226 | 8099 | 721.7763 | 857.6099 | 976.8708 | 315.3774
| 5160 | 742.2567 | 717.4989 | 855.3195 | 717.4989 | 717.4989 | 855.3195 | 717.4989 | 717.4989 | 855.3195 | 717.4989 | 970.068 | 260.2568 | 717.4989 | 855.3195 | 717.4989 | 5160 | 717.4989 | 855.3195 | 970.068 | 260.2568 | 5332 | 5292 | 7059 | 7085 | 6703 | 6428 | 2225 | 6162 | 721.7283 | 857.6082 | 976.8708 | 315.3774
| 5161 | 713.9251 | 686.9323 | 812.0925 | 686.9323 | 686.9323 | 812.0925 | 686.9323 | 686.9323 | 812.0925 | 686.9323 | 979.5918 | 271.5315 | 686.9323 | 812.0925 | 686.9323 | 5161 | 686.9323 | 812.0925 | 979.5918 | 271.5315 | 6650 | 6975 | 4099 | 6700 | 4607 | 5441 | 2200 | 6158 | 721.7283 | 857.5783 | 976.8708 | 315.3774
| 5162 | 712.874 | 683.4238 | 823.0843 | 683.4238 | 683.4238 | 823.0843 | 683.4238 | 683.4238 | 823.0843 | 683.4238 | 968.7075 | 251.8008 | 683.4238 | 823.0843 | 683.4238 | 5162 | 683.4239 | 823.0843 | 968.7075 | 251.8008 | 6806 | 6792 | 7368 | 7394 | 3937 | 2622 | 2196 | 6137 | 721.7283 | 857.5447 | 976.8708 | 315.3774
| 5163 | 707.7836 | 667.6119 | 830.8336 | 667.6119 | 667.6119 | 830.8336 | 667.6119 | 667.6119 | 830.8336 | 667.6119 | 974.1497 | 270.5919 | 667.6119 | 830.8336 | 667.6119 | 5163 | 667.6119 | 830.8336 | 974.1497 | 270.5919 | 7362 | 6593 | 5858 | 6740 | 891 | 4681 | 2147 | 6051 | 721.7042 | 857.5343 | 976.8708 | 315.3774
| 5164 | 722.0648 | 677.176 | 830.4713 | 677.176 | 677.176 | 830.4713 | 677.176 | 677.176 | 830.4713 | 677.176 | 980.9524 | 388.6627 | 677.176 | 830.4713 | 677.176 | 5164 | 677.176 | 830.4713 | 980.9524 | 388.6627 | 7044 | 6609 | 3769 | 3686 | 7856 | 1977 | 2143 | 2312 | 721.6802 | 857.5333 | 976.8708 | 315.3774
| 5165 | 713.4233 | 679.627 | 825.4678 | 679.627 | 679.627 | 825.4678 | 679.627 | 679.627 | 825.4678 | 679.627 | 980.9524 | 268.0864 | 679.627 | 825.4678 | 679.627 | 5165 | 679.6271 | 825.4678 | 980.9524 | 268.0864 | 6964 | 6735 | 3768 | 6827 | 899 | 947 | 2133 | 2161 | 721.6802 | 857.4747 | 976.8708 | 315.3774
| 5166 | 719.341 | 683.8083 | 833.6891 | 683.8083 | 683.8083 | 833.6891 | 683.8083 | 683.8083 | 833.6891 | 683.8083 | 987.7551 | 277.7952 | 683.8083 | 833.6891 | 683.8083 | 5166 | 683.8083 | 833.6891 | 987.7551 | 277.7952 | 6787 | 6485 | 1505 | 6464 | 4648 | 5084 | 2098 | 2160 | 721.6321 | 857.3921 | 976.8708 | 315.3774
| 5167 | 718.1865 | 682.6549 | 837.8866 | 682.6549 | 682.6549 | 837.8866 | 682.6549 | 682.6549 | 837.8866 | 682.6549 | 976.8707 | 264.9546 | 682.6549 | 837.8866 | 682.6549 | 5167 | 682.6549 | 837.8866 | 976.8708 | 264.9546 | 6849 | 6319 | 5020 | 6935 | 3063 | 5529 | 2058 | 563 | 721.6321 | 857.3692 | 976.8708 | 315.3774
| 5168 | 718.8331 | 687.461 | 828.788 | 687.461 | 687.461 | 828.788 | 687.461 | 687.461 | 828.788 | 687.461 | 978.2313 | 270.5919 | 687.461 | 828.788 | 687.461 | 5168 | 687.461 | 828.7881 | 978.2313 | 270.5919 | 6630 | 6655 | 4480 | 6739 | 2288 | 4730 | 2057 | 8254 | 721.6321 | 857.3344 | 976.8708 | 315.2143
| 5169 | 727.4509 | 657.9997 | 829.6894 | 657.9997 | 657.9997 | 829.6894 | 657.9997 | 657.9997 | 829.6894 | 657.9997 | 971.4286 | 630.1284 | 657.9997 | 829.6894 | 657.9997 | 5169 | 657.9997 | 829.6895 | 971.4286 | 630.1284 | 7631 | 6633 | 6672 | 628 | 4263 | 5365 | 2032 | 5531 | 721.5841 | 857.3343 | 976.8708 | 315.1686
| 5170 | 742.2648 | 682.1743 | 833.796 | 682.1743 | 682.1743 | 833.796 | 682.1743 | 682.1743 | 833.796 | 682.1743 | 960.5442 | 638.5844 | 682.1743 | 833.796 | 682.1743 | 5170 | 682.1743 | 833.796 | 960.5442 | 638.5844 | 6860 | 6478 | 8231 | 570 | 2003 | 1016 | 2028 | 8266 | 721.5841 | 857.2655 | 976.8708 | 315.0642
| 5171 | 773.1194 | 682.6549 | 885.1469 | 682.6549 | 682.6549 | 885.1469 | 682.6549 | 682.6549 | 885.1469 | 682.6549 | 976.8707 | 844.9734 | 682.6549 | 885.1469 | 682.6549 | 5171 | 682.6549 | 885.147 | 976.8708 | 844.9734 | 6848 | 3244 | 5019 | 19 | 6369 | 919 | 1979 | 8248 | 721.536 | 857.2566 | 976.8708 | 315.0642
| 5172 | 763.8452 | 685.7308 | 857.7642 | 685.7308 | 685.7308 | 857.7642 | 685.7308 | 685.7308 | 857.7642 | 685.7308 | 967.3469 | 809.5835 | 685.7308 | 857.7642 | 685.7308 | 5172 | 685.7308 | 857.7642 | 967.3469 | 809.5835 | 6698 | 5150 | 7586 | 47 | 8264 | 5884 | 1975 | 5637 | 721.488 | 857.2418 | 976.8708 | 315.0642
| 5173 | 731.1893 | 674.5807 | 842.5683 | 674.5807 | 674.5807 | 842.5683 | 674.5807 | 674.5807 | 842.5683 | 674.5807 | 940.1361 | 529.596 | 674.5807 | 842.5683 | 674.5807 | 5173 | 674.5807 | 842.5684 | 940.1361 | 529.596 | 7156 | 6079 | 8676 | 1524 | 6150 | 5012 | 1965 | 5538 | 721.4399 | 857.2414 | 976.8708 | 315.0642
| 5174 | 727.947 | 679.7712 | 857.1904 | 679.7712 | 679.7712 | 857.1904 | 679.7712 | 679.7712 | 857.1904 | 679.7712 | 946.9388 | 377.388 | 679.7712 | 857.1904 | 679.7712 | 5174 | 679.7712 | 857.1904 | 946.9388 | 377.388 | 6957 | 5176 | 8573 | 3910 | 872 | 853 | 1930 | 5526 | 721.4399 | 857.2018 | 976.8708 | 315.0642
| 5175 | 746.1467 | 696.9289 | 833.5468 | 696.9289 | 696.9289 | 833.5468 | 696.9289 | 696.9289 | 833.5468 | 696.9289 | 979.5918 | 556.8431 | 696.9289 | 833.5468 | 696.9289 | 5175 | 696.9289 | 833.5468 | 979.5918 | 556.8431 | 6194 | 6488 | 4098 | 1227 | 2078 | 5372 | 1890 | 1521 | 721.3918 | 857.1961 | 976.8708 | 315.0642
| 5176 | 765.8221 | 710.2417 | 834.4768 | 710.2417 | 710.2417 | 834.4768 | 710.2417 | 710.2417 | 834.4768 | 710.2417 | 970.068 | 731.6004 | 710.2417 | 834.4768 | 710.2417 | 5176 | 710.2418 | 834.4768 | 970.068 | 731.6004 | 5633 | 6445 | 7058 | 183 | 6853 | 5174 | 1889 | 8474 | 721.3438 | 857.1904 | 976.8708 | 314.9076
| 5177 | 784.2605 | 737.7325 | 837.1641 | 737.7325 | 737.7325 | 837.1641 | 737.7325 | 737.7325 | 837.1641 | 737.7325 | 972.7891 | 756.342 | 737.7325 | 837.1641 | 737.7325 | 5177 | 737.7325 | 837.1641 | 972.7891 | 756.342 | 4476 | 6352 | 6275 | 130 | 6807 | 6577 | 1864 | 7835 | 721.3438 | 857.1814 | 976.8708 | 314.751
| 5178 | 779.0145 | 730.8598 | 843.3185 | 730.8598 | 730.8598 | 843.3185 | 730.8598 | 730.8598 | 843.3185 | 730.8598 | 986.3946 | 699.6555 | 730.8598 | 843.3185 | 730.8598 | 5178 | 730.8598 | 843.3185 | 986.3946 | 699.6555 | 4788 | 6044 | 1867 | 288 | 3868 | 4221 | 1860 | 6867 | 721.2957 | 857.1505 | 976.8708 | 314.751
| 5179 | 851.5187 | 853.2225 | 878.9107 | 853.2225 | 853.2225 | 878.9107 | 853.2225 | 853.2225 | 878.9107 | 853.2225 | 970.068 | 609.7714 | 853.2225 | 878.9107 | 853.2225 | 5179 | 853.2225 | 878.9107 | 970.068 | 609.7714 | 1001 | 3676 | 7057 | 753 | 6193 | 8257 | 1811 | 6464 | 721.2477 | 857.1331 | 976.8708 | 314.751
| 5180 | 844.3656 | 858.7975 | 911.3561 | 858.7975 | 858.7975 | 911.3561 | 858.7975 | 858.7975 | 911.3561 | 858.7975 | 983.6735 | 321.6411 | 858.7975 | 911.3561 | 858.7975 | 5180 | 858.7975 | 911.3561 | 983.6735 | 321.6411 | 939 | 1407 | 2680 | 5015 | 5850 | 8027 | 1807 | 3894 | 721.2477 | 857.1331 | 976.8708 | 314.751
| 5181 | 847.825 | 862.6424 | 900.663 | 862.6424 | 862.6424 | 900.663 | 862.6424 | 862.6424 | 900.663 | 862.6424 | 983.6735 | 382.0858 | 862.6424 | 900.663 | 862.6424 | 5181 | 862.6424 | 900.663 | 983.6735 | 382.0858 | 890 | 2064 | 2679 | 3805 | 5442 | 491 | 1797 | 2118 | 721.2477 | 857.1331 | 976.8708 | 314.751
| 5182 | 818.4425 | 820.6373 | 897.1828 | 820.6373 | 820.6373 | 897.1828 | 820.6373 | 820.6373 | 897.1828 | 820.6373 | 979.5918 | 324.7729 | 820.6373 | 897.1828 | 820.6373 | 5182 | 820.6373 | 897.1829 | 979.5918 | 324.7729 | 1616 | 2306 | 4097 | 4953 | 3324 | 5734 | 1762 | 1706 | 721.2477 | 857.1156 | 976.8708 | 314.751
| 5183 | 790.8721 | 771.5673 | 899.1051 | 771.5673 | 771.5673 | 899.1051 | 771.5673 | 771.5673 | 899.1051 | 771.5673 | 993.1973 | 310.0532 | 771.5673 | 899.1051 | 771.5673 | 5183 | 771.5673 | 899.1051 | 993.1973 | 310.0532 | 3204 | 2184 | 635 | 5300 | 8552 | 212 | 1722 | 8297 | 721.1996 | 857.1068 | 976.8708 | 314.4378
| 5184 | 764.9999 | 728.1684 | 892.9819 | 728.1684 | 728.1684 | 892.9819 | 728.1684 | 728.1684 | 892.9819 | 728.1684 | 982.3129 | 330.4103 | 728.1684 | 892.9819 | 728.1684 | 5184 | 728.1684 | 892.9819 | 982.3129 | 330.4103 | 4885 | 2631 | 3292 | 4826 | 6134 | 5042 | 1721 | 7112 | 721.1996 | 857.0981 | 976.8708 | 314.4378
| 5185 | 759.8118 | 701.9272 | 890.3426 | 701.9272 | 701.9272 | 890.3426 | 701.9272 | 701.9272 | 890.3426 | 701.9272 | 994.5578 | 466.0194 | 701.9272 | 890.3426 | 701.9272 | 5185 | 701.9272 | 890.3426 | 994.5578 | 466.0194 | 6018 | 2821 | 480 | 2367 | 6010 | 2690 | 1696 | 5591 | 721.1996 | 857.0792 | 976.8708 | 314.4378
| 5186 | 742.4373 | 681.8859 | 888.33 | 681.8859 | 681.8859 | 888.33 | 681.8859 | 681.8859 | 888.33 | 681.8859 | 990.4762 | 395.2396 | 681.8859 | 888.33 | 681.8859 | 5186 | 681.8859 | 888.33 | 990.4762 | 395.2396 | 6874 | 2973 | 1032 | 3573 | 6977 | 1242 | 1692 | 3879 | 721.1515 | 857.0303 | 976.8708 | 314.4378
| 5187 | 743.7149 | 674.6287 | 895.0063 | 674.6287 | 674.6287 | 895.0063 | 674.6287 | 674.6287 | 895.0063 | 674.6287 | 975.5102 | 459.4425 | 674.6287 | 895.0063 | 674.6287 | 5187 | 674.6287 | 895.0064 | 975.5102 | 459.4425 | 7153 | 2463 | 5437 | 2494 | 6536 | 2973 | 1643 | 2155 | 721.1515 | 857.0244 | 976.8707 | 314.4378
| 5188 | 743.1968 | 666.4584 | 892.6193 | 666.4584 | 666.4584 | 892.6193 | 666.4584 | 666.4584 | 892.6193 | 666.4584 | 979.5918 | 523.0191 | 666.4584 | 892.6193 | 666.4584 | 5188 | 666.4584 | 892.6193 | 979.5918 | 523.0191 | 7393 | 2658 | 4096 | 1607 | 6364 | 3886 | 1639 | 1552 | 721.1515 | 856.9772 | 976.8707 | 314.4378
| 5189 | 754.7964 | 693.3244 | 884.3893 | 693.3244 | 693.3244 | 884.3893 | 693.3244 | 693.3244 | 884.3893 | 693.3244 | 985.034 | 497.9643 | 693.3244 | 884.3893 | 693.3244 | 5189 | 693.3244 | 884.3893 | 985.034 | 497.9643 | 6361 | 3295 | 2212 | 1922 | 5784 | 1166 | 1629 | 7306 | 721.1515 | 856.9642 | 976.8707 | 314.1247
| 5190 | 743.7026 | 696.1119 | 903.3131 | 696.1119 | 696.1119 | 903.3131 | 696.1119 | 696.1119 | 903.3131 | 696.1119 | 965.9864 | 263.7018 | 696.1119 | 903.3131 | 696.1119 | 5190 | 696.1119 | 903.3131 | 965.9864 | 263.7019 | 6232 | 1888 | 7857 | 6977 | 2959 | 5412 | 1594 | 6630 | 721.1515 | 856.9627 | 976.8707 | 314.1247
| 5191 | 744.2246 | 689.095 | 887.3781 | 689.095 | 689.095 | 887.3781 | 689.095 | 689.095 | 887.3781 | 689.095 | 978.2313 | 378.6408 | 689.095 | 887.3781 | 689.095 | 5191 | 689.095 | 887.3781 | 978.2313 | 378.6408 | 6545 | 3031 | 4479 | 3885 | 1577 | 2425 | 1554 | 5901 | 721.1035 | 856.9587 | 976.8707 | 314.1247
| 5192 | 744.8242 | 709.1844 | 877.3524 | 709.1844 | 709.1844 | 877.3524 | 709.1844 | 709.1844 | 877.3524 | 709.1844 | 980.9524 | 263.7018 | 709.1844 | 877.3524 | 709.1844 | 5192 | 709.1844 | 877.3524 | 980.9524 | 263.7019 | 5680 | 3800 | 3767 | 6976 | 875 | 2181 | 1553 | 4898 | 721.1035 | 856.9587 | 976.8707 | 314.1247
| 5193 | 760.7252 | 707.2139 | 898.0849 | 707.2139 | 707.2139 | 898.0849 | 707.2139 | 707.2139 | 898.0849 | 707.2139 | 982.3129 | 417.7889 | 707.2139 | 898.0849 | 707.2139 | 5193 | 707.2139 | 898.0849 | 982.3129 | 417.7889 | 5767 | 2252 | 3291 | 3190 | 2892 | 6238 | 1528 | 4123 | 721.0554 | 856.9522 | 976.8707 | 314.1247
| 5194 | 777.9049 | 722.9778 | 897.0926 | 722.9778 | 722.9778 | 897.0926 | 722.9778 | 722.9778 | 897.0926 | 722.9778 | 978.2313 | 540.2443 | 722.9778 | 897.0926 | 722.9778 | 5194 | 722.9778 | 897.0926 | 978.2313 | 540.2443 | 5105 | 2313 | 4478 | 1409 | 6363 | 6029 | 1524 | 1292 | 721.0074 | 856.952 | 976.8707 | 314.1246
| 5195 | 800.3896 | 716.4416 | 920.5114 | 716.4416 | 716.4416 | 920.5114 | 716.4416 | 716.4416 | 920.5114 | 716.4416 | 974.1497 | 817.7263 | 716.4416 | 920.5114 | 716.4416 | 5195 | 716.4416 | 920.5114 | 974.1497 | 817.7263 | 5374 | 951 | 5857 | 37 | 5823 | 5793 | 1475 | 464 | 721.0074 | 856.9472 | 976.8707 | 314.1246
| 5196 | 782.0412 | 713.0293 | 906.9307 | 713.0293 | 713.0293 | 906.9307 | 713.0293 | 713.0293 | 906.9307 | 713.0293 | 983.6735 | 632.9471 | 713.0293 | 906.9307 | 713.0293 | 5196 | 713.0293 | 906.9307 | 983.6735 | 632.9471 | 5506 | 1680 | 2678 | 607 | 4060 | 34 | 1471 | 250 | 721.0074 | 856.8912 | 976.8707 | 314.1246
| 5197 | 776.9043 | 717.6912 | 889.9998 | 717.6912 | 717.6912 | 889.9998 | 717.6912 | 717.6912 | 889.9998 | 717.6912 | 965.9864 | 609.145 | 717.6912 | 889.9998 | 717.6912 | 5197 | 717.6912 | 889.9998 | 965.9864 | 609.145 | 5325 | 2841 | 7856 | 758 | 4045 | 887 | 1461 | 8386 | 721.0074 | 856.8802 | 976.8707 | 313.8115
| 5198 | 791.1695 | 729.7544 | 895.4023 | 729.7544 | 729.7544 | 895.4023 | 729.7544 | 729.7544 | 895.4023 | 729.7544 | 991.8367 | 664.892 | 729.7544 | 895.4023 | 729.7544 | 5198 | 729.7544 | 895.4023 | 991.8367 | 664.892 | 4829 | 2436 | 836 | 426 | 1769 | 6526 | 1426 | 7201 | 720.9593 | 856.8546 | 976.8707 | 313.8115
| 5199 | 785.9511 | 718.6043 | 884.0534 | 718.6043 | 718.6043 | 884.0534 | 718.6043 | 718.6043 | 884.0534 | 718.6043 | 970.068 | 748.1992 | 718.6043 | 884.0534 | 718.6043 | 5199 | 718.6043 | 884.0534 | 970.068 | 748.1992 | 5287 | 3321 | 7056 | 151 | 3473 | 2401 | 1386 | 5537 | 720.8632 | 856.795 | 976.8707 | 313.8115
| 5200 | 771.8588 | 730.9559 | 858.8493 | 730.9559 | 730.9559 | 858.8493 | 730.9559 | 730.9559 | 858.8493 | 730.9559 | 983.6735 | 539.3047 | 730.9559 | 858.8493 | 730.9559 | 5200 | 730.9559 | 858.8493 | 983.6735 | 539.3047 | 4785 | 5071 | 2677 | 1418 | 1854 | 2171 | 1385 | 4560 | 720.8632 | 856.795 | 976.8707 | 313.8115
| 5201 | 787.907 | 718.4601 | 892.846 | 718.4601 | 718.4601 | 892.846 | 718.4601 | 718.4601 | 892.846 | 718.4601 | 989.1156 | 722.518 | 718.4601 | 892.846 | 718.4601 | 5201 | 718.4601 | 892.846 | 989.1157 | 722.518 | 5292 | 2642 | 1201 | 205 | 4158 | 6744 | 1360 | 4284 | 720.8151 | 856.7936 | 976.8707 | 313.8115
| 5202 | 782.6777 | 716.9703 | 894.4916 | 716.9703 | 716.9703 | 894.4916 | 716.9703 | 716.9703 | 894.4916 | 716.9703 | 982.3129 | 661.4469 | 716.9703 | 894.4916 | 716.9703 | 5202 | 716.9703 | 894.4916 | 982.3129 | 661.4469 | 5353 | 2494 | 3290 | 444 | 1915 | 5806 | 1356 | 2214 | 720.7671 | 856.7849 | 976.8707 | 313.8115
| 5203 | 834.0927 | 843.4181 | 899.0618 | 843.4181 | 843.4181 | 899.0618 | 843.4181 | 843.4181 | 899.0618 | 843.4181 | 982.3129 | 351.3937 | 843.4181 | 899.0618 | 843.4181 | 5203 | 843.4181 | 899.0618 | 982.3129 | 351.3937 | 1159 | 2186 | 3289 | 4431 | 4330 | 6680 | 1307 | 8573 | 720.719 | 856.7704 | 976.8707 | 313.5766
| 5204 | 854.0399 | 884.0775 | 909.449 | 884.0775 | 884.0775 | 909.449 | 884.0775 | 884.0775 | 909.449 | 884.0775 | 991.8367 | 254.3063 | 884.0775 | 909.449 | 884.0775 | 5204 | 884.0775 | 909.449 | 991.8367 | 254.3063 | 646 | 1520 | 835 | 7298 | 3584 | 6724 | 1303 | 8727 | 720.719 | 856.7571 | 976.8707 | 313.4983
| 5205 | 847.5893 | 867.4965 | 901.7496 | 867.4965 | 867.4965 | 901.7496 | 867.4965 | 867.4965 | 901.7496 | 867.4965 | 974.1497 | 345.13 | 867.4965 | 901.7496 | 867.4965 | 5205 | 867.4965 | 901.7496 | 974.1497 | 345.13 | 840 | 1981 | 5856 | 4551 | 2532 | 844 | 1293 | 8721 | 720.719 | 856.7529 | 976.8707 | 313.4983
| 5206 | 838.3603 | 839.9577 | 899.1334 | 839.9577 | 839.9577 | 899.1334 | 839.9577 | 839.9577 | 899.1334 | 839.9577 | 971.4286 | 449.4206 | 839.9577 | 899.1334 | 839.9577 | 5206 | 839.9577 | 899.1334 | 971.4286 | 449.4206 | 1220 | 2176 | 6671 | 2670 | 842 | 198 | 1258 | 8450 | 720.719 | 856.7229 | 976.8707 | 313.4983
| 5207 | 796.4381 | 776.2292 | 892.4582 | 776.2292 | 776.2292 | 892.4582 | 776.2292 | 776.2292 | 892.4582 | 776.2292 | 987.7551 | 382.7122 | 776.2292 | 892.4582 | 776.2292 | 5207 | 776.2292 | 892.4582 | 987.7551 | 382.7122 | 3014 | 2677 | 1504 | 3796 | 3569 | 5509 | 1218 | 7841 | 720.6709 | 856.684 | 976.8707 | 313.4983
| 5208 | 768.4082 | 730.4273 | 884.7368 | 730.4273 | 730.4273 | 884.7368 | 730.4273 | 730.4273 | 884.7368 | 730.4273 | 978.2313 | 397.1187 | 730.4273 | 884.7368 | 730.4273 | 5208 | 730.4273 | 884.7368 | 978.2313 | 397.1187 | 4806 | 3280 | 4477 | 3543 | 2080 | 5120 | 1217 | 7438 | 720.6709 | 856.6829 | 976.8707 | 313.4983
| 5209 | 753.0744 | 698.8513 | 893.5349 | 698.8513 | 698.8513 | 893.5349 | 698.8513 | 698.8513 | 893.5349 | 698.8513 | 989.1156 | 388.9759 | 698.8513 | 893.5349 | 698.8513 | 5209 | 698.8514 | 893.5349 | 989.1157 | 388.9759 | 6141 | 2588 | 1200 | 3684 | 5952 | 5771 | 1192 | 7172 | 720.6229 | 856.6803 | 976.8707 | 313.4983
| 5210 | 749.8028 | 688.7105 | 904.255 | 688.7105 | 688.7105 | 904.255 | 688.7105 | 688.7105 | 904.255 | 688.7105 | 972.7891 | 397.7451 | 688.7105 | 904.255 | 688.7105 | 5210 | 688.7105 | 904.255 | 972.7891 | 397.7451 | 6565 | 1843 | 6274 | 3530 | 4490 | 837 | 1188 | 1858 | 720.6229 | 856.6493 | 976.8707 | 313.4983
| 5211 | 740.4893 | 665.6414 | 907.1646 | 665.6414 | 665.6414 | 907.1646 | 665.6414 | 665.6414 | 907.1646 | 665.6414 | 987.7551 | 425.3054 | 665.6414 | 907.1646 | 665.6414 | 5211 | 665.6414 | 907.1646 | 987.7551 | 425.3054 | 7415 | 1665 | 1503 | 3074 | 1860 | 2621 | 1139 | 382 | 720.6229 | 856.6473 | 976.8707 | 313.4983
| 5212 | 729.2469 | 654.5393 | 899.0218 | 654.5393 | 654.5393 | 899.0218 | 654.5393 | 654.5393 | 899.0218 | 654.5393 | 991.8367 | 385.2177 | 654.5393 | 899.0218 | 654.5393 | 5212 | 654.5393 | 899.0218 | 991.8367 | 385.2177 | 7733 | 2190 | 834 | 3751 | 5701 | 6799 | 1135 | 187 | 720.5268 | 856.6246 | 976.8707 | 313.4983
| 5213 | 734.6693 | 688.8547 | 884.7452 | 688.8547 | 688.8547 | 884.7452 | 688.8547 | 688.8547 | 884.7452 | 688.8547 | 972.7891 | 262.7623 | 688.8547 | 884.7452 | 688.8547 | 5213 | 688.8547 | 884.7452 | 972.7891 | 262.7623 | 6559 | 3279 | 6273 | 6999 | 2240 | 6569 | 1125 | 8178 | 720.5267 | 856.6246 | 976.8707 | 313.1851
| 5214 | 725.4 | 656.8463 | 880.2957 | 656.8463 | 656.8463 | 880.2957 | 656.8463 | 656.8463 | 880.2957 | 656.8463 | 985.034 | 394.6132 | 656.8463 | 880.2957 | 656.8463 | 5214 | 656.8463 | 880.2958 | 985.034 | 394.6132 | 7666 | 3588 | 2211 | 3587 | 1952 | 960 | 1090 | 7785 | 720.4787 | 856.605 | 976.8707 | 313.1851
| 5215 | 704.7632 | 633.6329 | 893.4387 | 633.6329 | 633.6329 | 893.4387 | 633.6329 | 633.6329 | 893.4387 | 633.6329 | 975.5102 | 248.3558 | 633.6329 | 893.4387 | 633.6329 | 5215 | 633.6329 | 893.4387 | 975.5102 | 248.3558 | 8171 | 2597 | 5436 | 7524 | 6265 | 5758 | 1050 | 642 | 720.3826 | 856.5933 | 976.8707 | 313.1851
| 5216 | 708.434 | 633.0081 | 895.0822 | 633.0081 | 633.0081 | 895.0822 | 633.0081 | 633.0081 | 895.0822 | 633.0081 | 983.6735 | 290.0094 | 633.0081 | 895.0822 | 633.0081 | 5216 | 633.0081 | 895.0822 | 983.6735 | 290.0094 | 8176 | 2460 | 2676 | 5963 | 6160 | 6023 | 1049 | 154 | 720.3345 | 856.573 | 976.8707 | 313.1851
| 5217 | 724.3382 | 630.9896 | 893.6639 | 630.9896 | 630.9896 | 893.6639 | 630.9896 | 630.9896 | 893.6639 | 630.9896 | 978.2313 | 539.9311 | 630.9896 | 893.6639 | 630.9896 | 5217 | 630.9896 | 893.6639 | 978.2313 | 539.9311 | 8212 | 2573 | 4476 | 1413 | 6036 | 6775 | 1024 | 181 | 720.3345 | 856.5643 | 976.8707 | 313.0285
| 5218 | 724.1922 | 639.3041 | 894.0623 | 639.3041 | 639.3041 | 894.0623 | 639.3041 | 639.3041 | 894.0623 | 639.3041 | 978.2313 | 469.7776 | 639.3041 | 894.0623 | 639.3041 | 5218 | 639.3041 | 894.0623 | 978.2313 | 469.7776 | 8061 | 2531 | 4475 | 2311 | 5009 | 6700 | 1020 | 8082 | 720.3345 | 856.5436 | 976.8707 | 312.8719
| 5219 | 725.6568 | 624.0208 | 893.3497 | 624.0208 | 624.0208 | 893.3497 | 624.0208 | 624.0208 | 893.3497 | 624.0208 | 974.1497 | 619.4801 | 624.0208 | 893.3497 | 624.0208 | 5219 | 624.0208 | 893.3497 | 974.1497 | 619.4801 | 8342 | 2606 | 5855 | 694 | 8211 | 2551 | 971 | 8040 | 720.2865 | 856.5391 | 976.8707 | 312.8719
| 5220 | 711.1146 | 626.0874 | 891.428 | 626.0874 | 626.0874 | 891.428 | 626.0874 | 626.0874 | 891.428 | 626.0874 | 976.8707 | 404.322 | 626.0874 | 891.428 | 626.0874 | 5220 | 626.0874 | 891.428 | 976.8708 | 404.322 | 8297 | 2748 | 5018 | 3401 | 1932 | 5819 | 967 | 7989 | 720.2864 | 856.5035 | 976.8707 | 312.8719
| 5221 | 727.4696 | 632.143 | 884.201 | 632.143 | 632.143 | 884.201 | 632.143 | 632.143 | 884.201 | 632.143 | 983.6735 | 606.9527 | 632.143 | 884.201 | 632.143 | 5221 | 632.143 | 884.201 | 983.6735 | 606.9527 | 8192 | 3309 | 2675 | 776 | 675 | 5929 | 957 | 7833 | 720.2864 | 856.4922 | 976.8707 | 312.8719
| 5222 | 719.5866 | 622.5789 | 880.5147 | 622.5789 | 622.5789 | 880.5147 | 622.5789 | 622.5789 | 880.5147 | 622.5789 | 983.6735 | 587.8484 | 622.5789 | 880.5147 | 622.5789 | 5222 | 622.5789 | 880.5147 | 983.6735 | 587.8484 | 8365 | 3574 | 2674 | 946 | 8749 | 6671 | 922 | 7150 | 720.2384 | 856.464 | 976.8707 | 312.8719
| 5223 | 713.3441 | 639.8327 | 885.0294 | 639.8327 | 639.8327 | 885.0294 | 639.8327 | 639.8327 | 885.0294 | 639.8327 | 970.068 | 357.9706 | 639.8327 | 885.0294 | 639.8327 | 5223 | 639.8328 | 885.0294 | 970.068 | 357.9706 | 8053 | 3255 | 7055 | 4304 | 4497 | 7442 | 882 | 5625 | 720.2384 | 856.432 | 976.8707 | 312.8719
| 5224 | 693.4885 | 602.2973 | 893.3678 | 602.2973 | 602.2973 | 893.3678 | 602.2973 | 602.2973 | 893.3678 | 602.2973 | 976.8707 | 340.119 | 602.2973 | 893.3678 | 602.2973 | 5224 | 602.2973 | 893.3678 | 976.8708 | 340.119 | 8608 | 2603 | 5017 | 4652 | 7519 | 386 | 881 | 546 | 720.1903 | 856.432 | 976.8707 | 312.8719
| 5225 | 724.3365 | 667.2754 | 897.7384 | 667.2754 | 667.2754 | 897.7384 | 667.2754 | 667.2754 | 897.7384 | 667.2754 | 978.2313 | 233.3229 | 667.2754 | 897.7384 | 667.2754 | 5225 | 667.2754 | 897.7384 | 978.2313 | 233.3229 | 7370 | 2274 | 4474 | 7977 | 7430 | 6497 | 856 | 504 | 720.1423 | 856.4206 | 976.8707 | 312.8719
| 5226 | 728.6812 | 681.0689 | 876.3245 | 681.0689 | 681.0689 | 876.3245 | 681.0689 | 681.0689 | 876.3245 | 681.0689 | 983.6735 | 264.015 | 681.0689 | 876.3245 | 681.0689 | 5226 | 681.0689 | 876.3245 | 983.6735 | 264.015 | 6905 | 3863 | 2673 | 6969 | 5605 | 6750 | 852 | 8579 | 720.1423 | 856.4009 | 976.8707 | 312.5587
| 5227 | 806.2636 | 820.0606 | 886.6436 | 820.0606 | 820.0606 | 886.6436 | 820.0606 | 820.0606 | 886.6436 | 820.0606 | 927.8912 | 252.7404 | 820.0606 | 886.6436 | 820.0606 | 5227 | 820.0606 | 886.6436 | 927.8912 | 252.7404 | 1630 | 3099 | 8729 | 7355 | 374 | 6085 | 803 | 7842 | 720.1423 | 856.3951 | 976.8707 | 312.5587
| 5228 | 822.4539 | 836.1128 | 899.4352 | 836.1128 | 836.1128 | 899.4352 | 836.1128 | 836.1128 | 899.4352 | 836.1128 | 968.7075 | 259.0041 | 836.1128 | 899.4352 | 836.1128 | 5228 | 836.1129 | 899.4352 | 968.7075 | 259.0041 | 1287 | 2150 | 7367 | 7145 | 4382 | 6091 | 799 | 7424 | 720.0942 | 856.383 | 976.8707 | 312.5587
| 5229 | 822.8377 | 846.0614 | 887.3067 | 846.0614 | 846.0614 | 887.3067 | 846.0614 | 846.0614 | 887.3067 | 846.0614 | 960.5442 | 241.4657 | 846.0614 | 887.3067 | 846.0614 | 5229 | 846.0614 | 887.3067 | 960.5442 | 241.4657 | 1116 | 3042 | 8230 | 7749 | 2678 | 8115 | 789 | 7014 | 720.0461 | 856.3808 | 976.8707 | 312.5587
| 5230 | 800.2358 | 802.999 | 888.8877 | 802.999 | 802.999 | 888.8877 | 802.999 | 802.999 | 888.8877 | 802.999 | 974.1497 | 249.6085 | 802.999 | 888.8877 | 802.999 | 5230 | 802.999 | 888.8877 | 974.1497 | 249.6085 | 2129 | 2931 | 5854 | 7480 | 6275 | 579 | 754 | 6903 | 719.9981 | 856.3808 | 976.8707 | 312.5587
| 5231 | 754.2247 | 725.1886 | 880.2812 | 725.1886 | 725.1886 | 880.2812 | 725.1886 | 725.1886 | 880.2812 | 725.1886 | 980.9524 | 255.559 | 725.1886 | 880.2812 | 725.1886 | 5231 | 725.1886 | 880.2812 | 980.9524 | 255.559 | 5002 | 3589 | 3766 | 7251 | 5856 | 6310 | 714 | 5449 | 719.9981 | 856.3732 | 976.8707 | 312.5587
| 5232 | 718.5987 | 666.4103 | 880.1473 | 666.4103 | 666.4103 | 880.1473 | 666.4103 | 666.4103 | 880.1473 | 666.4103 | 971.4286 | 237.0811 | 666.4103 | 880.1473 | 666.4103 | 5232 | 666.4103 | 880.1473 | 971.4286 | 237.0811 | 7395 | 3594 | 6670 | 7874 | 6806 | 8636 | 713 | 3478 | 719.95 | 856.3588 | 976.8707 | 312.5587
| 5233 | 713.4634 | 651.7518 | 890.6052 | 651.7518 | 651.7518 | 890.6052 | 651.7518 | 651.7518 | 890.6052 | 651.7518 | 968.7075 | 243.3448 | 651.7518 | 890.6052 | 651.7518 | 5233 | 651.7518 | 890.6052 | 968.7075 | 243.3448 | 7805 | 2807 | 7366 | 7694 | 6494 | 3818 | 688 | 3222 | 719.95 | 856.3558 | 976.8707 | 312.5587
| 5234 | 709.6066 | 648.8682 | 883.0571 | 648.8682 | 648.8682 | 883.0571 | 648.8682 | 648.8682 | 883.0571 | 648.8682 | 967.3469 | 243.9712 | 648.8682 | 883.0571 | 648.8682 | 5234 | 648.8682 | 883.0571 | 967.3469 | 243.9712 | 7875 | 3392 | 7585 | 7659 | 5963 | 712 | 684 | 2264 | 719.95 | 856.347 | 976.8707 | 312.5587
| 5235 | 702.3339 | 641.1784 | 872.1478 | 641.1784 | 641.1784 | 872.1478 | 641.1784 | 641.1784 | 872.1478 | 641.1784 | 965.9864 | 248.669 | 641.1784 | 872.1478 | 641.1784 | 5235 | 641.1785 | 872.1478 | 965.9864 | 248.669 | 8029 | 4131 | 7855 | 7510 | 5344 | 6764 | 635 | 1758 | 719.902 | 856.3015 | 976.8707 | 312.5587
| 5236 | 698.8209 | 630.3648 | 882.473 | 630.3648 | 630.3648 | 882.473 | 630.3648 | 630.3648 | 882.473 | 630.3648 | 963.2653 | 247.4162 | 630.3648 | 882.473 | 630.3648 | 5236 | 630.3648 | 882.4731 | 963.2653 | 247.4162 | 8222 | 3436 | 8094 | 7556 | 4275 | 7038 | 631 | 1741 | 719.902 | 856.2968 | 976.8707 | 312.5587
| 5237 | 707.5546 | 640.6017 | 889.3571 | 640.6017 | 640.6017 | 889.3571 | 640.6017 | 640.6017 | 889.3571 | 640.6017 | 963.2653 | 260.2568 | 640.6017 | 889.3571 | 640.6017 | 5237 | 640.6017 | 889.3571 | 963.2653 | 260.2568 | 8040 | 2892 | 8093 | 7084 | 4017 | 6592 | 621 | 1657 | 719.902 | 856.2968 | 976.8707 | 312.5587
| 5238 | 710.1973 | 651.6076 | 878.3418 | 651.6076 | 651.6076 | 878.3418 | 651.6076 | 651.6076 | 878.3418 | 651.6076 | 965.9864 | 250.5481 | 651.6076 | 878.3418 | 651.6076 | 5238 | 651.6076 | 878.3418 | 965.9864 | 250.5481 | 7808 | 3717 | 7854 | 7443 | 8601 | 5990 | 586 | 368 | 719.8539 | 856.2927 | 976.8707 | 312.5587
| 5239 | 710.6464 | 652.2324 | 881.9577 | 652.2324 | 652.2324 | 881.9577 | 652.2324 | 652.2324 | 881.9577 | 652.2324 | 957.8231 | 245.5371 | 652.2324 | 881.9577 | 652.2324 | 5239 | 652.2324 | 881.9577 | 957.8231 | 245.5371 | 7790 | 3461 | 8365 | 7609 | 4145 | 6026 | 546 | 8249 | 719.8058 | 856.2807 | 976.8707 | 312.2455
| 5240 | 698.1095 | 635.8437 | 877.127 | 635.8437 | 635.8437 | 877.127 | 635.8437 | 635.8437 | 877.127 | 635.8437 | 945.5782 | 232.6965 | 635.8437 | 877.127 | 635.8437 | 5240 | 635.8437 | 877.127 | 945.5782 | 232.6965 | 8137 | 3825 | 8624 | 7997 | 3755 | 6704 | 545 | 8241 | 719.8058 | 856.2604 | 976.8707 | 312.2455
| 5241 | 731.3119 | 652.6169 | 882.2722 | 652.6169 | 652.6169 | 797.0984 | 652.6169 | 652.6169 | 882.2722 | 652.6169 | 967.3469 | 606.1697 | 652.6169 | 882.2722 | 652.6169 | 5241 | 652.6169 | 882.2723 | 967.3469 | 606.1698 | 7781 | 3445 | 7584 | 783 | 3635 | 7033 | 520 | 8007 | 719.8058 | 856.2518 | 976.8707 | 312.2455
| 5242 | 736.6711 | 663.5267 | 889.9964 | 663.5267 | 663.5267 | 801.196 | 663.5267 | 663.5267 | 889.9964 | 663.5267 | 964.6259 | 569.3705 | 663.5267 | 889.9964 | 663.5267 | 5242 | 663.5267 | 889.9965 | 964.6259 | 569.3705 | 7488 | 2842 | 8000 | 1114 | 3065 | 6587 | 516 | 7316 | 719.8058 | 856.2518 | 976.8707 | 312.2455
| 5243 | 740.4912 | 655.3083 | 881.3642 | 655.3083 | 655.3083 | 804.0769 | 655.3083 | 655.3083 | 881.3642 | 655.3083 | 967.3469 | 708.8945 | 655.3083 | 881.3642 | 655.3083 | 5243 | 655.3083 | 881.3642 | 967.3469 | 708.8945 | 7714 | 3516 | 7583 | 248 | 1929 | 7419 | 467 | 6172 | 719.8058 | 856.2431 | 976.8707 | 312.2455
| 5244 | 713.4839 | 648.6519 | 877.7258 | 648.6519 | 648.6519 | 706.3154 | 648.6519 | 648.6519 | 877.7258 | 648.6519 | 978.2313 | 481.8353 | 648.6519 | 877.7258 | 648.6519 | 5244 | 648.6519 | 877.7258 | 978.2313 | 481.8353 | 7884 | 3772 | 4473 | 2126 | 5273 | 363 | 463 | 1496 | 719.7578 | 856.2431 | 976.8707 | 312.2455
| 5245 | 725.3355 | 649.2767 | 874.6355 | 649.2767 | 649.2767 | 782.5751 | 649.2767 | 649.2767 | 874.6355 | 649.2767 | 970.068 | 583.9336 | 649.2767 | 874.6355 | 649.2767 | 5245 | 649.2767 | 874.6355 | 970.068 | 583.9336 | 7866 | 3993 | 7054 | 974 | 1447 | 3816 | 453 | 1410 | 719.7097 | 856.2116 | 976.8707 | 312.2455
| 5246 | 673.317 | 591.9162 | 873.258 | 591.9162 | 591.9162 | 873.258 | 591.9162 | 591.9162 | 873.258 | 591.9162 | 974.1497 | 223.9273 | 591.9162 | 873.258 | 591.9162 | 5246 | 591.9162 | 873.258 | 974.1497 | 223.9273 | 8692 | 4067 | 5853 | 8207 | 5988 | 6786 | 418 | 1317 | 719.6617 | 856.2034 | 976.8707 | 312.2455
| 5247 | 684.7873 | 605.9019 | 886.1642 | 605.9019 | 605.9019 | 886.1642 | 605.9019 | 605.9019 | 886.1642 | 605.9019 | 972.7891 | 222.3614 | 605.9019 | 886.1642 | 605.9019 | 5247 | 605.9019 | 886.1642 | 972.7891 | 222.3614 | 8572 | 3139 | 6272 | 8229 | 3054 | 5593 | 378 | 260 | 719.6617 | 856.1906 | 976.8707 | 312.2455
| 5248 | 678.1281 | 598.2602 | 882.8919 | 598.2602 | 598.2602 | 882.8919 | 598.2602 | 598.2602 | 882.8919 | 598.2602 | 970.068 | 206.0758 | 598.2602 | 882.8919 | 598.2602 | 5248 | 598.2602 | 882.8919 | 970.068 | 206.0758 | 8647 | 3399 | 7053 | 8482 | 2033 | 5133 | 377 | 8656 | 719.6617 | 856.1906 | 976.8707 | 312.089
| 5249 | 684.7925 | 612.7265 | 883.6487 | 612.7265 | 612.7265 | 883.6487 | 612.7265 | 612.7265 | 883.6487 | 612.7265 | 976.8707 | 173.8177 | 612.7265 | 883.6487 | 612.7265 | 5249 | 612.7265 | 883.6487 | 976.8708 | 173.8177 | 8493 | 3348 | 5016 | 8722 | 7935 | 6048 | 352 | 6791 | 719.5655 | 856.1414 | 976.8707 | 312.089
| 5250 | 681.6402 | 606.6228 | 885.6842 | 606.6228 | 606.6228 | 885.6842 | 606.6228 | 606.6228 | 885.6842 | 606.6228 | 976.8707 | 170.3727 | 606.6228 | 885.6842 | 606.6228 | 5250 | 606.6228 | 885.6842 | 976.8708 | 170.3727 | 8565 | 3193 | 5015 | 8734 | 1023 | 2253 | 348 | 8401 | 719.5175 | 856.134 | 976.8707 | 311.9324
| 5251 | 797.1348 | 802.4703 | 906.2194 | 802.4703 | 802.4703 | 906.2194 | 802.4703 | 802.4703 | 906.2194 | 802.4703 | 956.4626 | 158.7848 | 802.4703 | 906.2194 | 802.4703 | 5251 | 802.4703 | 906.2194 | 956.4626 | 158.7848 | 2140 | 1720 | 8438 | 8746 | 6798 | 6749 | 299 | 8397 | 719.4694 | 856.1193 | 976.8707 | 311.9324
| 5252 | 813.0013 | 825.2992 | 899.2774 | 825.2992 | 825.2992 | 899.2774 | 825.2992 | 825.2992 | 899.2774 | 825.2992 | 971.4286 | 211.0868 | 825.2992 | 899.2774 | 825.2992 | 5252 | 825.2992 | 899.2774 | 971.4286 | 211.0868 | 1501 | 2165 | 6669 | 8408 | 5489 | 6723 | 295 | 7488 | 719.4694 | 856.0761 | 976.8707 | 311.9324
| 5253 | 821.146 | 822.3194 | 886.1365 | 822.3194 | 822.3194 | 886.1365 | 822.3194 | 822.3194 | 886.1365 | 822.3194 | 975.5102 | 397.4319 | 822.3194 | 886.1365 | 822.3194 | 5253 | 822.3194 | 886.1365 | 975.5102 | 397.4319 | 1577 | 3143 | 5435 | 3538 | 1767 | 2237 | 285 | 7149 | 719.4694 | 856.0472 | 976.8707 | 311.9324
| 5254 | 804.0254 | 782.0445 | 880.1387 | 782.0445 | 782.0445 | 880.1387 | 782.0445 | 782.0445 | 880.1387 | 782.0445 | 983.6735 | 495.772 | 782.0445 | 880.1387 | 782.0445 | 5254 | 782.0445 | 880.1387 | 983.6735 | 495.772 | 2800 | 3595 | 2672 | 1944 | 8673 | 5933 | 250 | 5695 | 719.4214 | 856.0161 | 976.8707 | 311.9324
| 5255 | 774.8757 | 740.52 | 878.2322 | 740.52 | 740.52 | 878.2322 | 740.52 | 740.52 | 878.2322 | 740.52 | 983.6735 | 427.4977 | 740.52 | 878.2322 | 740.52 | 5255 | 740.52 | 878.2323 | 983.6735 | 427.4977 | 4372 | 3730 | 2671 | 3042 | 6274 | 8017 | 210 | 3616 | 719.4214 | 855.9921 | 976.8707 | 311.9324
| 5256 | 730.1662 | 681.0689 | 868.0207 | 681.0689 | 681.0689 | 868.0207 | 681.0689 | 681.0689 | 868.0207 | 681.0689 | 975.5102 | 326.1823 | 681.0689 | 868.0207 | 681.0689 | 5256 | 681.0689 | 868.0207 | 975.5102 | 326.1823 | 6904 | 4407 | 5434 | 4921 | 4016 | 481 | 209 | 3462 | 719.4214 | 855.9921 | 976.8707 | 311.9324
| 5257 | 698.6531 | 606.6708 | 873.9403 | 606.6708 | 606.6708 | 873.9403 | 606.6708 | 606.6708 | 873.9403 | 606.6708 | 970.068 | 461.948 | 606.6708 | 873.9403 | 606.6708 | 5257 | 606.6708 | 873.9403 | 970.068 | 461.948 | 8564 | 4034 | 7052 | 2446 | 4986 | 35 | 184 | 1833 | 719.3733 | 855.9921 | 976.8707 | 311.9324
| 5258 | 712.317 | 651.0309 | 883.9875 | 651.0309 | 651.0309 | 883.9875 | 651.0309 | 651.0309 | 883.9875 | 651.0309 | 971.4286 | 256.8118 | 651.0309 | 883.9875 | 651.0309 | 5258 | 651.0309 | 883.9875 | 971.4286 | 256.8118 | 7820 | 3328 | 6668 | 7212 | 1001 | 3161 | 180 | 432 | 719.3252 | 855.9758 | 976.8707 | 311.9324
| 5259 | 712.5893 | 648.0031 | 880.2724 | 648.0031 | 648.0031 | 880.2724 | 648.0031 | 648.0031 | 880.2724 | 648.0031 | 967.3469 | 303.7895 | 648.0031 | 880.2724 | 648.0031 | 5259 | 648.0031 | 880.2724 | 967.3469 | 303.7895 | 7897 | 3590 | 7582 | 5513 | 8670 | 7281 | 131 | 8325 | 719.2291 | 855.8845 | 976.8707 | 311.7236
| 5260 | 721.9392 | 645.7442 | 884.7304 | 645.7442 | 645.7442 | 884.7304 | 645.7442 | 645.7442 | 884.7304 | 645.7442 | 974.1497 | 428.124 | 645.7442 | 884.7304 | 645.7442 | 5260 | 645.7442 | 884.7304 | 974.1497 | 428.124 | 7931 | 3282 | 5852 | 3027 | 5495 | 6619 | 127 | 8059 | 719.2291 | 855.8845 | 976.8707 | 311.6192
| 5261 | 735.4187 | 660.0183 | 885.4818 | 660.0183 | 660.0183 | 885.4818 | 660.0183 | 660.0183 | 885.4818 | 660.0183 | 975.5102 | 498.2775 | 660.0183 | 885.4818 | 660.0183 | 5261 | 660.0183 | 885.4819 | 975.5102 | 498.2775 | 7587 | 3209 | 5433 | 1915 | 1783 | 6643 | 117 | 7052 | 719.2291 | 855.876 | 976.8707 | 311.6192
| 5262 | 715.796 | 653.3907 | 891.1236 | 653.3907 | 653.3907 | 891.1236 | 653.3907 | 653.3907 | 891.1236 | 653.3907 | 983.6735 | 245.8503 | 653.3907 | 891.1236 | 653.3907 | 5262 | 653.3907 | 891.1236 | 983.6735 | 245.8503 | 7759 | 2779 | 2670 | 7596 | 191 | 5898 | 82 | 4130 | 719.2291 | 855.8602 | 976.8707 | 311.6192
| 5263 | 713.8363 | 656.2167 | 877.8567 | 656.2167 | 656.2167 | 877.8567 | 656.2167 | 656.2167 | 877.8567 | 656.2167 | 982.3129 | 250.2349 | 656.2167 | 877.8567 | 656.2167 | 5263 | 656.2167 | 877.8567 | 982.3129 | 250.2349 | 7685 | 3763 | 3288 | 7456 | 8747 | 7522 | 42 | 2937 | 719.1811 | 855.8225 | 976.8707 | 311.6192
| 5264 | 726.1621 | 671.5048 | 802.262 | 671.5048 | 671.5048 | 802.262 | 671.5048 | 671.5048 | 802.262 | 671.5048 | 978.2313 | 606.9527 | 671.5048 | 802.262 | 671.5048 | 5264 | 671.5048 | 802.262 | 978.2313 | 606.9527 | 7256 | 7080 | 4472 | 775 | 5697 | 6235 | 41 | 2327 | 719.1811 | 855.7595 | 976.8707 | 311.6192
| 5265 | 703.629 | 674.2442 | 700.5328 | 674.2442 | 674.2442 | 700.5328 | 674.2442 | 674.2442 | 700.5328 | 674.2442 | 982.3129 | 672.4084 | 674.2442 | 700.5328 | 674.2442 | 5265 | 674.2443 | 700.5328 | 982.3129 | 672.4084 | 7173 | 8028 | 3287 | 391 | 3634 | 1369 | 16 | 523 | 719.181 | 855.7586 | 976.8707 | 311.6192
| 5266 | 713.6194 | 687.7493 | 708.3297 | 687.7493 | 687.7493 | 708.3297 | 687.7493 | 687.7493 | 708.3297 | 687.7493 | 986.3946 | 668.9634 | 687.7493 | 708.3297 | 687.7493 | 5266 | 687.7493 | 708.3297 | 986.3946 | 668.9634 | 6616 | 7944 | 1866 | 408 | 6290 | 5119 | 12 | 7240 | 719.133 | 855.7475 | 976.8707 | 311.306
| 5267 | 723.7575 | 686.5959 | 714.8042 | 686.5959 | 686.5959 | 714.8042 | 686.5959 | 686.5959 | 714.8042 | 686.5959 | 982.3129 | 798.3088 | 686.5959 | 714.8042 | 686.5959 | 5267 | 686.5959 | 714.8042 | 982.3129 | 798.3088 | 6670 | 7868 | 3286 | 60 | 3680 | 6672 | 8743 | 6388 | 719.133 | 855.7381 | 975.5102 | 311.306
| 5268 | 642.2945 | 671.2164 | 521.2028 | 671.2164 | 671.2164 | 521.2028 | 671.2164 | 671.2164 | 521.2028 | 671.2164 | 978.2313 | 559.3486 | 671.2164 | 521.2028 | 671.2164 | 5268 | 671.2164 | 521.2028 | 978.2313 | 559.3486 | 7267 | 8583 | 4471 | 1202 | 1073 | 5433 | 8715 | 6139 | 719.0849 | 855.7163 | 975.5102 | 311.306
| 5269 | 685.4961 | 666.4103 | 680.9491 | 666.4103 | 666.4103 | 680.9491 | 666.4103 | 666.4103 | 680.9491 | 666.4103 | 980.9524 | 560.9145 | 666.4103 | 680.9491 | 666.4103 | 5269 | 666.4103 | 680.9491 | 980.9524 | 560.9145 | 7394 | 8202 | 3765 | 1186 | 4502 | 6605 | 8683 | 2030 | 719.0369 | 855.6875 | 975.5102 | 311.306
| 5270 | 696.0296 | 670.6397 | 684.0678 | 670.6397 | 670.6397 | 684.0678 | 670.6397 | 670.6397 | 684.0678 | 670.6397 | 980.9524 | 662.0733 | 670.6397 | 684.0678 | 670.6397 | 5270 | 670.6397 | 684.0678 | 980.9524 | 662.0733 | 7280 | 8178 | 3764 | 441 | 4262 | 1832 | 8678 | 2451 | 719.0369 | 855.6349 | 975.5102 | 311.1494
| 5271 | 695.4789 | 675.3016 | 671.8821 | 675.3016 | 675.3016 | 671.8821 | 675.3016 | 675.3016 | 671.8821 | 675.3016 | 972.7891 | 673.9743 | 675.3016 | 671.8821 | 675.3016 | 5271 | 675.3016 | 671.8821 | 972.7891 | 673.9743 | 7130 | 8282 | 6271 | 384 | 7566 | 5759 | 8632 | 8455 | 718.9888 | 855.6251 | 975.5102 | 311.0672
| 5272 | 695.4887 | 671.649 | 678.3067 | 671.649 | 671.649 | 678.3067 | 671.649 | 671.649 | 678.3067 | 671.649 | 975.5102 | 674.9139 | 671.649 | 678.3067 | 671.649 | 5272 | 671.649 | 678.3067 | 975.5102 | 674.9139 | 7251 | 8228 | 5432 | 379 | 6329 | 3779 | 8621 | 7016 | 718.9888 | 855.5922 | 975.5102 | 310.9928
| 5273 | 716.7534 | 719.7578 | 691.3521 | 719.7578 | 719.7578 | 691.3521 | 719.7578 | 719.7578 | 691.3521 | 719.7578 | 983.6735 | 527.4037 | 719.7578 | 691.3521 | 719.7578 | 5273 | 719.7578 | 691.3521 | 983.6735 | 527.4037 | 5244 | 8110 | 2669 | 1557 | 6136 | 7962 | 8616 | 4870 | 718.9888 | 855.5735 | 975.5102 | 310.9928
| 5274 | 743.6502 | 725.6692 | 694.4422 | 725.6692 | 725.6692 | 694.4422 | 725.6692 | 725.6692 | 694.4422 | 725.6692 | 967.3469 | 860.6326 | 725.6692 | 694.4422 | 725.6692 | 5274 | 725.6693 | 694.4422 | 967.3469 | 860.6326 | 4985 | 8076 | 7581 | 14 | 6553 | 2831 | 8613 | 8523 | 718.9407 | 855.5699 | 975.5102 | 310.6796
| 5275 | 781.3634 | 836.209 | 691.8419 | 836.209 | 836.209 | 691.8419 | 836.209 | 836.209 | 691.8419 | 836.209 | 980.9524 | 501.0961 | 836.209 | 691.8419 | 836.209 | 5275 | 836.209 | 691.8419 | 980.9524 | 501.0962 | 1284 | 8103 | 3763 | 1876 | 3290 | 1957 | 8575 | 7491 | 718.9407 | 855.539 | 975.5102 | 310.6796
| 5276 | 776.4626 | 845.1002 | 683.1062 | 845.1002 | 845.1002 | 683.1062 | 845.1002 | 845.1002 | 683.1062 | 845.1002 | 986.3946 | 390.855 | 845.1002 | 683.1062 | 845.1002 | 5276 | 845.1002 | 683.1062 | 986.3946 | 390.855 | 1137 | 8188 | 1865 | 3654 | 8212 | 5438 | 8547 | 7441 | 718.8927 | 855.5304 | 975.5102 | 310.6796
| 5277 | 777.2384 | 845.9172 | 688.8095 | 845.9172 | 845.9172 | 688.8095 | 845.9172 | 845.9172 | 688.8095 | 845.9172 | 982.3129 | 376.4485 | 845.9172 | 688.8095 | 845.9172 | 5277 | 845.9172 | 688.8095 | 982.3129 | 376.4485 | 1122 | 8140 | 3285 | 3932 | 5674 | 2223 | 8515 | 7148 | 718.8927 | 855.4903 | 975.5102 | 310.6796
| 5278 | 750.1976 | 794.0116 | 691.4601 | 794.0116 | 794.0116 | 691.4601 | 794.0116 | 794.0116 | 691.4601 | 794.0116 | 971.4286 | 413.4043 | 794.0116 | 691.4601 | 794.0116 | 5278 | 794.0116 | 691.4601 | 971.4286 | 413.4043 | 2400 | 8107 | 6667 | 3261 | 676 | 2000 | 8510 | 5928 | 718.8927 | 855.4704 | 975.5102 | 310.6796
| 5279 | 714.3072 | 732.6381 | 694.0371 | 732.6381 | 732.6381 | 694.0371 | 732.6381 | 732.6381 | 694.0371 | 732.6381 | 985.034 | 378.0144 | 732.6381 | 694.0371 | 732.6381 | 5279 | 732.6381 | 694.0371 | 985.034 | 378.0144 | 4710 | 8078 | 2210 | 3897 | 5603 | 8041 | 8464 | 1775 | 718.8446 | 855.4502 | 975.5102 | 310.6796
| 5280 | 691.0685 | 687.9896 | 692.0007 | 687.9896 | 687.9896 | 692.0007 | 687.9896 | 687.9896 | 692.0007 | 687.9896 | 987.7551 | 415.2834 | 687.9896 | 692.0007 | 687.9896 | 5280 | 687.9896 | 692.0007 | 987.7551 | 415.2834 | 6600 | 8100 | 1502 | 3234 | 8576 | 505 | 8453 | 1640 | 718.7485 | 855.4502 | 975.5102 | 310.6796
| 5281 | 682.7405 | 673.9078 | 687.4933 | 673.9078 | 673.9078 | 687.4933 | 673.9078 | 673.9078 | 687.4933 | 673.9078 | 987.7551 | 429.3768 | 673.9078 | 687.4933 | 673.9078 | 5281 | 673.9078 | 687.4933 | 987.7551 | 429.3768 | 7180 | 8149 | 1501 | 3013 | 1930 | 45 | 8448 | 435 | 718.7485 | 855.4502 | 975.5102 | 310.6796
| 5282 | 681.7323 | 661.0996 | 683.8925 | 661.0996 | 661.0996 | 787.8784 | 661.0996 | 661.0996 | 683.8925 | 661.0996 | 995.9184 | 419.9812 | 661.0996 | 683.8925 | 661.0996 | 5282 | 661.0996 | 683.8925 | 995.9184 | 419.9812 | 7557 | 8180 | 292 | 3148 | 926 | 56 | 8445 | 385 | 718.7485 | 855.4306 | 975.5102 | 310.6796
| 5283 | 678.6548 | 660.2826 | 680.1649 | 660.2826 | 660.2826 | 786.2659 | 660.2826 | 660.2826 | 680.1649 | 660.2826 | 994.5578 | 397.5885 | 660.2826 | 680.1649 | 660.2826 | 5283 | 660.2826 | 680.1649 | 994.5578 | 397.5885 | 7575 | 8207 | 479 | 3535 | 4133 | 7521 | 8407 | 4554 | 718.7004 | 855.4292 | 975.5102 | 310.6013
| 5284 | 691.8251 | 660.0423 | 677.9709 | 660.0423 | 660.0423 | 785.6642 | 660.0423 | 660.0423 | 677.9709 | 660.0423 | 991.8367 | 593.7989 | 660.0423 | 677.9709 | 660.0423 | 5284 | 660.0423 | 677.9709 | 991.8367 | 593.7989 | 7584 | 8234 | 833 | 893 | 8114 | 6166 | 8379 | 7530 | 718.6524 | 855.3786 | 975.5102 | 310.523
| 5285 | 688.2029 | 668.525 | 684.2173 | 668.525 | 668.525 | 790.5383 | 668.525 | 668.525 | 684.2173 | 668.525 | 991.8367 | 451.6129 | 668.525 | 684.2173 | 668.525 | 5285 | 668.525 | 684.2173 | 991.8367 | 451.6129 | 7346 | 8176 | 832 | 2630 | 578 | 5510 | 8347 | 8072 | 718.6524 | 855.3644 | 975.5102 | 310.3664
| 5286 | 634.6945 | 588.1674 | 674.6351 | 588.1674 | 588.1674 | 674.6351 | 588.1674 | 588.1674 | 674.6351 | 588.1674 | 982.3129 | 499.5302 | 588.1674 | 674.6351 | 588.1674 | 5286 | 588.1674 | 674.6351 | 982.3129 | 499.5302 | 8727 | 8263 | 3284 | 1894 | 7926 | 1984 | 8342 | 7810 | 718.6043 | 855.3605 | 975.5102 | 310.3664
| 5287 | 659.9885 | 628.2982 | 678.0021 | 628.2982 | 628.2982 | 678.0021 | 628.2982 | 628.2982 | 678.0021 | 628.2982 | 972.7891 | 528.6564 | 628.2982 | 678.0021 | 628.2982 | 5287 | 628.2982 | 678.0021 | 972.7891 | 528.6564 | 8249 | 8232 | 6270 | 1541 | 5199 | 6820 | 8296 | 7489 | 718.6043 | 855.3473 | 975.5102 | 310.3664
| 5288 | 653.4698 | 622.4348 | 687.3926 | 622.4348 | 622.4348 | 687.3926 | 622.4348 | 622.4348 | 687.3926 | 622.4348 | 986.3946 | 433.135 | 622.4348 | 687.3926 | 622.4348 | 5288 | 622.4348 | 687.3926 | 986.3946 | 433.135 | 8367 | 8151 | 1864 | 2938 | 1689 | 6576 | 8285 | 2371 | 718.6043 | 855.3473 | 975.5102 | 310.3664
| 5289 | 674.9031 | 648.6759 | 686.6636 | 648.6759 | 648.6759 | 686.6636 | 648.6759 | 648.6759 | 686.6636 | 648.6759 | 959.1837 | 553.3981 | 648.6759 | 686.6636 | 648.6759 | 5289 | 648.6759 | 686.6636 | 959.1837 | 553.3981 | 7881 | 8156 | 8313 | 1263 | 7570 | 7474 | 8280 | 2131 | 718.5082 | 855.3317 | 975.5102 | 310.3664
| 5290 | 695.0303 | 677.1279 | 654.4426 | 677.1279 | 677.1279 | 654.4426 | 677.1279 | 677.1279 | 654.4426 | 677.1279 | 976.8707 | 718.7598 | 677.1279 | 654.4426 | 677.1279 | 5290 | 677.1279 | 654.4426 | 976.8708 | 718.7598 | 7047 | 8388 | 5014 | 221 | 8141 | 418 | 8277 | 536 | 718.4601 | 855.3317 | 975.5102 | 310.3664
| 5291 | 673.2478 | 660.1624 | 652.3738 | 660.1624 | 660.1624 | 652.3738 | 660.1624 | 660.1624 | 652.3738 | 660.1624 | 985.034 | 549.6398 | 660.1624 | 652.3738 | 660.1624 | 5291 | 660.1625 | 652.3738 | 985.034 | 549.6398 | 7579 | 8398 | 2209 | 1306 | 6783 | 6019 | 8239 | 433 | 718.4601 | 855.3198 | 975.5102 | 310.3664
| 5292 | 668.3834 | 666.9871 | 651.606 | 666.9871 | 666.9871 | 651.606 | 666.9871 | 666.9871 | 651.606 | 666.9871 | 989.1156 | 425.9317 | 666.9871 | 651.606 | 666.9871 | 5292 | 666.9871 | 651.606 | 989.1157 | 425.9317 | 7377 | 8404 | 1199 | 3065 | 5201 | 5160 | 8215 | 8255 | 718.4601 | 855.3195 | 975.5102 | 310.1903
| 5293 | 689.6043 | 676.8395 | 650.9509 | 676.8395 | 676.8395 | 650.9509 | 676.8395 | 676.8395 | 650.9509 | 676.8395 | 986.3946 | 649.5459 | 676.8395 | 650.9509 | 676.8395 | 5293 | 676.8395 | 650.9509 | 986.3946 | 649.5459 | 7069 | 8408 | 1863 | 496 | 749 | 4664 | 8187 | 7941 | 718.4601 | 855.3149 | 975.5102 | 310.0924
| 5294 | 703.5736 | 702.9846 | 666.1636 | 702.9846 | 702.9846 | 666.1636 | 702.9846 | 702.9846 | 666.1636 | 702.9846 | 983.6735 | 577.8265 | 702.9846 | 666.1636 | 702.9846 | 5294 | 702.9846 | 666.1636 | 983.6735 | 577.8265 | 5966 | 8321 | 2668 | 1021 | 605 | 874 | 8155 | 8069 | 718.4601 | 855.3062 | 975.5102 | 310.0532
| 5295 | 723.614 | 713.5099 | 724.2558 | 713.5099 | 713.5099 | 724.2558 | 713.5099 | 713.5099 | 724.2558 | 713.5099 | 987.7551 | 537.7388 | 713.5099 | 724.2558 | 713.5099 | 5295 | 713.5099 | 724.2558 | 987.7551 | 537.7388 | 5484 | 7750 | 1500 | 1434 | 7768 | 5864 | 8150 | 7415 | 718.4121 | 855.294 | 975.5102 | 310.0532
| 5296 | 743.0448 | 722.0166 | 718.7986 | 722.0166 | 722.0166 | 718.7986 | 722.0166 | 722.0166 | 718.7986 | 722.0166 | 987.7551 | 763.5453 | 722.0166 | 718.7986 | 722.0166 | 5296 | 722.0166 | 718.7986 | 987.7551 | 763.5453 | 5142 | 7810 | 1499 | 112 | 7568 | 2745 | 8104 | 7126 | 718.4121 | 855.2898 | 975.5102 | 310.0532
| 5297 | 737.3279 | 729.6102 | 705.204 | 729.6102 | 729.6102 | 705.204 | 729.6102 | 729.6102 | 705.204 | 729.6102 | 1000 | 664.892 | 729.6102 | 705.204 | 729.6102 | 5297 | 729.6102 | 705.204 | 1000 | 664.892 | 4835 | 7977 | 21 | 425 | 6985 | 8463 | 8093 | 6956 | 718.4121 | 855.2778 | 975.5102 | 310.0532
| 5298 | 721.8329 | 745.278 | 681.7107 | 745.278 | 745.278 | 681.7107 | 745.278 | 745.278 | 681.7107 | 745.278 | 980.9524 | 435.6405 | 745.278 | 681.7107 | 745.278 | 5298 | 745.278 | 681.7107 | 980.9524 | 435.6405 | 4170 | 8195 | 3762 | 2896 | 5962 | 4683 | 8088 | 6741 | 718.4121 | 855.2187 | 975.5102 | 310.0532
| 5299 | 771.0023 | 817.8017 | 701.57 | 817.8017 | 817.8017 | 701.57 | 817.8017 | 817.8017 | 701.57 | 817.8017 | 995.9184 | 449.4206 | 817.8017 | 701.57 | 817.8017 | 5299 | 817.8017 | 701.57 | 995.9184 | 449.4206 | 1701 | 8012 | 291 | 2669 | 3064 | 5431 | 8085 | 5806 | 718.4121 | 855.207 | 975.5102 | 310.0532
| 5300 | 789.1793 | 849.2815 | 704.616 | 849.2815 | 849.2815 | 704.616 | 849.2815 | 849.2815 | 704.616 | 849.2815 | 978.2313 | 457.5634 | 849.2815 | 704.616 | 849.2815 | 5300 | 849.2815 | 704.616 | 978.2313 | 457.5634 | 1062 | 7981 | 4470 | 2528 | 2623 | 6550 | 8047 | 5183 | 718.4121 | 855.1893 | 975.5102 | 310.0532
| 5301 | 790.3711 | 847.1188 | 691.7545 | 847.1188 | 847.1188 | 691.7545 | 847.1188 | 847.1188 | 691.7545 | 847.1188 | 993.1973 | 528.0301 | 847.1188 | 691.7545 | 847.1188 | 5301 | 847.1188 | 691.7545 | 993.1973 | 528.0301 | 1100 | 8106 | 634 | 1545 | 7105 | 2524 | 8019 | 2518 | 718.364 | 855.1811 | 975.5102 | 310.0532
| 5302 | 781.9546 | 818.0901 | 690.1049 | 818.0901 | 818.0901 | 690.1049 | 818.0901 | 818.0901 | 690.1049 | 818.0901 | 994.5578 | 647.6668 | 818.0901 | 690.1049 | 818.0901 | 5302 | 818.0901 | 690.1049 | 994.5578 | 647.6668 | 1693 | 8121 | 478 | 507 | 6481 | 5516 | 8011 | 1800 | 718.364 | 855.1617 | 975.5102 | 310.0532
| 5303 | 728.7214 | 749.1229 | 694.5343 | 749.1229 | 749.1229 | 694.5343 | 749.1229 | 749.1229 | 694.5343 | 749.1229 | 972.7891 | 458.1898 | 749.1229 | 694.5343 | 749.1229 | 5303 | 749.1229 | 694.5344 | 972.7891 | 458.1898 | 4037 | 8075 | 6269 | 2515 | 1241 | 71 | 8006 | 533 | 718.364 | 855.1541 | 975.5102 | 310.0532
| 5304 | 711.3066 | 716.4416 | 694.548 | 716.4416 | 716.4416 | 694.548 | 716.4416 | 716.4416 | 694.548 | 716.4416 | 993.1973 | 455.3711 | 716.4416 | 694.548 | 716.4416 | 5304 | 716.4416 | 694.548 | 993.1973 | 455.3711 | 5373 | 8073 | 633 | 2565 | 2826 | 6331 | 7960 | 359 | 718.316 | 855.1219 | 975.5102 | 310.0532
| 5305 | 707.2325 | 683.9525 | 696.2288 | 683.9525 | 683.9525 | 696.2288 | 683.9525 | 683.9525 | 696.2288 | 683.9525 | 990.4762 | 654.2437 | 683.9525 | 696.2288 | 683.9525 | 5305 | 683.9525 | 696.2288 | 990.4762 | 654.2437 | 6780 | 8057 | 1031 | 470 | 2702 | 4707 | 7949 | 208 | 718.316 | 855.1148 | 975.5102 | 310.0532
| 5306 | 694.1582 | 671.1684 | 691.7694 | 671.1684 | 671.1684 | 691.7694 | 671.1684 | 671.1684 | 691.7694 | 671.1684 | 998.6395 | 583.1506 | 671.1684 | 691.7694 | 671.1684 | 5306 | 671.1684 | 691.7694 | 998.6395 | 583.1506 | 7270 | 8105 | 94 | 981 | 7012 | 5444 | 7944 | 8476 | 718.2679 | 855.0699 | 975.5102 | 309.7479
| 5307 | 688.3457 | 672.5621 | 692.2594 | 672.5621 | 672.5621 | 692.2594 | 672.5621 | 672.5621 | 692.2594 | 672.5621 | 995.9184 | 491.3874 | 672.5621 | 692.2594 | 672.5621 | 5307 | 672.5621 | 692.2594 | 995.9184 | 491.3874 | 7221 | 8095 | 290 | 2001 | 6556 | 1014 | 7941 | 8100 | 718.2679 | 855.0684 | 975.5102 | 309.7401
| 5308 | 706.2131 | 674.3404 | 686.5981 | 674.3404 | 674.3404 | 686.5981 | 674.3404 | 674.3404 | 686.5981 | 674.3404 | 986.3946 | 759.4738 | 674.3404 | 686.5981 | 674.3404 | 5308 | 674.3404 | 686.5981 | 986.3946 | 759.4739 | 7165 | 8160 | 1862 | 123 | 6635 | 5334 | 7903 | 8061 | 718.1718 | 855.0645 | 975.5102 | 309.7401
| 5309 | 685.1927 | 677.0318 | 695.5948 | 677.0318 | 677.0318 | 695.5948 | 677.0318 | 677.0318 | 695.5948 | 677.0318 | 989.1156 | 404.9483 | 677.0318 | 695.5948 | 677.0318 | 5309 | 677.0318 | 695.5948 | 989.1157 | 404.9483 | 7059 | 8063 | 1198 | 3391 | 2391 | 5104 | 7875 | 2818 | 718.1718 | 855.0645 | 975.5102 | 309.7401
| 5310 | 639.8241 | 597.919 | 668.3533 | 597.919 | 597.919 | 668.3533 | 597.919 | 597.919 | 668.3533 | 597.919 | 995.9184 | 504.8544 | 597.919 | 668.3533 | 597.919 | 5310 | 597.919 | 668.3534 | 995.9184 | 504.8544 | 8652 | 8306 | 289 | 1834 | 7207 | 5594 | 7843 | 564 | 718.0757 | 855.0596 | 975.5102 | 309.7401
| 5311 | 695.8029 | 674.2442 | 673.9294 | 674.2442 | 674.2442 | 673.9294 | 674.2442 | 674.2442 | 673.9294 | 674.2442 | 974.1497 | 677.4194 | 674.2442 | 673.9294 | 674.2442 | 5311 | 674.2443 | 673.9295 | 974.1497 | 677.4194 | 7172 | 8267 | 5851 | 364 | 6852 | 5134 | 7838 | 525 | 718.0757 | 855.0596 | 975.5102 | 309.7401
| 5312 | 677.5048 | 685.3943 | 689.4417 | 685.3943 | 685.3943 | 689.4417 | 685.3943 | 685.3943 | 689.4417 | 685.3943 | 986.3946 | 257.7513 | 685.3943 | 689.4417 | 685.3943 | 5312 | 685.3943 | 689.4417 | 986.3946 | 257.7513 | 6713 | 8128 | 1861 | 7181 | 5627 | 2983 | 7792 | 8043 | 718.0757 | 854.9922 | 975.5102 | 309.4269
| 5313 | 692.2831 | 686.8362 | 664.9992 | 686.8362 | 686.8362 | 664.9992 | 686.8362 | 686.8362 | 664.9992 | 686.8362 | 982.3129 | 554.964 | 686.8362 | 664.9992 | 686.8362 | 5313 | 686.8362 | 664.9992 | 982.3129 | 554.964 | 6657 | 8331 | 3283 | 1246 | 8657 | 5049 | 7781 | 8009 | 718.0276 | 854.989 | 975.5102 | 309.4269
| 5314 | 690.9232 | 683.568 | 660.6148 | 683.568 | 683.568 | 660.6148 | 683.568 | 683.568 | 660.6148 | 683.568 | 985.034 | 576.8869 | 683.568 | 660.6148 | 683.568 | 5314 | 683.568 | 660.6148 | 985.034 | 576.8869 | 6804 | 8355 | 2208 | 1031 | 7237 | 6110 | 7776 | 7636 | 718.0276 | 854.9582 | 975.5102 | 309.4269
| 5315 | 718.4459 | 687.9416 | 705.0124 | 687.9416 | 687.9416 | 705.0124 | 687.9416 | 687.9416 | 705.0124 | 687.9416 | 971.4286 | 763.2321 | 687.9416 | 705.0124 | 687.9416 | 5315 | 687.9416 | 705.0124 | 971.4286 | 763.2321 | 6606 | 7978 | 6666 | 115 | 880 | 4636 | 7773 | 7416 | 718.0276 | 854.9545 | 975.5102 | 309.4269
| 5316 | 692.5146 | 686.1152 | 667.3721 | 686.1152 | 686.1152 | 667.3721 | 686.1152 | 686.1152 | 667.3721 | 686.1152 | 956.4626 | 580.332 | 686.1152 | 667.3721 | 686.1152 | 5316 | 686.1153 | 667.3721 | 956.4626 | 580.332 | 6693 | 8311 | 8437 | 1004 | 4595 | 2189 | 7735 | 7400 | 717.9795 | 854.9478 | 975.5102 | 309.4269
| 5317 | 679.1032 | 689.7198 | 662.4147 | 689.7198 | 689.7198 | 662.4147 | 689.7198 | 689.7198 | 662.4147 | 689.7198 | 963.2653 | 376.7617 | 689.7198 | 662.4147 | 689.7198 | 5317 | 689.7198 | 662.4147 | 963.2653 | 376.7617 | 6511 | 8346 | 8092 | 3923 | 4132 | 7611 | 7707 | 6123 | 717.9795 | 854.9458 | 975.5102 | 309.4269
| 5318 | 709.0787 | 712.8851 | 669.4719 | 712.8851 | 712.8851 | 669.4719 | 712.8851 | 712.8851 | 669.4719 | 712.8851 | 975.5102 | 570.6232 | 712.8851 | 669.4719 | 712.8851 | 5318 | 712.8851 | 669.4719 | 975.5102 | 570.6232 | 5513 | 8293 | 5431 | 1093 | 3271 | 5558 | 7675 | 6049 | 717.9315 | 854.8874 | 975.5102 | 309.4269
| 5319 | 679.3709 | 678.9542 | 668.4716 | 678.9542 | 678.9542 | 668.4716 | 678.9542 | 678.9542 | 668.4716 | 678.9542 | 997.2789 | 408.3934 | 678.9542 | 668.4716 | 678.9542 | 5319 | 678.9542 | 668.4716 | 997.2789 | 408.3934 | 6989 | 8305 | 177 | 3342 | 4121 | 6747 | 7670 | 5392 | 717.8353 | 854.8439 | 975.5102 | 309.4269
| 5320 | 703.3874 | 725.2848 | 664.4173 | 725.2848 | 725.2848 | 664.4173 | 725.2848 | 725.2848 | 664.4173 | 725.2848 | 985.034 | 402.4428 | 725.2848 | 664.4173 | 725.2848 | 5320 | 725.2848 | 664.4173 | 985.034 | 402.4428 | 5000 | 8335 | 2207 | 3442 | 3471 | 5911 | 7624 | 2076 | 717.8353 | 854.843 | 975.5102 | 309.4269
| 5321 | 723.2314 | 732.2536 | 670.6505 | 732.2536 | 732.2536 | 670.6505 | 732.2536 | 732.2536 | 670.6505 | 732.2536 | 998.6395 | 585.9693 | 732.2536 | 670.6505 | 732.2536 | 5321 | 732.2536 | 670.6505 | 998.6395 | 585.9693 | 4728 | 8289 | 93 | 962 | 1859 | 6321 | 7613 | 507 | 717.8353 | 854.8399 | 975.5102 | 309.4269
| 5322 | 724.5637 | 747.3927 | 677.8698 | 747.3927 | 747.3927 | 677.8698 | 747.3927 | 747.3927 | 677.8698 | 747.3927 | 953.7415 | 499.5302 | 747.3927 | 677.8698 | 747.3927 | 5322 | 747.3927 | 677.8698 | 953.7415 | 499.5302 | 4105 | 8235 | 8521 | 1893 | 801 | 5875 | 7608 | 360 | 717.8353 | 854.8399 | 975.5102 | 309.4269
| 5323 | 791.4169 | 832.7005 | 703.5399 | 832.7005 | 832.7005 | 703.5399 | 832.7005 | 832.7005 | 703.5399 | 832.7005 | 975.5102 | 628.5625 | 832.7005 | 703.5399 | 832.7005 | 5323 | 832.7005 | 703.5399 | 975.5102 | 628.5625 | 1345 | 7992 | 5430 | 634 | 8575 | 3279 | 7605 | 344 | 717.6912 | 854.8111 | 975.5102 | 309.4269
| 5324 | 793.7047 | 865.3338 | 702.0033 | 865.3338 | 865.3338 | 702.0033 | 865.3338 | 865.3338 | 702.0033 | 865.3338 | 972.7891 | 408.3934 | 865.3338 | 702.0033 | 865.3338 | 5324 | 865.3338 | 702.0033 | 972.7891 | 408.3934 | 862 | 8007 | 6268 | 3341 | 7345 | 914 | 7567 | 7938 | 717.6912 | 854.8094 | 975.5102 | 309.3486
| 5325 | 786.0152 | 862.4501 | 681.0115 | 862.4501 | 862.4501 | 681.0115 | 862.4501 | 862.4501 | 681.0115 | 862.4501 | 976.8707 | 403.6956 | 862.4501 | 681.0115 | 862.4501 | 5325 | 862.4501 | 681.0115 | 976.8708 | 403.6956 | 892 | 8201 | 5013 | 3418 | 5197 | 8199 | 7539 | 1659 | 717.6912 | 854.8071 | 975.5102 | 309.2703
| 5326 | 721.3269 | 812.2267 | 520.9828 | 812.2267 | 812.2267 | 520.9828 | 812.2267 | 812.2267 | 520.9828 | 812.2267 | 989.1156 | 527.7169 | 812.2267 | 520.9828 | 812.2267 | 5326 | 812.2267 | 520.9828 | 989.1157 | 527.7169 | 1844 | 8584 | 1197 | 1550 | 289 | 663 | 7507 | 8024 | 717.6912 | 854.8071 | 975.5102 | 309.1137
| 5327 | 695.9062 | 782.7654 | 514.324 | 782.7654 | 782.7654 | 514.324 | 782.7654 | 782.7654 | 514.324 | 782.7654 | 978.2313 | 445.036 | 782.7654 | 514.324 | 782.7654 | 5327 | 782.7654 | 514.324 | 978.2313 | 445.036 | 2770 | 8590 | 4469 | 2752 | 7448 | 5635 | 7502 | 7688 | 717.6431 | 854.7793 | 975.5102 | 309.1137
| 5328 | 701.7888 | 746.816 | 596.2472 | 746.816 | 746.816 | 596.2472 | 746.816 | 746.816 | 596.2472 | 746.816 | 970.068 | 495.4588 | 746.816 | 596.2472 | 746.816 | 5328 | 746.816 | 596.2473 | 970.068 | 495.4588 | 4121 | 8534 | 7051 | 1947 | 392 | 2408 | 7456 | 7339 | 717.6431 | 854.7438 | 975.5102 | 309.1137
| 5329 | 741.6587 | 685.7788 | 851.0223 | 685.7788 | 685.7788 | 851.0223 | 685.7788 | 685.7788 | 851.0223 | 685.7788 | 979.5918 | 513.3104 | 685.7788 | 851.0223 | 685.7788 | 5329 | 685.7788 | 851.0223 | 979.5918 | 513.3104 | 6696 | 5559 | 4095 | 1732 | 3945 | 2178 | 7445 | 3891 | 717.595 | 854.7438 | 975.5102 | 309.1137
| 5330 | 743.605 | 684.4812 | 857.7483 | 684.4812 | 684.4812 | 857.7483 | 684.4812 | 684.4812 | 857.7483 | 684.4812 | 968.7075 | 534.9201 | 684.4812 | 857.7483 | 684.4812 | 5330 | 684.4812 | 857.7483 | 968.7075 | 534.9201 | 6760 | 5151 | 7365 | 1471 | 3867 | 5044 | 7440 | 2377 | 717.595 | 854.7008 | 975.5102 | 309.1137
| 5331 | 746.8379 | 668.9576 | 864.5346 | 668.9576 | 668.9576 | 864.5346 | 668.9576 | 668.9576 | 864.5346 | 668.9576 | 974.1497 | 671.782 | 668.9576 | 864.5346 | 668.9576 | 5331 | 668.9576 | 864.5346 | 974.1497 | 671.782 | 7333 | 4674 | 5850 | 393 | 6702 | 857 | 7437 | 1753 | 717.4989 | 854.6829 | 975.5102 | 309.1137
| 5332 | 729.6152 | 665.4972 | 853.2428 | 665.4972 | 665.4972 | 853.2428 | 665.4972 | 665.4972 | 853.2428 | 665.4972 | 980.9524 | 496.7116 | 665.4972 | 853.2428 | 665.4972 | 5332 | 665.4972 | 853.2428 | 980.9524 | 496.7116 | 7417 | 5417 | 3761 | 1938 | 5160 | 5820 | 7399 | 1717 | 717.4989 | 854.6603 | 975.5102 | 309.1137
| 5333 | 751.1332 | 691.4981 | 832.2384 | 691.4981 | 691.4981 | 832.2384 | 691.4981 | 691.4981 | 832.2384 | 691.4981 | 980.9524 | 673.9743 | 691.4981 | 832.2384 | 691.4981 | 5333 | 691.4981 | 832.2384 | 980.9524 | 673.9743 | 6443 | 6536 | 3760 | 383 | 4674 | 994 | 7371 | 488 | 717.4989 | 854.6319 | 975.5102 | 309.1137
| 5334 | 748.4099 | 686.6439 | 855.0645 | 686.6439 | 686.6439 | 855.0645 | 686.6439 | 686.6439 | 855.0645 | 686.6439 | 987.7551 | 576.5738 | 686.6439 | 855.0645 | 686.6439 | 5334 | 686.6439 | 855.0645 | 987.7551 | 576.5738 | 6669 | 5308 | 1498 | 1034 | 3774 | 764 | 7339 | 283 | 717.4989 | 854.6319 | 975.5102 | 309.1137
| 5335 | 697.7664 | 626.4238 | 875.3552 | 626.4238 | 626.4238 | 875.3552 | 626.4238 | 626.4238 | 875.3552 | 626.4238 | 976.8707 | 279.0479 | 626.4238 | 875.3552 | 626.4238 | 5335 | 626.4238 | 875.3552 | 976.8708 | 279.0479 | 8290 | 3945 | 5012 | 6404 | 7738 | 6245 | 7334 | 7518 | 717.4509 | 854.6276 | 975.5102 | 308.9571
| 5336 | 727.1706 | 680.348 | 867.106 | 680.348 | 680.348 | 867.106 | 680.348 | 680.348 | 867.106 | 680.348 | 978.2313 | 290.949 | 680.348 | 867.106 | 680.348 | 5336 | 680.348 | 867.106 | 978.2313 | 290.949 | 6938 | 4467 | 4468 | 5924 | 1719 | 6249 | 7288 | 8157 | 717.4509 | 854.5636 | 975.5102 | 308.8005
| 5337 | 742.0957 | 687.1245 | 881.7319 | 687.1245 | 687.1245 | 881.7319 | 687.1245 | 687.1245 | 881.7319 | 687.1245 | 971.4286 | 393.9868 | 687.1245 | 881.7319 | 687.1245 | 5337 | 687.1245 | 881.7319 | 971.4286 | 393.9869 | 6643 | 3479 | 6665 | 3596 | 4409 | 6290 | 7277 | 4016 | 717.4028 | 854.5502 | 975.5102 | 308.8005
| 5338 | 749.6731 | 704.8589 | 865.2486 | 704.8589 | 704.8589 | 865.2486 | 704.8589 | 704.8589 | 865.2486 | 704.8589 | 960.5442 | 435.0141 | 704.8589 | 865.2486 | 704.8589 | 5338 | 704.8589 | 865.2486 | 960.5442 | 435.0141 | 5881 | 4616 | 8229 | 2909 | 6850 | 2187 | 7272 | 2617 | 717.3547 | 854.5492 | 975.5102 | 308.8005
| 5339 | 689.8702 | 693.2763 | 664.6084 | 693.2763 | 693.2763 | 664.6084 | 693.2763 | 693.2763 | 664.6084 | 693.2763 | 976.8707 | 476.6677 | 693.2763 | 664.6084 | 693.2763 | 5339 | 693.2763 | 664.6084 | 976.8708 | 476.6677 | 6364 | 8334 | 5011 | 2197 | 756 | 6431 | 7269 | 1799 | 717.3547 | 854.5187 | 975.5102 | 308.8005
| 5340 | 692.3897 | 675.6861 | 664.8718 | 675.6861 | 675.6861 | 664.8718 | 675.6861 | 675.6861 | 664.8718 | 675.6861 | 967.3469 | 661.1337 | 675.6861 | 664.8718 | 675.6861 | 5340 | 675.6861 | 664.8718 | 967.3469 | 661.1337 | 7119 | 8333 | 7580 | 448 | 4254 | 798 | 7231 | 621 | 717.3067 | 854.4911 | 975.5102 | 308.8005
| 5341 | 692.4103 | 695.439 | 677.7307 | 695.439 | 695.439 | 677.7307 | 695.439 | 695.439 | 677.7307 | 695.439 | 940.1361 | 479.1732 | 695.439 | 677.7307 | 695.439 | 5341 | 695.439 | 677.7307 | 940.1361 | 479.1732 | 6265 | 8238 | 8675 | 2160 | 7184 | 5949 | 7203 | 8337 | 717.2586 | 854.4906 | 975.5102 | 308.7379
| 5342 | 708.5736 | 704.3303 | 676.5323 | 704.3303 | 704.3303 | 676.5323 | 704.3303 | 704.3303 | 676.5323 | 704.3303 | 946.9388 | 632.3207 | 704.3303 | 676.5323 | 704.3303 | 5342 | 704.3303 | 676.5324 | 946.9388 | 632.3207 | 5903 | 8245 | 8572 | 611 | 2074 | 4648 | 7171 | 7207 | 717.2586 | 854.4904 | 975.5102 | 308.7222
| 5343 | 715.7189 | 711.0107 | 675.5536 | 711.0107 | 711.0107 | 675.5536 | 711.0107 | 711.0107 | 675.5536 | 711.0107 | 979.5918 | 650.1723 | 711.0107 | 675.5536 | 711.0107 | 5343 | 711.0107 | 675.5536 | 979.5918 | 650.1723 | 5589 | 8254 | 4094 | 489 | 4022 | 2619 | 7166 | 8731 | 717.2106 | 854.4678 | 975.5102 | 308.4873
| 5344 | 760.7823 | 719.902 | 830.0098 | 719.902 | 719.902 | 830.0098 | 719.902 | 719.902 | 830.0098 | 719.902 | 970.068 | 601.6286 | 719.902 | 830.0098 | 719.902 | 5344 | 719.902 | 830.0098 | 970.068 | 601.6286 | 5235 | 6625 | 7050 | 822 | 1404 | 6095 | 7120 | 8002 | 717.2106 | 854.4562 | 975.5102 | 308.4873
| 5345 | 724.2756 | 728.0723 | 749.9666 | 728.0723 | 728.0723 | 749.9666 | 728.0723 | 728.0723 | 749.9666 | 728.0723 | 972.7891 | 342.6245 | 728.0723 | 749.9666 | 728.0723 | 5345 | 728.0723 | 749.9666 | 972.7891 | 342.6245 | 4887 | 7472 | 6267 | 4597 | 871 | 1976 | 7109 | 7516 | 717.2106 | 854.4216 | 975.5102 | 308.4873
| 5346 | 742.7974 | 742.106 | 733.8409 | 742.106 | 742.106 | 733.8409 | 742.106 | 742.106 | 733.8409 | 742.106 | 986.3946 | 540.5575 | 742.106 | 733.8409 | 742.106 | 5346 | 742.106 | 733.8409 | 986.3946 | 540.5575 | 4318 | 7649 | 1860 | 1402 | 6027 | 5411 | 7104 | 5671 | 717.1625 | 854.4134 | 975.5102 | 308.4873
| 5347 | 754.2397 | 818.811 | 673.0261 | 818.811 | 818.811 | 673.0261 | 818.811 | 818.811 | 673.0261 | 818.811 | 970.068 | 346.6959 | 818.811 | 673.0261 | 818.811 | 5347 | 818.811 | 673.0261 | 970.068 | 346.6959 | 1666 | 8272 | 7049 | 4521 | 4538 | 5035 | 7101 | 2006 | 717.1625 | 854.4133 | 975.5102 | 308.4873
| 5348 | 762.3249 | 845.9653 | 663.3449 | 845.9653 | 845.9653 | 663.3449 | 845.9653 | 845.9653 | 663.3449 | 845.9653 | 983.6735 | 267.7733 | 845.9653 | 663.3449 | 845.9653 | 5348 | 845.9653 | 663.3449 | 983.6735 | 267.7733 | 1120 | 8342 | 2667 | 6840 | 3942 | 5863 | 7063 | 1867 | 717.1144 | 854.404 | 975.5102 | 308.4873
| 5349 | 769.2499 | 840.6786 | 699.9564 | 840.6786 | 840.6786 | 699.9564 | 840.6786 | 840.6786 | 699.9564 | 840.6786 | 983.6735 | 260.57 | 840.6786 | 699.9564 | 840.6786 | 5349 | 840.6786 | 699.9564 | 983.6735 | 260.57 | 1210 | 8035 | 2666 | 7074 | 3246 | 3384 | 7035 | 1797 | 717.1144 | 854.3929 | 975.5102 | 308.4873
| 5350 | 766.3011 | 817.6095 | 666.0928 | 817.6095 | 817.6095 | 666.0928 | 817.6095 | 817.6095 | 666.0928 | 817.6095 | 979.5918 | 543.3761 | 817.6095 | 666.0928 | 817.6095 | 5350 | 817.6095 | 666.0929 | 979.5918 | 543.3761 | 1707 | 8323 | 4093 | 1367 | 7425 | 2188 | 7003 | 59 | 717.0664 | 854.3567 | 975.5102 | 308.4873
| 5351 | 721.9048 | 754.5057 | 658.1363 | 754.5057 | 754.5057 | 658.1363 | 754.5057 | 754.5057 | 658.1363 | 754.5057 | 993.1973 | 444.8794 | 754.5057 | 658.1363 | 754.5057 | 5351 | 754.5057 | 658.1363 | 993.1973 | 444.8794 | 3842 | 8368 | 632 | 2753 | 3305 | 5409 | 6998 | 8477 | 717.0664 | 854.3396 | 975.5102 | 308.471
| 5352 | 683.7465 | 715.1439 | 656.4887 | 715.1439 | 715.1439 | 656.4887 | 715.1439 | 715.1439 | 656.4887 | 715.1439 | 982.3129 | 243.0316 | 715.1439 | 656.4887 | 715.1439 | 5352 | 715.1439 | 656.4887 | 982.3129 | 243.0316 | 5417 | 8378 | 3282 | 7702 | 369 | 6213 | 6952 | 8653 | 717.0664 | 854.3392 | 975.5102 | 308.3307
| 5353 | 737.9899 | 692.8438 | 885.2179 | 692.8438 | 692.8438 | 885.2179 | 692.8438 | 692.8438 | 885.2179 | 692.8438 | 994.5578 | 253.6799 | 692.8438 | 885.2179 | 692.8438 | 5353 | 692.8438 | 885.2179 | 994.5578 | 253.6799 | 6389 | 3241 | 477 | 7324 | 5202 | 5540 | 6941 | 8041 | 716.9703 | 854.3188 | 975.5102 | 308.1741
| 5354 | 728.8 | 671.8893 | 894.9646 | 671.8893 | 671.8893 | 894.9646 | 671.8893 | 671.8893 | 894.9646 | 671.8893 | 990.4762 | 257.7513 | 671.8893 | 894.9646 | 671.8893 | 5354 | 671.8893 | 894.9646 | 990.4762 | 257.7513 | 7243 | 2469 | 1030 | 7180 | 5626 | 4663 | 6936 | 8037 | 716.9222 | 854.3163 | 975.5102 | 308.1741
| 5355 | 744.7889 | 666.8429 | 878.3992 | 666.8429 | 666.8429 | 878.3992 | 666.8429 | 666.8429 | 878.3992 | 666.8429 | 975.5102 | 603.1945 | 666.8429 | 878.3992 | 666.8429 | 5355 | 666.8429 | 878.3993 | 975.5102 | 603.1945 | 7385 | 3711 | 5429 | 813 | 3244 | 2558 | 6933 | 7961 | 716.9222 | 854.3063 | 975.5102 | 308.1741
| 5356 | 734.6022 | 666.0739 | 865.5384 | 666.0739 | 666.0739 | 865.5384 | 666.0739 | 666.0739 | 865.5384 | 666.0739 | 979.5918 | 514.0933 | 666.0739 | 865.5384 | 666.0739 | 5356 | 666.0739 | 865.5384 | 979.5918 | 514.0933 | 7402 | 4592 | 4092 | 1723 | 8752 | 6189 | 6895 | 6789 | 716.8741 | 854.2583 | 975.5102 | 308.1741
| 5357 | 720.3408 | 688.4702 | 830.2675 | 688.4702 | 688.4702 | 830.2675 | 688.4702 | 688.4702 | 830.2675 | 688.4702 | 985.034 | 270.9051 | 688.4702 | 830.2675 | 688.4702 | 5357 | 688.4702 | 830.2675 | 985.034 | 270.9051 | 6579 | 6617 | 2206 | 6728 | 8748 | 4744 | 6867 | 3272 | 716.8261 | 854.2568 | 975.5102 | 308.1741
| 5358 | 719.0421 | 681.982 | 839.7021 | 681.982 | 681.982 | 839.7021 | 681.982 | 681.982 | 839.7021 | 681.982 | 965.9864 | 285.938 | 681.982 | 839.7021 | 681.982 | 5358 | 681.982 | 839.7021 | 965.9864 | 285.938 | 6871 | 6236 | 7853 | 6133 | 2533 | 4774 | 6835 | 2037 | 716.8261 | 854.2548 | 975.5102 | 308.1741
| 5359 | 723.034 | 682.8471 | 846.2988 | 682.8471 | 682.8471 | 846.2988 | 682.8471 | 682.8471 | 846.2988 | 682.8471 | 978.2313 | 296.2731 | 682.8471 | 846.2988 | 682.8471 | 5359 | 682.8471 | 846.2988 | 978.2313 | 296.2731 | 6834 | 5876 | 4467 | 5754 | 1765 | 2561 | 6830 | 1949 | 716.8261 | 854.2356 | 975.5102 | 308.1741
| 5360 | 733.9098 | 683.9525 | 853.0515 | 683.9525 | 683.9525 | 853.0515 | 683.9525 | 683.9525 | 853.0515 | 683.9525 | 980.9524 | 409.9593 | 683.9525 | 853.0515 | 683.9525 | 5360 | 683.9525 | 853.0515 | 980.9524 | 409.9593 | 6779 | 5427 | 3759 | 3320 | 5031 | 6722 | 6784 | 1677 | 716.778 | 854.2231 | 975.5102 | 308.1741
| 5361 | 748.6562 | 704.8109 | 835.5947 | 704.8109 | 704.8109 | 835.5947 | 704.8109 | 704.8109 | 835.5947 | 704.8109 | 982.3129 | 518.0081 | 704.8109 | 835.5947 | 704.8109 | 5361 | 704.8109 | 835.5947 | 982.3129 | 518.0081 | 5884 | 6399 | 3281 | 1671 | 1016 | 2985 | 6773 | 1634 | 716.7299 | 854.2082 | 975.5102 | 308.1741
| 5362 | 760.9789 | 727.9281 | 830.9263 | 727.9281 | 727.9281 | 830.9263 | 727.9281 | 727.9281 | 830.9263 | 727.9281 | 978.2313 | 528.3433 | 727.9281 | 830.9263 | 727.9281 | 5362 | 727.9281 | 830.9263 | 978.2313 | 528.3433 | 4893 | 6589 | 4466 | 1542 | 6025 | 6496 | 6768 | 1529 | 716.6819 | 854.2078 | 975.5102 | 308.1741
| 5363 | 731.7173 | 702.1195 | 756.5634 | 702.1195 | 702.1195 | 756.5634 | 702.1195 | 702.1195 | 756.5634 | 702.1195 | 974.1497 | 626.6834 | 702.1195 | 756.5634 | 702.1195 | 5363 | 702.1195 | 756.5634 | 974.1497 | 626.6834 | 6008 | 7391 | 5849 | 646 | 3662 | 7444 | 6765 | 705 | 716.6819 | 854.2063 | 975.5102 | 308.1741
| 5364 | 716.5683 | 690.8252 | 730.2481 | 690.8252 | 690.8252 | 730.2481 | 690.8252 | 690.8252 | 730.2481 | 690.8252 | 983.6735 | 600.689 | 690.8252 | 730.2481 | 690.8252 | 5364 | 690.8252 | 730.2481 | 983.6735 | 600.689 | 6472 | 7688 | 2665 | 834 | 3910 | 388 | 6727 | 505 | 716.5858 | 854.2063 | 975.5102 | 308.1741
| 5365 | 745.7492 | 696.6886 | 857.3343 | 696.6886 | 696.6886 | 857.3343 | 696.6886 | 696.6886 | 857.3343 | 696.6886 | 965.9864 | 471.6567 | 696.6886 | 857.3343 | 696.6886 | 5365 | 696.6886 | 857.3343 | 965.9864 | 471.6568 | 6208 | 5169 | 7852 | 2275 | 3579 | 6690 | 6699 | 501 | 716.5858 | 854.2023 | 975.5102 | 308.1741
| 5366 | 738.6729 | 708.2232 | 813.8402 | 708.2232 | 708.2232 | 813.8402 | 708.2232 | 708.2232 | 813.8402 | 708.2232 | 991.8367 | 428.4372 | 708.2232 | 813.8402 | 708.2232 | 5366 | 708.2232 | 813.8402 | 991.8367 | 428.4372 | 5718 | 6951 | 831 | 3025 | 6767 | 2684 | 6667 | 8314 | 716.5377 | 854.2006 | 975.5102 | 307.9393
| 5367 | 745.6002 | 695.2468 | 843.7996 | 695.2468 | 695.2468 | 843.7996 | 695.2468 | 695.2468 | 843.7996 | 695.2468 | 970.068 | 531.1619 | 695.2468 | 843.7996 | 695.2468 | 5367 | 695.2468 | 843.7996 | 970.068 | 531.1619 | 6270 | 6009 | 7048 | 1506 | 4553 | 6539 | 6662 | 8366 | 716.5377 | 854.1869 | 975.5102 | 307.861
| 5368 | 750.0253 | 706.3488 | 810.4281 | 706.3488 | 706.3488 | 810.4281 | 706.3488 | 706.3488 | 810.4281 | 706.3488 | 983.6735 | 624.1779 | 706.3488 | 810.4281 | 706.3488 | 5368 | 706.3488 | 810.4281 | 983.6735 | 624.1779 | 5806 | 6993 | 2664 | 658 | 3062 | 6695 | 6616 | 8161 | 716.5377 | 854.1776 | 975.5102 | 307.861
| 5369 | 754.5059 | 729.0335 | 823.4612 | 729.0335 | 729.0335 | 823.4612 | 729.0335 | 729.0335 | 823.4612 | 729.0335 | 989.1156 | 447.8547 | 729.0335 | 823.4612 | 729.0335 | 5369 | 729.0335 | 823.4612 | 989.1157 | 447.8547 | 4852 | 6782 | 1196 | 2696 | 2722 | 6544 | 6605 | 8042 | 716.5377 | 854.1766 | 975.5102 | 307.861
| 5370 | 788.9747 | 739.703 | 857.9117 | 739.703 | 739.703 | 857.9117 | 739.703 | 739.703 | 857.9117 | 739.703 | 982.3129 | 714.062 | 739.703 | 857.9117 | 739.703 | 5370 | 739.703 | 857.9117 | 982.3129 | 714.062 | 4407 | 5138 | 3280 | 232 | 2026 | 6776 | 6600 | 5510 | 716.5377 | 854.1588 | 975.5102 | 307.861
| 5371 | 831.6821 | 821.5985 | 864.4236 | 821.5985 | 821.5985 | 864.4236 | 821.5985 | 821.5985 | 864.4236 | 821.5985 | 982.3129 | 630.7548 | 821.5985 | 864.4236 | 821.5985 | 5371 | 821.5985 | 864.4236 | 982.3129 | 630.7548 | 1590 | 4680 | 3279 | 624 | 967 | 6322 | 6597 | 1632 | 716.5377 | 854.1549 | 975.5102 | 307.8609
| 5372 | 831.9478 | 860.8161 | 857.1961 | 860.8161 | 860.8161 | 857.1961 | 860.8161 | 860.8161 | 857.1961 | 860.8161 | 991.8367 | 340.119 | 860.8161 | 857.1961 | 860.8161 | 5372 | 860.8161 | 857.1961 | 991.8367 | 340.119 | 916 | 5175 | 830 | 4651 | 7831 | 5876 | 6559 | 1593 | 716.4897 | 854.1549 | 975.5102 | 307.8609
| 5373 | 824.3844 | 856.5387 | 843.4659 | 856.5387 | 856.5387 | 843.4659 | 856.5387 | 856.5387 | 843.4659 | 856.5387 | 974.1497 | 341.0586 | 856.5387 | 843.4659 | 856.5387 | 5373 | 856.5387 | 843.4659 | 974.1497 | 341.0586 | 966 | 6034 | 5848 | 4623 | 5304 | 2698 | 6531 | 1322 | 716.4416 | 854.1427 | 975.5102 | 307.8609
| 5374 | 804.697 | 794.2039 | 845.4159 | 794.2039 | 794.2039 | 845.4159 | 794.2039 | 794.2039 | 845.4159 | 794.2039 | 971.4286 | 559.0354 | 794.2039 | 845.4159 | 794.2039 | 5374 | 794.2039 | 845.4159 | 971.4286 | 559.0354 | 2392 | 5931 | 6664 | 1206 | 5195 | 7527 | 6499 | 1321 | 716.4416 | 854.1307 | 975.5102 | 307.8609
| 5375 | 781.3107 | 766.2325 | 844.0031 | 766.2325 | 766.2325 | 844.0031 | 766.2325 | 766.2325 | 844.0031 | 766.2325 | 987.7551 | 444.7228 | 766.2325 | 844.0031 | 766.2325 | 5375 | 766.2325 | 844.0031 | 987.7551 | 444.7228 | 3423 | 5998 | 1497 | 2756 | 1528 | 5744 | 6494 | 1300 | 716.4416 | 854.1238 | 975.5102 | 307.8609
| 5376 | 751.5899 | 734.5605 | 835.5361 | 734.5605 | 734.5605 | 835.5361 | 734.5605 | 734.5605 | 835.5361 | 734.5605 | 978.2313 | 325.3993 | 734.5605 | 835.5361 | 734.5605 | 5376 | 734.5605 | 835.5361 | 978.2313 | 325.3993 | 4620 | 6402 | 4465 | 4940 | 7907 | 908 | 6448 | 625 | 716.3935 | 854.108 | 975.5102 | 307.8609
| 5377 | 735.1269 | 701.1102 | 831.0552 | 701.1102 | 701.1102 | 831.0552 | 701.1102 | 701.1102 | 831.0552 | 701.1102 | 989.1156 | 369.5584 | 701.1102 | 831.0552 | 701.1102 | 5377 | 701.1102 | 831.0552 | 989.1157 | 369.5584 | 6044 | 6587 | 1195 | 4079 | 3546 | 2254 | 6437 | 506 | 716.3935 | 854.1059 | 975.5102 | 307.8609
| 5378 | 738.3384 | 694.8623 | 841.0212 | 694.8623 | 694.8623 | 841.0212 | 694.8623 | 694.8623 | 841.0212 | 694.8623 | 972.7891 | 440.9646 | 694.8623 | 841.0212 | 694.8623 | 5378 | 694.8623 | 841.0212 | 972.7891 | 440.9646 | 6292 | 6171 | 6266 | 2816 | 6963 | 7012 | 6432 | 7812 | 716.2974 | 854.0704 | 975.5102 | 307.5478
| 5379 | 734.589 | 669.7746 | 850.922 | 669.7746 | 669.7746 | 850.922 | 669.7746 | 669.7746 | 850.922 | 669.7746 | 987.7551 | 534.607 | 669.7746 | 850.922 | 669.7746 | 5379 | 669.7746 | 850.922 | 987.7551 | 534.607 | 7313 | 5568 | 1496 | 1474 | 3707 | 5559 | 6429 | 7486 | 716.2974 | 854.0561 | 975.5102 | 307.5478
| 5380 | 751.4318 | 678.041 | 893.1012 | 678.041 | 678.041 | 893.1012 | 678.041 | 678.041 | 893.1012 | 678.041 | 991.8367 | 531.4751 | 678.041 | 893.1012 | 678.041 | 5380 | 678.041 | 893.1012 | 991.8367 | 531.4751 | 7014 | 2622 | 829 | 1504 | 6313 | 8185 | 6391 | 7440 | 716.2493 | 854.0163 | 975.5102 | 307.5478
| 5381 | 715.5407 | 668.5731 | 848.0233 | 668.5731 | 668.5731 | 848.0233 | 668.5731 | 668.5731 | 848.0233 | 668.5731 | 972.7891 | 304.1027 | 668.5731 | 848.0233 | 668.5731 | 5381 | 668.5731 | 848.0234 | 972.7891 | 304.1027 | 7343 | 5774 | 6265 | 5501 | 4415 | 649 | 6363 | 6655 | 716.2493 | 854.0163 | 975.5102 | 307.5478
| 5382 | 692.5695 | 636.9972 | 839.7722 | 636.9972 | 636.9972 | 839.7722 | 636.9972 | 636.9972 | 839.7722 | 636.9972 | 985.034 | 255.8722 | 636.9972 | 839.7722 | 636.9972 | 5382 | 636.9972 | 839.7722 | 985.034 | 255.8722 | 8115 | 6231 | 2205 | 7243 | 6374 | 866 | 6331 | 2974 | 716.2013 | 853.8973 | 975.5102 | 307.5478
| 5383 | 689.6489 | 629.4997 | 843.6377 | 629.4997 | 629.4997 | 843.6377 | 629.4997 | 629.4997 | 843.6377 | 629.4997 | 975.5102 | 269.026 | 629.4997 | 843.6377 | 629.4997 | 5383 | 629.4997 | 843.6377 | 975.5102 | 269.026 | 8232 | 6014 | 5428 | 6797 | 4552 | 7610 | 6326 | 1845 | 716.2013 | 853.8969 | 975.5102 | 307.5478
| 5384 | 700.7365 | 642.5242 | 853.8065 | 642.5242 | 642.5242 | 853.8065 | 642.5242 | 642.5242 | 853.8065 | 642.5242 | 983.6735 | 271.2183 | 642.5242 | 853.8065 | 642.5242 | 5384 | 642.5242 | 853.8065 | 983.6735 | 271.2183 | 8001 | 5390 | 2663 | 6713 | 4329 | 845 | 6280 | 1777 | 716.2013 | 853.8847 | 975.5102 | 307.5478
| 5385 | 697.836 | 637.9103 | 827.6221 | 637.9103 | 637.9103 | 827.6221 | 637.9103 | 637.9103 | 827.6221 | 637.9103 | 978.2313 | 377.7012 | 637.9103 | 827.6221 | 637.9103 | 5385 | 637.9103 | 827.6221 | 978.2313 | 377.7012 | 8083 | 6688 | 4464 | 3902 | 4061 | 5812 | 6269 | 1125 | 716.2013 | 853.8528 | 975.5102 | 307.5478
| 5386 | 688.0081 | 629.8842 | 813.4267 | 629.8842 | 629.8842 | 813.4267 | 629.8842 | 629.8842 | 813.4267 | 629.8842 | 978.2313 | 361.1024 | 629.8842 | 813.4267 | 629.8842 | 5386 | 629.8842 | 813.4267 | 978.2313 | 361.1024 | 8228 | 6956 | 4463 | 4247 | 2935 | 5150 | 6264 | 430 | 716.2013 | 853.8528 | 975.5102 | 307.5478
| 5387 | 712.0885 | 679.9154 | 814.247 | 679.9154 | 679.9154 | 814.247 | 679.9154 | 679.9154 | 814.247 | 679.9154 | 974.1497 | 298.7786 | 679.9154 | 814.247 | 679.9154 | 5387 | 679.9154 | 814.247 | 974.1497 | 298.7786 | 6953 | 6947 | 5847 | 5672 | 7736 | 6650 | 6261 | 384 | 716.1532 | 853.8264 | 975.5102 | 307.5478
| 5388 | 701.0762 | 654.1068 | 808.0846 | 654.1068 | 654.1068 | 808.0846 | 654.1068 | 654.1068 | 808.0846 | 654.1068 | 976.8707 | 373.0034 | 654.1068 | 808.0846 | 654.1068 | 5388 | 654.1068 | 808.0846 | 976.8708 | 373.0035 | 7739 | 7028 | 5010 | 4004 | 4107 | 2388 | 6223 | 8101 | 716.1532 | 853.8201 | 975.5102 | 307.2346
| 5389 | 700.1884 | 663.0942 | 803.1533 | 663.0942 | 663.0942 | 803.1533 | 663.0942 | 663.0942 | 803.1533 | 663.0942 | 983.6735 | 301.5972 | 663.0942 | 803.1533 | 663.0942 | 5389 | 663.0942 | 803.1533 | 983.6735 | 301.5972 | 7498 | 7073 | 2662 | 5590 | 3319 | 134 | 6195 | 7487 | 716.1052 | 853.8095 | 975.5102 | 307.2346
| 5390 | 704.0451 | 658.1439 | 805.0993 | 658.1439 | 658.1439 | 805.0993 | 658.1439 | 658.1439 | 805.0993 | 658.1439 | 983.6735 | 387.41 | 658.1439 | 805.0993 | 658.1439 | 5390 | 658.1439 | 805.0993 | 983.6735 | 387.41 | 7627 | 7057 | 2661 | 3712 | 6168 | 5384 | 6163 | 7208 | 716.0571 | 853.8065 | 975.5102 | 307.2346
| 5391 | 695.752 | 653.4339 | 810.1129 | 653.4339 | 653.4339 | 810.1129 | 653.4339 | 653.4339 | 810.1129 | 653.4339 | 970.068 | 302.5368 | 653.4339 | 810.1129 | 653.4339 | 5391 | 653.4339 | 810.1129 | 970.068 | 302.5368 | 7757 | 7001 | 7047 | 5552 | 5153 | 2691 | 6158 | 7102 | 716.0571 | 853.7742 | 975.5102 | 307.2346
| 5392 | 696.962 | 654.7316 | 808.3296 | 654.7316 | 654.7316 | 808.3296 | 654.7316 | 654.7316 | 808.3296 | 654.7316 | 976.8707 | 309.4269 | 654.7316 | 808.3296 | 654.7316 | 5392 | 654.7316 | 808.3296 | 976.8708 | 309.4269 | 7723 | 7022 | 5009 | 5319 | 7023 | 6772 | 6112 | 6844 | 716.009 | 853.755 | 975.5102 | 307.2346
| 5393 | 714.3007 | 666.8429 | 853.2215 | 666.8429 | 666.8429 | 853.2215 | 666.8429 | 666.8429 | 853.2215 | 666.8429 | 978.2313 | 274.3501 | 666.8429 | 853.2215 | 666.8429 | 5393 | 666.8429 | 853.2215 | 978.2313 | 274.3501 | 7384 | 5419 | 4462 | 6598 | 5655 | 2546 | 6101 | 6150 | 716.009 | 853.7307 | 975.5102 | 307.2346
| 5394 | 733.227 | 699.9567 | 847.9602 | 699.9567 | 699.9567 | 847.9602 | 699.9567 | 699.9567 | 847.9602 | 699.9567 | 983.6735 | 290.0094 | 699.9567 | 847.9602 | 699.9567 | 5394 | 699.9568 | 847.9602 | 983.6735 | 290.0094 | 6084 | 5775 | 2660 | 5962 | 3679 | 2526 | 6096 | 4772 | 715.961 | 853.7201 | 975.5102 | 307.2346
| 5395 | 798.6104 | 833.9982 | 834.0178 | 833.9982 | 833.9982 | 834.0178 | 833.9982 | 833.9982 | 834.0178 | 833.9982 | 927.8912 | 244.5976 | 833.9982 | 834.0178 | 833.9982 | 5395 | 833.9982 | 834.0178 | 927.8912 | 244.5976 | 1320 | 6466 | 8728 | 7645 | 3175 | 1839 | 6093 | 3619 | 715.9129 | 853.6829 | 975.5102 | 307.2346
| 5396 | 814.6329 | 845.0041 | 858.742 | 845.0041 | 845.0041 | 858.742 | 845.0041 | 845.0041 | 858.742 | 845.0041 | 968.7075 | 241.1525 | 845.0041 | 858.742 | 845.0041 | 5396 | 845.0041 | 858.742 | 968.7075 | 241.1525 | 1139 | 5078 | 7364 | 7759 | 1933 | 2590 | 6055 | 3173 | 715.9129 | 853.6776 | 975.5102 | 307.2346
| 5397 | 806.4077 | 850.5791 | 822.2538 | 850.5791 | 850.5791 | 822.2538 | 850.5791 | 850.5791 | 822.2538 | 850.5791 | 960.5442 | 235.5152 | 850.5791 | 822.2538 | 850.5791 | 5397 | 850.5791 | 822.2538 | 960.5442 | 235.5152 | 1039 | 6813 | 8228 | 7917 | 4891 | 2385 | 6027 | 1805 | 715.8649 | 853.6658 | 975.5102 | 307.2346
| 5398 | 785.7951 | 800.2115 | 841.1017 | 800.2115 | 800.2115 | 841.1017 | 800.2115 | 800.2115 | 841.1017 | 800.2115 | 974.1497 | 260.8832 | 800.2115 | 841.1017 | 800.2115 | 5398 | 800.2115 | 841.1017 | 974.1497 | 260.8832 | 2205 | 6165 | 5846 | 7063 | 4152 | 6694 | 5995 | 1684 | 715.8649 | 853.5859 | 975.5102 | 307.2346
| 5399 | 762.1988 | 756.6204 | 842.5085 | 756.6204 | 756.6204 | 842.5085 | 756.6204 | 756.6204 | 842.5085 | 756.6204 | 980.9524 | 266.8337 | 756.6204 | 842.5085 | 756.6204 | 5399 | 756.6204 | 842.5085 | 980.9524 | 266.8337 | 3761 | 6084 | 3758 | 6869 | 4038 | 6341 | 5990 | 931 | 715.8649 | 853.5698 | 975.5102 | 307.2346
| 5400 | 721.2177 | 692.5554 | 822.3041 | 692.5554 | 692.5554 | 822.3041 | 692.5554 | 692.5554 | 822.3041 | 692.5554 | 971.4286 | 295.9599 | 692.5554 | 822.3041 | 692.5554 | 5400 | 692.5554 | 822.3041 | 971.4286 | 295.9599 | 6398 | 6809 | 6663 | 5763 | 2820 | 124 | 5944 | 565 | 715.8649 | 853.553 | 975.5102 | 307.2346
| 5401 | 721.4806 | 687.509 | 841.044 | 687.509 | 687.509 | 841.044 | 687.509 | 687.509 | 841.044 | 687.509 | 968.7075 | 267.7733 | 687.509 | 841.044 | 687.509 | 5401 | 687.509 | 841.044 | 968.7075 | 267.7733 | 6628 | 6170 | 7363 | 6839 | 8577 | 6221 | 5933 | 431 | 715.8168 | 853.5078 | 975.5102 | 307.2346
| 5402 | 707.9957 | 666.939 | 841.982 | 666.939 | 666.939 | 841.982 | 666.939 | 666.939 | 841.982 | 666.939 | 967.3469 | 241.1525 | 666.939 | 841.982 | 666.939 | 5402 | 666.939 | 841.982 | 967.3469 | 241.1525 | 7378 | 6115 | 7579 | 7758 | 6968 | 8399 | 5928 | 8635 | 715.8168 | 853.473 | 975.5102 | 307.0388
| 5403 | 712.0905 | 670.5436 | 846.6263 | 670.5436 | 670.5436 | 846.6263 | 670.5436 | 670.5436 | 846.6263 | 670.5436 | 965.9864 | 252.4272 | 670.5436 | 846.6263 | 670.5436 | 5403 | 670.5436 | 846.6263 | 965.9864 | 252.4272 | 7284 | 5854 | 7851 | 7372 | 7767 | 5079 | 5925 | 8365 | 715.7207 | 853.4579 | 975.5102 | 306.9214
| 5404 | 702.4477 | 641.4188 | 872.4327 | 641.4188 | 641.4188 | 872.4327 | 641.4188 | 641.4188 | 872.4327 | 641.4188 | 963.2653 | 249.9217 | 641.4188 | 872.4327 | 641.4188 | 5404 | 641.4188 | 872.4327 | 963.2653 | 249.9217 | 8023 | 4113 | 8091 | 7470 | 8656 | 188 | 5887 | 7056 | 715.6246 | 853.4453 | 975.5102 | 306.9214
| 5405 | 705.0341 | 655.885 | 850.282 | 655.885 | 655.885 | 850.282 | 655.885 | 655.885 | 850.282 | 655.885 | 963.2653 | 259.0041 | 655.885 | 850.282 | 655.885 | 5405 | 655.885 | 850.282 | 963.2653 | 259.0041 | 7694 | 5603 | 8090 | 7144 | 3408 | 5859 | 5859 | 5446 | 715.6246 | 853.4302 | 975.5102 | 306.9214
| 5406 | 701.9083 | 650.4542 | 848.8965 | 650.4542 | 650.4542 | 848.8965 | 650.4542 | 650.4542 | 848.8965 | 650.4542 | 965.9864 | 261.5096 | 650.4542 | 848.8965 | 650.4542 | 5406 | 650.4542 | 848.8965 | 965.9864 | 261.5096 | 7831 | 5729 | 7850 | 7037 | 2077 | 5053 | 5827 | 4136 | 715.5765 | 853.4146 | 975.5102 | 306.9214
| 5407 | 686.9203 | 634.4499 | 836.6734 | 634.4499 | 634.4499 | 836.6734 | 634.4499 | 634.4499 | 836.6734 | 634.4499 | 957.8231 | 236.7679 | 634.4499 | 836.6734 | 634.4499 | 5407 | 634.45 | 836.6734 | 957.8231 | 236.7679 | 8157 | 6364 | 8364 | 7886 | 7613 | 1850 | 5822 | 2567 | 715.5284 | 853.4124 | 975.5102 | 306.9214
| 5408 | 707.1825 | 659.5377 | 862.591 | 659.5377 | 659.5377 | 862.591 | 659.5377 | 659.5377 | 862.591 | 659.5377 | 945.5782 | 228.3119 | 659.5377 | 862.591 | 659.5377 | 5408 | 659.5377 | 862.591 | 945.5782 | 228.3119 | 7594 | 4804 | 8623 | 8099 | 7349 | 5523 | 5776 | 1912 | 715.4804 | 853.3547 | 975.5102 | 306.9214
| 5409 | 693.2493 | 613.7358 | 854.3396 | 613.7358 | 613.7358 | 854.3396 | 613.7358 | 613.7358 | 854.3396 | 613.7358 | 967.3469 | 410.8988 | 613.7358 | 854.3396 | 613.7358 | 5409 | 613.7358 | 854.3396 | 967.3469 | 410.8988 | 8480 | 5351 | 7578 | 3303 | 6052 | 6241 | 5765 | 1798 | 715.4804 | 853.3488 | 975.5102 | 306.9214
| 5410 | 671.1857 | 590.6666 | 869.3474 | 590.6666 | 590.6666 | 869.3474 | 590.6666 | 590.6666 | 869.3474 | 590.6666 | 964.6259 | 229.2515 | 590.6666 | 869.3474 | 590.6666 | 5410 | 590.6666 | 869.3474 | 964.6259 | 229.2515 | 8703 | 4312 | 7999 | 8079 | 5714 | 1826 | 5760 | 1686 | 715.4804 | 853.3454 | 975.5102 | 306.9214
| 5411 | 725.202 | 680.0356 | 854.4134 | 680.0356 | 680.0356 | 838.8626 | 680.0356 | 680.0356 | 854.4134 | 680.0356 | 967.3469 | 343.0943 | 680.0356 | 854.4134 | 680.0356 | 5411 | 680.0356 | 854.4134 | 967.3469 | 343.0943 | 6948 | 5346 | 7577 | 4588 | 4000 | 6734 | 5757 | 1612 | 715.4804 | 853.3435 | 975.5102 | 306.9214
| 5412 | 720.302 | 664.8243 | 856.9627 | 664.8243 | 664.8243 | 836.7767 | 664.8243 | 664.8243 | 856.9627 | 664.8243 | 978.2313 | 379.7369 | 664.8243 | 856.9627 | 664.8243 | 5412 | 664.8243 | 856.9627 | 978.2313 | 379.7369 | 7445 | 5190 | 4461 | 3849 | 293 | 5961 | 5719 | 1318 | 715.4804 | 853.3159 | 975.5102 | 306.9214
| 5413 | 663.0763 | 589.3209 | 844.5658 | 589.3209 | 589.3209 | 844.5658 | 589.3209 | 589.3209 | 844.5658 | 589.3209 | 970.068 | 220.1691 | 589.3209 | 844.5658 | 589.3209 | 5413 | 589.3209 | 844.5658 | 970.068 | 220.1691 | 8710 | 5974 | 7046 | 8277 | 2865 | 8147 | 5691 | 8620 | 715.4323 | 853.3064 | 975.5102 | 306.7648
| 5414 | 674.3178 | 605.5654 | 847.2699 | 605.5654 | 605.5654 | 847.2699 | 605.5654 | 605.5654 | 847.2699 | 605.5654 | 974.1497 | 232.6965 | 605.5654 | 847.2699 | 605.5654 | 5414 | 605.5654 | 847.2699 | 974.1497 | 232.6965 | 8577 | 5819 | 5845 | 7996 | 1573 | 611 | 5659 | 1679 | 715.3842 | 853.3064 | 975.5102 | 306.7648
| 5415 | 689.4657 | 624.8378 | 852.5307 | 624.8378 | 624.8378 | 852.5307 | 624.8378 | 624.8378 | 852.5307 | 624.8378 | 972.7891 | 270.9051 | 624.8378 | 852.5307 | 624.8378 | 5415 | 624.8378 | 852.5307 | 972.7891 | 270.9051 | 8329 | 5452 | 6264 | 6727 | 4258 | 2614 | 5654 | 8244 | 715.3362 | 853.2877 | 975.5102 | 306.6082
| 5416 | 676.7911 | 612.4862 | 843.8101 | 612.4862 | 612.4862 | 843.8101 | 612.4862 | 612.4862 | 843.8101 | 612.4862 | 970.068 | 229.8779 | 612.4862 | 843.8101 | 612.4862 | 5416 | 612.4862 | 843.8101 | 970.068 | 229.8779 | 8497 | 6008 | 7045 | 8065 | 4164 | 1880 | 5608 | 8144 | 715.3362 | 853.2694 | 975.5102 | 306.6082
| 5417 | 689.0694 | 629.9322 | 850.5045 | 629.9322 | 629.9322 | 850.5045 | 629.9322 | 629.9322 | 850.5045 | 629.9322 | 976.8707 | 228.6251 | 629.9322 | 850.5045 | 629.9322 | 5417 | 629.9322 | 850.5045 | 976.8708 | 228.6251 | 8227 | 5593 | 5008 | 8091 | 5352 | 5332 | 5597 | 7988 | 715.1439 | 853.2428 | 975.5102 | 306.6082
| 5418 | 696.5566 | 647.138 | 830.319 | 647.138 | 647.138 | 830.319 | 647.138 | 647.138 | 830.319 | 647.138 | 976.8707 | 276.5424 | 647.138 | 830.319 | 647.138 | 5418 | 647.138 | 830.319 | 976.8708 | 276.5424 | 7906 | 6614 | 5007 | 6515 | 4260 | 5102 | 5592 | 7861 | 715.1439 | 853.2428 | 975.5102 | 306.6082
| 5419 | 788.0802 | 806.0749 | 847.4318 | 806.0749 | 806.0749 | 847.4318 | 806.0749 | 806.0749 | 847.4318 | 806.0749 | 956.4626 | 238.3339 | 806.0749 | 847.4318 | 806.0749 | 5419 | 806.0749 | 847.4318 | 956.4626 | 238.3339 | 2025 | 5806 | 8436 | 7839 | 2893 | 5393 | 5589 | 2075 | 715.1439 | 853.2215 | 975.5102 | 306.6082
| 5420 | 801.9276 | 826.8371 | 852.9805 | 826.8371 | 826.8371 | 852.9805 | 826.8371 | 826.8371 | 852.9805 | 826.8371 | 971.4286 | 228.9383 | 826.8371 | 852.9805 | 826.8371 | 5420 | 826.8371 | 852.9805 | 971.4286 | 228.9383 | 1470 | 5429 | 6662 | 8084 | 8407 | 826 | 5551 | 1802 | 715.0959 | 853.2126 | 975.5102 | 306.6082
| 5421 | 795.9342 | 821.3101 | 844.1512 | 821.3101 | 821.3101 | 844.1512 | 821.3101 | 821.3101 | 844.1512 | 821.3101 | 975.5102 | 220.4823 | 821.3101 | 844.1512 | 821.3101 | 5421 | 821.3101 | 844.1512 | 975.5102 | 220.4823 | 1597 | 5985 | 5427 | 8270 | 7234 | 6311 | 5523 | 1401 | 715.0478 | 853.2076 | 975.5102 | 306.6082
| 5422 | 768.4061 | 765.3674 | 849.1132 | 765.3674 | 765.3674 | 849.1132 | 765.3674 | 765.3674 | 849.1132 | 765.3674 | 983.6735 | 254.6195 | 765.3674 | 849.1132 | 765.3674 | 5422 | 765.3674 | 849.1133 | 983.6735 | 254.6195 | 3454 | 5710 | 2659 | 7284 | 8047 | 5826 | 5491 | 1003 | 714.9998 | 853.1986 | 975.5102 | 306.6082
| 5423 | 739.389 | 714.8075 | 842.3313 | 714.8075 | 714.8075 | 842.3313 | 714.8075 | 714.8075 | 842.3313 | 714.8075 | 983.6735 | 279.9875 | 714.8075 | 842.3313 | 714.8075 | 5423 | 714.8075 | 842.3313 | 983.6735 | 279.9875 | 5431 | 6099 | 2658 | 6372 | 6507 | 3281 | 5486 | 608 | 714.9998 | 853.1058 | 975.5102 | 306.6082
| 5424 | 716.9952 | 690.2004 | 824.4468 | 690.2004 | 690.2004 | 824.4468 | 690.2004 | 690.2004 | 824.4468 | 690.2004 | 975.5102 | 243.0316 | 690.2004 | 824.4468 | 690.2004 | 5424 | 690.2004 | 824.4468 | 975.5102 | 243.0316 | 6489 | 6761 | 5426 | 7701 | 2030 | 6022 | 5440 | 8649 | 714.9998 | 853.0862 | 975.5102 | 306.556
| 5425 | 694.8768 | 649.7813 | 825.7078 | 649.7813 | 649.7813 | 825.7078 | 649.7813 | 649.7813 | 825.7078 | 649.7813 | 970.068 | 257.125 | 649.7813 | 825.7078 | 649.7813 | 5425 | 649.7813 | 825.7078 | 970.068 | 257.125 | 7847 | 6731 | 7044 | 7201 | 511 | 951 | 5429 | 7962 | 714.9998 | 853.083 | 975.5102 | 306.295
| 5426 | 694.7393 | 653.2898 | 817.7131 | 653.2898 | 653.2898 | 817.7131 | 653.2898 | 653.2898 | 817.7131 | 653.2898 | 971.4286 | 257.7513 | 653.2898 | 817.7131 | 653.2898 | 5426 | 653.2898 | 817.7131 | 971.4286 | 257.7513 | 7764 | 6883 | 6661 | 7179 | 6372 | 7754 | 5424 | 6502 | 714.9036 | 853.0752 | 975.5102 | 306.295
| 5427 | 676.7281 | 624.7897 | 818.1751 | 624.7897 | 624.7897 | 818.1751 | 624.7897 | 624.7897 | 818.1751 | 624.7897 | 967.3469 | 235.8284 | 624.7897 | 818.1751 | 624.7897 | 5427 | 624.7897 | 818.1752 | 967.3469 | 235.8284 | 8331 | 6875 | 7576 | 7909 | 800 | 5360 | 5421 | 4868 | 714.9036 | 853.0515 | 975.5102 | 306.295
| 5428 | 678.6254 | 626.0393 | 824.2957 | 626.0393 | 626.0393 | 824.2957 | 626.0393 | 626.0393 | 824.2957 | 626.0393 | 974.1497 | 221.1087 | 626.0393 | 824.2957 | 626.0393 | 5428 | 626.0393 | 824.2957 | 974.1497 | 221.1087 | 8300 | 6765 | 5844 | 8259 | 6599 | 5443 | 5383 | 1320 | 714.8556 | 852.992 | 975.5102 | 306.295
| 5429 | 694.4904 | 655.5967 | 820.2902 | 655.5967 | 655.5967 | 820.2902 | 655.5967 | 655.5967 | 820.2902 | 655.5967 | 975.5102 | 221.4219 | 655.5967 | 820.2902 | 655.5967 | 5429 | 655.5967 | 820.2902 | 975.5102 | 221.4219 | 7707 | 6842 | 5425 | 8252 | 5472 | 5420 | 5355 | 1124 | 714.8556 | 852.9805 | 975.5102 | 306.295
| 5430 | 694.0157 | 635.8918 | 850.1253 | 635.8918 | 635.8918 | 850.1253 | 635.8918 | 635.8918 | 850.1253 | 635.8918 | 983.6735 | 244.9107 | 635.8918 | 850.1253 | 635.8918 | 5430 | 635.8918 | 850.1253 | 983.6735 | 244.9107 | 8135 | 5617 | 2657 | 7635 | 1401 | 1863 | 5323 | 8597 | 714.8556 | 852.9675 | 975.5102 | 306.1384
| 5431 | 701.231 | 644.5427 | 855.207 | 644.5427 | 644.5427 | 855.207 | 644.5427 | 644.5427 | 855.207 | 644.5427 | 982.3129 | 257.7513 | 644.5427 | 855.207 | 644.5427 | 5431 | 644.5427 | 855.207 | 982.3129 | 257.7513 | 7955 | 5299 | 3278 | 7178 | 5423 | 8124 | 5318 | 7202 | 714.8075 | 852.9328 | 975.5102 | 306.0601
| 5432 | 721.7583 | 675.3496 | 861.6046 | 675.3496 | 675.3496 | 861.6046 | 675.3496 | 675.3496 | 861.6046 | 675.3496 | 978.2313 | 277.1688 | 675.3496 | 861.6046 | 675.3496 | 5432 | 675.3496 | 861.6046 | 978.2313 | 277.1688 | 7128 | 4882 | 4460 | 6482 | 6851 | 588 | 5272 | 8524 | 714.7595 | 852.9328 | 975.5102 | 305.9818
| 5433 | 745.7753 | 698.9475 | 855.7163 | 698.9475 | 698.9475 | 855.7163 | 698.9475 | 698.9475 | 855.7163 | 698.9475 | 982.3129 | 444.0965 | 698.9475 | 855.7163 | 698.9475 | 5433 | 698.9475 | 855.7163 | 982.3129 | 444.0965 | 6132 | 5268 | 3277 | 2767 | 6029 | 6759 | 5261 | 8063 | 714.7595 | 852.9103 | 975.5102 | 305.9818
| 5434 | 754.5286 | 688.9508 | 860.5402 | 688.9508 | 688.9508 | 860.5402 | 688.9508 | 688.9508 | 860.5402 | 688.9508 | 986.3946 | 623.2383 | 688.9508 | 860.5402 | 688.9508 | 5434 | 688.9508 | 860.5402 | 986.3946 | 623.2383 | 6550 | 4947 | 1859 | 671 | 771 | 2976 | 5256 | 8036 | 714.7595 | 852.9054 | 975.5102 | 305.9818
| 5435 | 733.2058 | 680.1557 | 863.4782 | 680.1557 | 680.1557 | 863.4782 | 680.1557 | 680.1557 | 863.4782 | 680.1557 | 982.3129 | 387.41 | 680.1557 | 863.4782 | 680.1557 | 5435 | 680.1557 | 863.4782 | 982.3129 | 387.41 | 6944 | 4736 | 3276 | 3711 | 6723 | 2550 | 5253 | 7865 | 714.7114 | 852.9007 | 975.5102 | 305.9818
| 5436 | 730.7794 | 675.5419 | 865.4687 | 675.5419 | 675.5419 | 865.4687 | 675.5419 | 675.5419 | 865.4687 | 675.5419 | 978.2313 | 386.4704 | 675.5419 | 865.4687 | 675.5419 | 5436 | 675.5419 | 865.4687 | 978.2313 | 386.4704 | 7122 | 4602 | 4459 | 3732 | 4115 | 7228 | 5215 | 7592 | 714.7114 | 852.8392 | 975.5102 | 305.9818
| 5437 | 743.9351 | 672.5141 | 862.6297 | 672.5141 | 672.5141 | 862.6297 | 672.5141 | 672.5141 | 862.6297 | 672.5141 | 980.9524 | 603.5077 | 672.5141 | 862.6297 | 672.5141 | 5437 | 672.5141 | 862.6297 | 980.9524 | 603.5077 | 7224 | 4801 | 3757 | 808 | 8221 | 6109 | 5187 | 7485 | 714.6153 | 852.7698 | 975.5102 | 305.9818
| 5438 | 732.6823 | 668.4289 | 855.5304 | 668.4289 | 668.4289 | 855.5304 | 668.4289 | 668.4289 | 855.5304 | 668.4289 | 980.9524 | 507.0467 | 668.4289 | 855.5304 | 668.4289 | 5438 | 668.4289 | 855.5304 | 980.9524 | 507.0467 | 7347 | 5276 | 3756 | 1798 | 6826 | 6652 | 5155 | 7314 | 714.6153 | 852.7668 | 975.5102 | 305.9818
| 5439 | 709.2337 | 657.8075 | 847.5583 | 657.8075 | 657.8075 | 847.5583 | 657.8075 | 657.8075 | 847.5583 | 657.8075 | 972.7891 | 303.7895 | 657.8075 | 847.5583 | 657.8075 | 5439 | 657.8075 | 847.5583 | 972.7891 | 303.7895 | 7634 | 5802 | 6263 | 5512 | 4168 | 824 | 5150 | 7054 | 714.6153 | 852.7395 | 975.5102 | 305.9818
| 5440 | 720.5381 | 668.6692 | 851.4878 | 668.6692 | 668.6692 | 851.4878 | 668.6692 | 668.6692 | 851.4878 | 668.6692 | 975.5102 | 356.7178 | 668.6692 | 851.4878 | 668.6692 | 5440 | 668.6692 | 851.4878 | 975.5102 | 356.7178 | 7338 | 5529 | 5424 | 4321 | 685 | 6233 | 5104 | 5653 | 714.6153 | 852.7341 | 975.5102 | 305.9818
| 5441 | 752.373 | 697.2173 | 857.5783 | 697.2173 | 697.2173 | 857.5783 | 697.2173 | 697.2173 | 857.5783 | 697.2173 | 983.6735 | 541.497 | 697.2173 | 857.5783 | 697.2173 | 5441 | 697.2173 | 857.5783 | 983.6735 | 541.497 | 6184 | 5161 | 2656 | 1387 | 4169 | 5736 | 5093 | 5018 | 714.5672 | 852.7155 | 975.5102 | 305.9818
| 5442 | 759.9587 | 721.2477 | 852.285 | 721.2477 | 721.2477 | 852.285 | 721.2477 | 721.2477 | 852.285 | 721.2477 | 967.3469 | 492.9533 | 721.2477 | 852.285 | 721.2477 | 5442 | 721.2477 | 852.285 | 967.3469 | 492.9533 | 5181 | 5470 | 7575 | 1977 | 8625 | 5979 | 5088 | 527 | 714.5192 | 852.7146 | 975.5102 | 305.9818
| 5443 | 824.8669 | 828.7115 | 852.992 | 828.7115 | 828.7115 | 852.992 | 828.7115 | 828.7115 | 852.992 | 828.7115 | 980.9524 | 525.5246 | 828.7115 | 852.992 | 828.7115 | 5443 | 828.7115 | 852.992 | 980.9524 | 525.5246 | 1436 | 5428 | 3755 | 1581 | 8220 | 7446 | 5085 | 500 | 714.5192 | 852.7077 | 975.5102 | 305.9818
| 5444 | 834.3669 | 853.9914 | 855.0699 | 853.9914 | 853.9914 | 855.0699 | 853.9914 | 853.9914 | 855.0699 | 853.9914 | 986.3946 | 442.5305 | 853.9914 | 855.0699 | 853.9914 | 5444 | 853.9915 | 855.0699 | 986.3946 | 442.5305 | 988 | 5306 | 1858 | 2791 | 7040 | 390 | 5047 | 429 | 714.5192 | 852.7077 | 975.5102 | 305.9818
| 5445 | 831.3304 | 843.0817 | 860.6269 | 843.0817 | 843.0817 | 860.6269 | 843.0817 | 843.0817 | 860.6269 | 843.0817 | 982.3129 | 469.1513 | 843.0817 | 860.6269 | 843.0817 | 5445 | 843.0817 | 860.6269 | 982.3129 | 469.1513 | 1172 | 4941 | 3275 | 2320 | 684 | 6535 | 5019 | 258 | 714.5192 | 852.686 | 975.5102 | 305.9818
| 5446 | 786.0364 | 793.2427 | 845.0546 | 793.2427 | 793.2427 | 845.0546 | 793.2427 | 793.2427 | 845.0546 | 793.2427 | 971.4286 | 306.9214 | 793.2427 | 845.0546 | 793.2427 | 5446 | 793.2427 | 845.0546 | 971.4286 | 306.9214 | 2439 | 5946 | 6660 | 5405 | 1000 | 5524 | 4987 | 8741 | 714.4711 | 852.6178 | 975.5102 | 305.6687
| 5447 | 764.9691 | 743.2595 | 832.2592 | 743.2595 | 743.2595 | 832.2592 | 743.2595 | 743.2595 | 832.2592 | 743.2595 | 985.034 | 449.4206 | 743.2595 | 832.2592 | 743.2595 | 5447 | 743.2595 | 832.2592 | 985.034 | 449.4206 | 4260 | 6534 | 2204 | 2668 | 7476 | 1226 | 4982 | 7960 | 714.423 | 852.5933 | 975.5102 | 305.6687
| 5448 | 730.7137 | 703.2249 | 835.2086 | 703.2249 | 703.2249 | 835.2086 | 703.2249 | 703.2249 | 835.2086 | 703.2249 | 987.7551 | 275.6029 | 703.2249 | 835.2086 | 703.2249 | 5448 | 703.2249 | 835.2086 | 987.7551 | 275.6029 | 5948 | 6418 | 1495 | 6552 | 420 | 780 | 4936 | 7864 | 714.423 | 852.5933 | 975.5102 | 305.6687
| 5449 | 713.4397 | 668.525 | 834.9105 | 668.525 | 668.525 | 834.9105 | 668.525 | 668.525 | 834.9105 | 668.525 | 987.7551 | 312.5587 | 668.525 | 834.9105 | 668.525 | 5449 | 668.525 | 834.9105 | 987.7551 | 312.5587 | 7345 | 6425 | 1494 | 5231 | 8009 | 6089 | 4925 | 7412 | 714.375 | 852.5631 | 975.5102 | 305.6687
| 5450 | 708.3581 | 664.2476 | 835.5398 | 664.2476 | 664.2476 | 835.5398 | 664.2476 | 664.2476 | 835.5398 | 664.2476 | 995.9184 | 264.9546 | 664.2476 | 835.5398 | 664.2476 | 5450 | 664.2476 | 835.5398 | 995.9184 | 264.9546 | 7463 | 6401 | 288 | 6934 | 4551 | 2053 | 4920 | 7352 | 714.375 | 852.5529 | 975.5102 | 305.6687
| 5451 | 704.1919 | 658.8648 | 834.7259 | 658.8648 | 658.8648 | 834.7259 | 658.8648 | 658.8648 | 834.7259 | 658.8648 | 994.5578 | 254.3063 | 658.8648 | 834.7259 | 658.8648 | 5451 | 658.8648 | 834.7259 | 994.5578 | 254.3063 | 7610 | 6433 | 476 | 7297 | 90 | 165 | 4917 | 7309 | 714.375 | 852.5397 | 975.5102 | 305.6687
| 5452 | 697.4423 | 643.4373 | 838.801 | 643.4373 | 643.4373 | 838.801 | 643.4373 | 643.4373 | 838.801 | 643.4373 | 991.8367 | 269.6524 | 643.4373 | 838.801 | 643.4373 | 5452 | 643.4373 | 838.801 | 991.8367 | 269.6524 | 7988 | 6268 | 828 | 6773 | 7360 | 5415 | 4879 | 6902 | 714.3269 | 852.5307 | 975.5102 | 305.6687
| 5453 | 712.4037 | 666.3623 | 837.5649 | 666.3623 | 666.3623 | 837.5649 | 666.3623 | 666.3623 | 837.5649 | 666.3623 | 991.8367 | 300.6577 | 666.3623 | 837.5649 | 666.3623 | 5453 | 666.3623 | 837.5649 | 991.8367 | 300.6577 | 7397 | 6333 | 827 | 5619 | 304 | 2211 | 4851 | 4929 | 714.3269 | 852.5293 | 975.5102 | 305.6687
| 5454 | 681.1009 | 614.8892 | 838.8128 | 614.8892 | 614.8892 | 838.8128 | 614.8892 | 614.8892 | 838.8128 | 614.8892 | 982.3129 | 278.7347 | 614.8892 | 838.8128 | 614.8892 | 5454 | 614.8892 | 838.8128 | 982.3129 | 278.7347 | 8467 | 6267 | 3274 | 6419 | 7083 | 863 | 4819 | 2679 | 714.2789 | 852.5187 | 975.5102 | 305.6687
| 5455 | 668.7573 | 658.9129 | 675.4933 | 658.9129 | 658.9129 | 675.4933 | 658.9129 | 658.9129 | 675.4933 | 658.9129 | 972.7891 | 416.5362 | 658.9129 | 675.4933 | 658.9129 | 5455 | 658.9129 | 675.4934 | 972.7891 | 416.5362 | 7608 | 8255 | 6262 | 3213 | 4596 | 479 | 4814 | 1783 | 714.2789 | 852.5142 | 975.5102 | 305.6687
| 5456 | 690.8717 | 697.1212 | 664.9331 | 697.1212 | 697.1212 | 664.9331 | 697.1212 | 697.1212 | 664.9331 | 697.1212 | 986.3946 | 449.1074 | 697.1212 | 664.9331 | 697.1212 | 5456 | 697.1212 | 664.9331 | 986.3946 | 449.1074 | 6187 | 8332 | 1857 | 2679 | 4410 | 5822 | 4768 | 356 | 714.2789 | 852.4947 | 975.5102 | 305.6687
| 5457 | 665.2297 | 675.0613 | 628.7706 | 675.0613 | 675.0613 | 628.7706 | 675.0613 | 675.0613 | 628.7706 | 675.0613 | 959.1837 | 438.4591 | 675.0613 | 628.7706 | 675.0613 | 5457 | 675.0613 | 628.7706 | 959.1837 | 438.4591 | 7136 | 8473 | 8312 | 2850 | 3495 | 963 | 4757 | 296 | 714.2789 | 852.4525 | 975.5102 | 305.6687
| 5458 | 699.8723 | 703.2249 | 647.6172 | 703.2249 | 703.2249 | 647.6172 | 703.2249 | 703.2249 | 647.6172 | 703.2249 | 976.8707 | 605.0736 | 703.2249 | 647.6172 | 703.2249 | 5458 | 703.2249 | 647.6172 | 976.8708 | 605.0736 | 5947 | 8417 | 5006 | 793 | 7338 | 890 | 4752 | 253 | 714.2308 | 852.4149 | 975.5102 | 305.6687
| 5459 | 743.6095 | 704.907 | 802.652 | 704.907 | 704.907 | 802.652 | 704.907 | 704.907 | 802.652 | 704.907 | 985.034 | 575.6342 | 704.907 | 802.652 | 704.907 | 5459 | 704.907 | 802.652 | 985.034 | 575.6342 | 5876 | 7078 | 2203 | 1042 | 282 | 2224 | 4749 | 8349 | 714.2308 | 852.406 | 975.5102 | 305.5643
| 5460 | 731.7005 | 703.2729 | 782.2445 | 703.2729 | 703.2729 | 782.2445 | 703.2729 | 703.2729 | 782.2445 | 703.2729 | 989.1156 | 499.5302 | 703.2729 | 782.2445 | 703.2729 | 5460 | 703.2729 | 782.2445 | 989.1157 | 499.5302 | 5944 | 7168 | 1194 | 1892 | 4706 | 6430 | 4711 | 135 | 714.1347 | 852.3965 | 975.5102 | 305.5121
| 5461 | 716.7712 | 690.0082 | 802.5351 | 690.0082 | 690.0082 | 802.5351 | 690.0082 | 690.0082 | 802.5351 | 690.0082 | 986.3946 | 318.1961 | 690.0082 | 802.5351 | 690.0082 | 5461 | 690.0082 | 802.5351 | 986.3946 | 318.1961 | 6500 | 7079 | 1856 | 5099 | 5675 | 7377 | 4683 | 6222 | 714.0866 | 852.3941 | 975.5102 | 305.3555
| 5462 | 725.8105 | 691.9787 | 792.8599 | 691.9787 | 691.9787 | 792.8599 | 691.9787 | 691.9787 | 792.8599 | 691.9787 | 983.6735 | 470.404 | 691.9787 | 792.8599 | 691.9787 | 5462 | 691.9787 | 792.86 | 983.6735 | 470.404 | 6422 | 7113 | 2655 | 2298 | 1717 | 321 | 4651 | 5708 | 714.0866 | 852.3941 | 975.5102 | 305.3555
| 5463 | 723.2865 | 708.4154 | 783.5645 | 708.4154 | 708.4154 | 783.5645 | 708.4154 | 708.4154 | 783.5645 | 708.4154 | 987.7551 | 336.674 | 708.4154 | 783.5645 | 708.4154 | 5463 | 708.4154 | 783.5645 | 987.7551 | 336.674 | 5708 | 7163 | 1493 | 4709 | 7136 | 7513 | 4646 | 4351 | 714.0386 | 852.3866 | 975.5102 | 305.3555
| 5464 | 734.0315 | 710.8665 | 779.5488 | 710.8665 | 710.8665 | 779.5488 | 710.8665 | 710.8665 | 779.5488 | 710.8665 | 987.7551 | 483.5578 | 710.8665 | 779.5488 | 710.8665 | 5464 | 710.8665 | 779.5488 | 987.7551 | 483.5578 | 5597 | 7175 | 1492 | 2107 | 7110 | 5022 | 4600 | 2962 | 714.0386 | 852.363 | 975.5102 | 305.3555
| 5465 | 734.0013 | 713.1735 | 810.1333 | 713.1735 | 713.1735 | 810.1333 | 713.1735 | 713.1735 | 810.1333 | 713.1735 | 1000 | 330.0971 | 713.1735 | 810.1333 | 713.1735 | 5465 | 713.1735 | 810.1333 | 1000 | 330.0971 | 5501 | 6998 | 20 | 4830 | 6468 | 5733 | 4589 | 7944 | 713.9905 | 852.3312 | 975.5102 | 305.1989
| 5466 | 737.3362 | 734.2241 | 792.7655 | 734.2241 | 734.2241 | 792.7655 | 734.2241 | 734.2241 | 792.7655 | 734.2241 | 980.9524 | 296.8995 | 734.2241 | 792.7655 | 734.2241 | 5466 | 734.2241 | 792.7655 | 980.9524 | 296.8995 | 4635 | 7115 | 3754 | 5738 | 22 | 5782 | 4584 | 2689 | 713.9905 | 852.3258 | 975.5102 | 305.1989
| 5467 | 809.773 | 841.5437 | 819.5357 | 841.5437 | 841.5437 | 819.5357 | 841.5437 | 841.5437 | 819.5357 | 841.5437 | 995.9184 | 330.4103 | 841.5437 | 819.5357 | 841.5437 | 5467 | 841.5437 | 819.5358 | 995.9184 | 330.4103 | 1199 | 6857 | 287 | 4825 | 5981 | 2533 | 4581 | 7676 | 713.9424 | 852.3026 | 975.5102 | 305.0423
| 5468 | 815.9635 | 858.3169 | 823.9792 | 858.3169 | 858.3169 | 823.9792 | 858.3169 | 858.3169 | 823.9792 | 858.3169 | 978.2313 | 282.8061 | 858.3169 | 823.9792 | 858.3169 | 5468 | 858.3169 | 823.9792 | 978.2313 | 282.8061 | 944 | 6767 | 4458 | 6262 | 7934 | 6549 | 4543 | 7230 | 713.8944 | 852.2977 | 975.5102 | 305.0423
| 5469 | 815.1578 | 843.0817 | 810.384 | 843.0817 | 843.0817 | 810.384 | 843.0817 | 843.0817 | 810.384 | 843.0817 | 993.1973 | 432.8218 | 843.0817 | 810.384 | 843.0817 | 5469 | 843.0817 | 810.3841 | 993.1973 | 432.8218 | 1171 | 6994 | 631 | 2951 | 5152 | 6034 | 4515 | 7100 | 713.8944 | 852.2948 | 975.5102 | 305.0423
| 5470 | 745.6943 | 736.4829 | 816.6053 | 736.4829 | 736.4829 | 816.6053 | 736.4829 | 736.4829 | 816.6053 | 736.4829 | 994.5578 | 286.8775 | 736.4829 | 816.6053 | 736.4829 | 5470 | 736.4829 | 816.6053 | 994.5578 | 286.8776 | 4529 | 6905 | 475 | 6088 | 5112 | 5442 | 4483 | 7099 | 713.8944 | 852.285 | 975.5102 | 305.0423
| 5471 | 758.4149 | 736.9635 | 814.1678 | 736.9635 | 736.9635 | 814.1678 | 736.9635 | 736.9635 | 814.1678 | 736.9635 | 972.7891 | 492.6402 | 736.9635 | 814.1678 | 736.9635 | 5471 | 736.9635 | 814.1678 | 972.7891 | 492.6402 | 4509 | 6948 | 6261 | 1983 | 1687 | 5637 | 4478 | 6451 | 713.8944 | 852.2711 | 975.5102 | 305.0423
| 5472 | 738.8488 | 714.8556 | 815.6492 | 714.8556 | 714.8556 | 815.6492 | 714.8556 | 714.8556 | 815.6492 | 714.8556 | 993.1973 | 369.2452 | 714.8556 | 815.6492 | 714.8556 | 5472 | 714.8556 | 815.6492 | 993.1973 | 369.2452 | 5429 | 6923 | 630 | 4087 | 7739 | 7468 | 4432 | 6224 | 713.7982 | 852.269 | 975.5102 | 305.0423
| 5473 | 726.0431 | 683.9045 | 806.7124 | 683.9045 | 683.9045 | 806.7124 | 683.9045 | 683.9045 | 806.7124 | 683.9045 | 990.4762 | 476.0413 | 683.9045 | 806.7124 | 683.9045 | 5473 | 683.9045 | 806.7124 | 990.4762 | 476.0413 | 6782 | 7038 | 1029 | 2211 | 6001 | 412 | 4421 | 5852 | 713.7982 | 852.269 | 975.5102 | 305.0423
| 5474 | 712.7753 | 661.5562 | 799.4078 | 661.5562 | 661.5562 | 799.4078 | 661.5562 | 661.5562 | 799.4078 | 661.5562 | 998.6395 | 490.1347 | 661.5562 | 799.4078 | 661.5562 | 5474 | 661.5562 | 799.4078 | 998.6395 | 490.1347 | 7542 | 7088 | 92 | 2013 | 4313 | 5513 | 4416 | 2674 | 713.7982 | 852.2499 | 975.5102 | 305.0423
| 5475 | 708.3485 | 657.7113 | 819.9225 | 657.7113 | 657.7113 | 819.9225 | 657.7113 | 657.7113 | 819.9225 | 657.7113 | 995.9184 | 379.5803 | 657.7113 | 819.9225 | 657.7113 | 5475 | 657.7114 | 819.9225 | 995.9184 | 379.5803 | 7637 | 6849 | 286 | 3853 | 2644 | 135 | 4413 | 2376 | 713.7502 | 852.2426 | 975.5102 | 305.0423
| 5476 | 707.8785 | 653.5781 | 841.4524 | 653.5781 | 653.5781 | 841.4524 | 653.5781 | 653.5781 | 841.4524 | 653.5781 | 986.3946 | 329.4707 | 653.5781 | 841.4524 | 653.5781 | 5476 | 653.5781 | 841.4524 | 986.3946 | 329.4707 | 7751 | 6147 | 1855 | 4843 | 2574 | 2695 | 4375 | 1759 | 713.7502 | 852.236 | 975.5102 | 305.0423
| 5477 | 712.6465 | 670.8319 | 833.2092 | 670.8319 | 670.8319 | 833.2092 | 670.8319 | 670.8319 | 833.2092 | 670.8319 | 989.1156 | 288.4435 | 670.8319 | 833.2092 | 670.8319 | 5477 | 670.8319 | 833.2092 | 989.1157 | 288.4435 | 7275 | 6505 | 1193 | 6028 | 6612 | 2386 | 4347 | 883 | 713.7021 | 852.2207 | 975.5102 | 305.0423
| 5478 | 737.3882 | 696.208 | 820.2177 | 696.208 | 696.208 | 820.2177 | 696.208 | 696.208 | 820.2177 | 696.208 | 995.9184 | 476.9809 | 696.208 | 820.2177 | 696.208 | 5478 | 696.208 | 820.2177 | 995.9184 | 476.9809 | 6227 | 6844 | 285 | 2191 | 3745 | 2623 | 4315 | 458 | 713.7021 | 852.1982 | 975.5102 | 305.0423
| 5479 | 734.1116 | 700.2451 | 820.446 | 700.2451 | 700.2451 | 820.446 | 700.2451 | 700.2451 | 820.446 | 700.2451 | 974.1497 | 419.668 | 700.2451 | 820.446 | 700.2451 | 5479 | 700.2451 | 820.446 | 974.1497 | 419.668 | 6075 | 6839 | 5843 | 3155 | 5966 | 2387 | 4310 | 8479 | 713.6541 | 852.1851 | 975.5102 | 304.964
| 5480 | 725.1597 | 695.1987 | 827.8558 | 695.1987 | 695.1987 | 827.8558 | 695.1987 | 695.1987 | 827.8558 | 695.1987 | 986.3946 | 292.8281 | 695.1987 | 827.8558 | 695.1987 | 5480 | 695.1987 | 827.8558 | 986.3946 | 292.8281 | 6275 | 6683 | 1854 | 5865 | 6797 | 7011 | 4264 | 130 | 713.606 | 852.1309 | 975.5102 | 304.8857
| 5481 | 737.0278 | 689.4314 | 846.0893 | 689.4314 | 689.4314 | 846.0893 | 689.4314 | 689.4314 | 846.0893 | 689.4314 | 982.3129 | 436.2668 | 689.4314 | 846.0893 | 689.4314 | 5481 | 689.4314 | 846.0893 | 982.3129 | 436.2668 | 6529 | 5884 | 3273 | 2880 | 5795 | 6768 | 4253 | 7817 | 713.5579 | 852.1165 | 975.5102 | 304.7291
| 5482 | 733.0852 | 680.2518 | 828.986 | 680.2518 | 680.2518 | 828.986 | 680.2518 | 680.2518 | 828.986 | 680.2518 | 985.034 | 520.2004 | 680.2518 | 828.986 | 680.2518 | 5482 | 680.2518 | 828.986 | 985.034 | 520.2004 | 6940 | 6650 | 2202 | 1641 | 5664 | 5807 | 4248 | 7496 | 713.5579 | 852.09 | 975.5102 | 304.7291
| 5483 | 733.3007 | 682.0301 | 849.2374 | 682.0301 | 682.0301 | 849.2374 | 682.0301 | 682.0301 | 849.2374 | 682.0301 | 971.4286 | 441.591 | 682.0301 | 849.2374 | 682.0301 | 5483 | 682.0301 | 849.2374 | 971.4286 | 441.591 | 6868 | 5701 | 6659 | 2806 | 3037 | 7041 | 4245 | 6170 | 713.5579 | 852.0862 | 975.5102 | 304.7291
| 5484 | 748.9146 | 693.1321 | 843.6133 | 693.1321 | 693.1321 | 843.6133 | 693.1321 | 693.1321 | 843.6133 | 693.1321 | 956.4626 | 608.8318 | 693.1321 | 843.6133 | 693.1321 | 5484 | 693.1321 | 843.6133 | 956.4626 | 608.8318 | 6368 | 6018 | 8435 | 762 | 5295 | 6595 | 4207 | 1820 | 713.5099 | 852.0862 | 975.5102 | 304.7291
| 5485 | 741.1567 | 682.0781 | 836.1631 | 682.0781 | 682.0781 | 836.1631 | 682.0781 | 682.0781 | 836.1631 | 682.0781 | 963.2653 | 611.6505 | 682.0781 | 836.1631 | 682.0781 | 5485 | 682.0782 | 836.1631 | 963.2653 | 611.6505 | 6863 | 6385 | 8089 | 733 | 3545 | 6066 | 4179 | 1633 | 713.5099 | 852.0788 | 975.5102 | 304.7291
| 5486 | 740.8065 | 682.8471 | 834.1749 | 682.8471 | 682.8471 | 834.1749 | 682.8471 | 682.8471 | 834.1749 | 682.8471 | 975.5102 | 596.3044 | 682.8471 | 834.1749 | 682.8471 | 5486 | 682.8471 | 834.1749 | 975.5102 | 596.3044 | 6833 | 6454 | 5423 | 866 | 2032 | 8625 | 4147 | 1328 | 713.5099 | 852.0717 | 975.5102 | 304.7291
| 5487 | 738.8963 | 701.5428 | 823.6472 | 701.5428 | 701.5428 | 823.6472 | 701.5428 | 701.5428 | 823.6472 | 701.5428 | 997.2789 | 440.3382 | 701.5428 | 823.6472 | 701.5428 | 5487 | 701.5428 | 823.6472 | 997.2789 | 440.3382 | 6026 | 6778 | 176 | 2820 | 3174 | 2191 | 4142 | 1147 | 713.4618 | 852.0697 | 975.5102 | 304.7291
| 5488 | 748.5438 | 706.3008 | 825.1994 | 706.3008 | 706.3008 | 825.1994 | 706.3008 | 706.3008 | 825.1994 | 706.3008 | 985.034 | 543.3761 | 706.3008 | 825.1994 | 706.3008 | 5488 | 706.3008 | 825.1994 | 985.034 | 543.3761 | 5811 | 6747 | 2201 | 1366 | 2241 | 5494 | 4096 | 440 | 713.4618 | 852.0654 | 975.5102 | 304.7291
| 5489 | 762.3662 | 719.4694 | 835.3831 | 719.4694 | 719.4694 | 835.3831 | 719.4694 | 719.4694 | 835.3831 | 719.4694 | 998.6395 | 577.2001 | 719.4694 | 835.3831 | 719.4694 | 5489 | 719.4694 | 835.3831 | 998.6395 | 577.2001 | 5252 | 6412 | 91 | 1028 | 3782 | 6766 | 4085 | 8237 | 713.4138 | 852.0618 | 975.5102 | 304.4159
| 5490 | 762.335 | 757.8219 | 839.3986 | 757.8219 | 757.8219 | 839.3986 | 757.8219 | 757.8219 | 839.3986 | 757.8219 | 953.7415 | 298.7786 | 757.8219 | 839.3986 | 757.8219 | 5490 | 757.8219 | 839.3986 | 953.7415 | 298.7786 | 3704 | 6245 | 8520 | 5671 | 2393 | 6096 | 4080 | 8233 | 713.4138 | 852.0579 | 975.5102 | 304.4159
| 5491 | 809.5027 | 844.6453 | 818.1934 | 844.6453 | 844.6453 | 818.1934 | 844.6453 | 844.6453 | 818.1934 | 844.6453 | 975.5102 | 327.5916 | 844.6453 | 818.1934 | 844.6453 | 5491 | 844.6453 | 818.1934 | 975.5102 | 327.5916 | 1145 | 6874 | 5422 | 4891 | 2407 | 5549 | 4077 | 8159 | 713.3657 | 851.9829 | 975.5102 | 304.4159
| 5492 | 835.3967 | 867.0019 | 843.8841 | 867.0019 | 867.0019 | 843.8841 | 867.0019 | 867.0019 | 843.8841 | 867.0019 | 972.7891 | 411.212 | 867.0019 | 843.8841 | 867.0019 | 5492 | 867.002 | 843.8841 | 972.7891 | 411.212 | 845 | 6004 | 6260 | 3296 | 2213 | 7282 | 4039 | 7973 | 713.3657 | 851.9827 | 975.5102 | 304.4159
| 5493 | 839.6274 | 853.2225 | 865.9695 | 853.2225 | 853.2225 | 865.9695 | 853.2225 | 853.2225 | 865.9695 | 853.2225 | 976.8707 | 488.2556 | 853.2225 | 865.9695 | 853.2225 | 5493 | 853.2225 | 865.9695 | 976.8708 | 488.2556 | 1000 | 4555 | 5005 | 2042 | 5538 | 6620 | 4011 | 6904 | 713.3176 | 851.9827 | 975.5102 | 304.4159
| 5494 | 811.6296 | 810.3523 | 852.0654 | 810.3523 | 810.3523 | 852.0654 | 810.3523 | 810.3523 | 852.0654 | 810.3523 | 989.1156 | 482.6182 | 810.3523 | 852.0654 | 810.3523 | 5494 | 810.3523 | 852.0654 | 989.1157 | 482.6182 | 1895 | 5488 | 1192 | 2115 | 6637 | 1045 | 3979 | 3836 | 713.2696 | 851.9775 | 975.5102 | 304.4159
| 5495 | 746.8072 | 719.2291 | 846.4057 | 719.2291 | 719.2291 | 846.4057 | 719.2291 | 719.2291 | 846.4057 | 719.2291 | 978.2313 | 337.6135 | 719.2291 | 846.4057 | 719.2291 | 5495 | 719.2291 | 846.4058 | 978.2313 | 337.6135 | 5260 | 5870 | 4457 | 4691 | 2698 | 6725 | 3974 | 2164 | 713.2696 | 851.9771 | 975.5102 | 304.4159
| 5496 | 753.1338 | 706.5891 | 841.0622 | 706.5891 | 706.5891 | 841.0622 | 706.5891 | 706.5891 | 841.0622 | 706.5891 | 970.068 | 556.8431 | 706.5891 | 841.0622 | 706.5891 | 5496 | 706.5891 | 841.0622 | 970.068 | 556.8431 | 5798 | 6169 | 7043 | 1226 | 8701 | 5757 | 3928 | 1627 | 713.2215 | 851.9727 | 975.5102 | 304.4159
| 5497 | 727.8921 | 695.1987 | 831.6817 | 695.1987 | 695.1987 | 831.6817 | 695.1987 | 695.1987 | 831.6817 | 695.1987 | 979.5918 | 322.5806 | 695.1987 | 831.6817 | 695.1987 | 5497 | 695.1987 | 831.6817 | 979.5918 | 322.5807 | 6274 | 6562 | 4091 | 4999 | 7975 | 6711 | 3917 | 623 | 713.2215 | 851.9433 | 975.5102 | 304.4159
| 5498 | 711.2821 | 671.9854 | 819.9543 | 671.9854 | 671.9854 | 819.9543 | 671.9854 | 671.9854 | 819.9543 | 671.9854 | 968.7075 | 333.5421 | 671.9854 | 819.9543 | 671.9854 | 5498 | 671.9854 | 819.9543 | 968.7075 | 333.5421 | 7239 | 6848 | 7362 | 4768 | 4021 | 5821 | 3912 | 8158 | 713.2215 | 851.942 | 975.5102 | 304.1027
| 5499 | 700.8572 | 649.6371 | 840.1917 | 649.6371 | 649.6371 | 840.1917 | 649.6371 | 649.6371 | 840.1917 | 649.6371 | 974.1497 | 279.9875 | 649.6371 | 840.1917 | 649.6371 | 5499 | 649.6371 | 840.1917 | 974.1497 | 279.9875 | 7854 | 6210 | 5842 | 6371 | 8053 | 7467 | 3909 | 8048 | 713.1735 | 851.9326 | 975.5102 | 304.1027
| 5500 | 715.9011 | 654.9238 | 832.3406 | 654.9238 | 654.9238 | 832.3406 | 654.9238 | 654.9238 | 832.3406 | 654.9238 | 980.9524 | 472.9095 | 654.9238 | 832.3406 | 654.9238 | 5500 | 654.9238 | 832.3406 | 980.9524 | 472.9095 | 7718 | 6527 | 3753 | 2255 | 6385 | 411 | 3871 | 6239 | 713.1735 | 851.9326 | 975.5102 | 304.1027
| 5501 | 730.1409 | 676.2628 | 837.153 | 676.2628 | 676.2628 | 837.153 | 676.2628 | 676.2628 | 837.153 | 676.2628 | 980.9524 | 482.305 | 676.2628 | 837.153 | 676.2628 | 5501 | 676.2628 | 837.153 | 980.9524 | 482.305 | 7089 | 6354 | 3752 | 2121 | 5465 | 6701 | 3843 | 5381 | 713.1735 | 851.8858 | 975.5102 | 304.1027
| 5502 | 739.0672 | 684.4331 | 834.1467 | 684.4331 | 684.4331 | 834.1467 | 684.4331 | 684.4331 | 834.1467 | 684.4331 | 987.7551 | 547.1344 | 684.4331 | 834.1467 | 684.4331 | 5502 | 684.4331 | 834.1467 | 987.7551 | 547.1344 | 6762 | 6455 | 1491 | 1328 | 517 | 891 | 3811 | 4182 | 713.1735 | 851.8492 | 975.5102 | 304.1027
| 5503 | 714.7826 | 675.6861 | 835.4476 | 675.6861 | 675.6861 | 835.4476 | 675.6861 | 675.6861 | 835.4476 | 675.6861 | 976.8707 | 282.8061 | 675.6861 | 835.4476 | 675.6861 | 5503 | 675.6861 | 835.4476 | 976.8708 | 282.8061 | 7118 | 6408 | 5004 | 6261 | 4820 | 5531 | 3806 | 2655 | 713.1254 | 851.8477 | 975.5102 | 304.1027
| 5504 | 724.7032 | 694.3817 | 830.5594 | 694.3817 | 694.3817 | 830.5594 | 694.3817 | 694.3817 | 830.5594 | 694.3817 | 978.2313 | 290.3226 | 694.3817 | 830.5594 | 694.3817 | 5504 | 694.3817 | 830.5594 | 978.2313 | 290.3226 | 6318 | 6605 | 4456 | 5950 | 6724 | 6267 | 3760 | 2096 | 713.0293 | 851.8465 | 975.5102 | 304.1027
| 5505 | 728.5402 | 686.8842 | 838.4482 | 686.8842 | 686.8842 | 838.4482 | 686.8842 | 686.8842 | 838.4482 | 686.8842 | 971.4286 | 379.2671 | 686.8842 | 838.4482 | 686.8842 | 5505 | 686.8842 | 838.4482 | 971.4286 | 379.2672 | 6654 | 6288 | 6658 | 3868 | 6371 | 6108 | 3749 | 1885 | 713.0293 | 851.8233 | 975.5102 | 304.1027
| 5506 | 729.0204 | 689.1911 | 819.3671 | 689.1911 | 689.1911 | 819.3671 | 689.1911 | 689.1911 | 819.3671 | 689.1911 | 960.5442 | 454.7448 | 689.1911 | 819.3671 | 689.1911 | 5506 | 689.1911 | 819.3671 | 960.5442 | 454.7448 | 6541 | 6862 | 8227 | 2575 | 5196 | 2165 | 3744 | 622 | 713.0293 | 851.8184 | 975.5102 | 304.1027
| 5507 | 725.236 | 689.864 | 827.0277 | 689.864 | 689.864 | 827.0277 | 689.864 | 689.864 | 827.0277 | 689.864 | 976.8707 | 349.4102 | 689.864 | 827.0277 | 689.864 | 5507 | 689.864 | 827.0277 | 976.8708 | 349.4102 | 6505 | 6698 | 5003 | 4471 | 4049 | 6257 | 3741 | 512 | 713.0293 | 851.8183 | 975.5102 | 304.1027
| 5508 | 739.9296 | 689.095 | 838.2673 | 689.095 | 689.095 | 838.2673 | 689.095 | 689.095 | 838.2673 | 689.095 | 967.3469 | 525.8378 | 689.095 | 838.2673 | 689.095 | 5508 | 689.095 | 838.2673 | 967.3469 | 525.8378 | 6544 | 6298 | 7574 | 1578 | 1768 | 6677 | 3703 | 8405 | 713.0293 | 851.7896 | 975.5102 | 303.7895
| 5509 | 714.0659 | 662.181 | 856.684 | 662.181 | 662.181 | 856.684 | 662.181 | 662.181 | 856.684 | 662.181 | 940.1361 | 332.6026 | 662.181 | 856.684 | 662.181 | 5509 | 662.181 | 856.684 | 940.1361 | 332.6026 | 7524 | 5207 | 8674 | 4784 | 1754 | 5539 | 3675 | 8192 | 713.0293 | 851.7837 | 975.5102 | 303.7895
| 5510 | 714.9891 | 666.6987 | 855.3644 | 666.6987 | 666.6987 | 855.3644 | 666.6987 | 666.6987 | 855.3644 | 666.6987 | 946.9388 | 307.8609 | 666.6987 | 855.3644 | 666.6987 | 5510 | 666.6987 | 855.3644 | 946.9388 | 307.861 | 7388 | 5285 | 8571 | 5370 | 6034 | 5532 | 3643 | 8017 | 712.9812 | 851.7723 | 975.5102 | 303.7895
| 5511 | 712.4993 | 663.5267 | 825.4917 | 663.5267 | 663.5267 | 825.4917 | 663.5267 | 663.5267 | 825.4917 | 663.5267 | 979.5918 | 385.2177 | 663.5267 | 825.4917 | 663.5267 | 5511 | 663.5267 | 825.4917 | 979.5918 | 385.2177 | 7487 | 6733 | 4090 | 3750 | 876 | 152 | 3638 | 7093 | 712.9812 | 851.7617 | 975.5102 | 303.7895
| 5512 | 675.8073 | 688.278 | 657.1515 | 688.278 | 688.278 | 657.1515 | 688.278 | 688.278 | 657.1515 | 688.278 | 970.068 | 356.4046 | 688.278 | 657.1515 | 688.278 | 5512 | 688.278 | 657.1515 | 970.068 | 356.4046 | 6588 | 8375 | 7042 | 4327 | 6026 | 5835 | 3592 | 5439 | 712.9332 | 851.7338 | 975.5102 | 303.7895
| 5513 | 732.8455 | 689.3834 | 852.2499 | 689.3834 | 689.3834 | 852.2499 | 689.3834 | 689.3834 | 852.2499 | 689.3834 | 972.7891 | 362.9815 | 689.3834 | 852.2499 | 689.3834 | 5513 | 689.3834 | 852.2499 | 972.7891 | 362.9815 | 6532 | 5474 | 6259 | 4210 | 5318 | 966 | 3581 | 5259 | 712.8851 | 851.7301 | 975.5102 | 303.7895
| 5514 | 762.0729 | 729.9467 | 839.0909 | 729.9467 | 729.9467 | 839.0909 | 729.9467 | 729.9467 | 839.0909 | 729.9467 | 986.3946 | 486.6896 | 729.9467 | 839.0909 | 729.9467 | 5514 | 729.9467 | 839.0909 | 986.3946 | 486.6896 | 4821 | 6255 | 1853 | 2060 | 6964 | 6258 | 3576 | 2683 | 712.789 | 851.7169 | 975.5102 | 303.7895
| 5515 | 840.7607 | 889.22 | 846.3846 | 889.22 | 889.22 | 846.3846 | 889.22 | 889.22 | 846.3846 | 889.22 | 970.068 | 301.2841 | 889.22 | 846.3846 | 889.22 | 5515 | 889.22 | 846.3846 | 970.068 | 301.2841 | 581 | 5873 | 7041 | 5603 | 3300 | 7013 | 3573 | 2106 | 712.789 | 851.6982 | 975.5102 | 303.7895
| 5516 | 839.6025 | 878.0699 | 855.1617 | 878.0699 | 878.0699 | 855.1617 | 878.0699 | 878.0699 | 855.1617 | 878.0699 | 983.6735 | 325.5559 | 878.0699 | 855.1617 | 878.0699 | 5516 | 878.0699 | 855.1617 | 983.6735 | 325.5559 | 708 | 5302 | 2654 | 4937 | 6197 | 6534 | 3535 | 2032 | 712.7409 | 851.6637 | 975.5102 | 303.7895
| 5517 | 833.6155 | 872.591 | 844.1082 | 872.591 | 872.591 | 844.1082 | 872.591 | 872.591 | 844.1082 | 872.591 | 983.6735 | 329.7839 | 872.591 | 844.1082 | 872.591 | 5517 | 872.591 | 844.1082 | 983.6735 | 329.7839 | 786 | 5989 | 2653 | 4838 | 4501 | 873 | 3507 | 1780 | 712.7409 | 851.6477 | 975.5102 | 303.7895
| 5518 | 814.6003 | 828.1828 | 842.18 | 828.1828 | 828.1828 | 842.18 | 828.1828 | 828.1828 | 842.18 | 828.1828 | 979.5918 | 430.6295 | 828.1828 | 842.18 | 828.1828 | 5518 | 828.1828 | 842.18 | 979.5918 | 430.6295 | 1447 | 6107 | 4089 | 2991 | 3470 | 6159 | 3475 | 1751 | 712.7409 | 851.6461 | 975.5102 | 303.7895
| 5519 | 793.7059 | 774.0664 | 839.0393 | 774.0664 | 774.0664 | 839.0393 | 774.0664 | 774.0664 | 839.0393 | 774.0664 | 993.1973 | 569.9969 | 774.0664 | 839.0393 | 774.0664 | 5519 | 774.0664 | 839.0393 | 993.1973 | 569.9969 | 3096 | 6257 | 629 | 1107 | 3221 | 2587 | 3470 | 1658 | 712.7409 | 851.638 | 975.5102 | 303.7895
| 5520 | 755.5795 | 699.7645 | 836.7996 | 699.7645 | 699.7645 | 836.7996 | 699.7645 | 699.7645 | 836.7996 | 699.7645 | 982.3129 | 650.4854 | 699.7645 | 836.7996 | 699.7645 | 5520 | 699.7645 | 836.7996 | 982.3129 | 650.4854 | 6091 | 6360 | 3272 | 486 | 5530 | 211 | 3424 | 656 | 712.6928 | 851.635 | 975.5102 | 303.7895
| 5521 | 763.2374 | 705.8202 | 847.6469 | 705.8202 | 705.8202 | 847.6469 | 705.8202 | 705.8202 | 847.6469 | 705.8202 | 994.5578 | 653.6173 | 705.8202 | 847.6469 | 705.8202 | 5521 | 705.8202 | 847.6469 | 994.5578 | 653.6173 | 5838 | 5797 | 474 | 472 | 2048 | 6295 | 3413 | 481 | 712.5967 | 851.6341 | 975.5102 | 303.7895
| 5522 | 734.7925 | 681.2611 | 841.5261 | 681.2611 | 681.2611 | 841.5261 | 681.2611 | 681.2611 | 841.5261 | 681.2611 | 990.4762 | 480.4259 | 681.2611 | 841.5261 | 681.2611 | 5522 | 681.2611 | 841.5261 | 990.4762 | 480.4259 | 6898 | 6140 | 1028 | 2144 | 6793 | 2220 | 3408 | 7995 | 712.5487 | 851.6225 | 975.5102 | 303.4764
| 5523 | 739.9571 | 685.3943 | 853.3547 | 685.3943 | 685.3943 | 853.3547 | 685.3943 | 685.3943 | 853.3547 | 685.3943 | 975.5102 | 487.316 | 685.3943 | 853.3547 | 685.3943 | 5523 | 685.3943 | 853.3547 | 975.5102 | 487.316 | 6712 | 5408 | 5421 | 2053 | 6291 | 7426 | 3405 | 7884 | 712.5487 | 851.5392 | 975.5102 | 303.4764
| 5524 | 720.5017 | 662.95 | 852.6178 | 662.95 | 662.95 | 852.6178 | 662.95 | 662.95 | 852.6178 | 662.95 | 979.5918 | 393.3605 | 662.95 | 852.6178 | 662.95 | 5524 | 662.95 | 852.6178 | 979.5918 | 393.3605 | 7503 | 5446 | 4088 | 3612 | 3866 | 370 | 3367 | 7733 | 712.5006 | 851.5392 | 975.5102 | 303.4764
| 5525 | 731.301 | 693.5647 | 857.8915 | 693.5647 | 693.5647 | 857.8915 | 693.5647 | 693.5647 | 857.8915 | 693.5647 | 985.034 | 273.0974 | 693.5647 | 857.8915 | 693.5647 | 5525 | 693.5647 | 857.8915 | 985.034 | 273.0974 | 6355 | 5139 | 2200 | 6639 | 2531 | 2547 | 3339 | 7650 | 712.5006 | 851.5122 | 975.5102 | 303.4764
| 5526 | 718.121 | 676.9837 | 839.1933 | 676.9837 | 676.9837 | 839.1933 | 676.9837 | 676.9837 | 839.1933 | 676.9837 | 965.9864 | 315.0642 | 676.9837 | 839.1933 | 676.9837 | 5526 | 676.9837 | 839.1933 | 965.9864 | 315.0642 | 7062 | 6251 | 7849 | 5174 | 1837 | 3601 | 3307 | 7421 | 712.5006 | 851.504 | 975.5102 | 303.4764
| 5527 | 730.3732 | 693.5647 | 831.7597 | 693.5647 | 693.5647 | 831.7597 | 693.5647 | 693.5647 | 831.7597 | 693.5647 | 978.2313 | 371.4375 | 693.5647 | 831.7597 | 693.5647 | 5527 | 693.5647 | 831.7597 | 978.2313 | 371.4375 | 6354 | 6560 | 4455 | 4032 | 6338 | 2939 | 3302 | 7413 | 712.4525 | 851.504 | 975.5102 | 303.4764
| 5528 | 730.6615 | 706.6372 | 826.8485 | 706.6372 | 706.6372 | 826.8485 | 706.6372 | 706.6372 | 826.8485 | 706.6372 | 980.9524 | 287.8171 | 706.6372 | 826.8485 | 706.6372 | 5528 | 706.6372 | 826.8485 | 980.9524 | 287.8171 | 5794 | 6704 | 3751 | 6052 | 3292 | 3418 | 3256 | 7130 | 712.4525 | 851.4905 | 975.5102 | 303.4764
| 5529 | 740.0447 | 703.321 | 857.3692 | 703.321 | 703.321 | 857.3692 | 703.321 | 703.321 | 857.3692 | 703.321 | 982.3129 | 322.2675 | 703.321 | 857.3692 | 703.321 | 5529 | 703.321 | 857.3692 | 982.3129 | 322.2675 | 5940 | 5167 | 3271 | 5006 | 2720 | 5440 | 3245 | 3827 | 712.4525 | 851.4878 | 975.5102 | 303.4764
| 5530 | 724.3281 | 712.6928 | 774.1462 | 712.6928 | 712.6928 | 774.1462 | 712.6928 | 712.6928 | 774.1462 | 712.6928 | 978.2313 | 364.2343 | 712.6928 | 774.1462 | 712.6928 | 5530 | 712.6928 | 774.1462 | 978.2313 | 364.2343 | 5520 | 7220 | 4454 | 4185 | 6135 | 913 | 3240 | 3419 | 712.4045 | 851.4697 | 975.5102 | 303.4764
| 5531 | 740.7824 | 709.2805 | 851.8477 | 709.2805 | 709.2805 | 851.8477 | 709.2805 | 709.2805 | 851.8477 | 709.2805 | 974.1497 | 315.1686 | 709.2805 | 851.8477 | 709.2805 | 5531 | 709.2805 | 851.8477 | 974.1497 | 315.1686 | 5677 | 5503 | 5841 | 5169 | 7331 | 2525 | 3237 | 3169 | 712.3564 | 851.4689 | 975.5102 | 303.4764
| 5532 | 751.2473 | 710.482 | 851.7723 | 710.482 | 710.482 | 851.7723 | 710.482 | 710.482 | 851.7723 | 710.482 | 983.6735 | 442.8437 | 710.482 | 851.7723 | 710.482 | 5532 | 710.4821 | 851.7723 | 983.6735 | 442.8437 | 5624 | 5510 | 2652 | 2788 | 275 | 5976 | 3199 | 1525 | 712.3564 | 851.4647 | 975.5102 | 303.4764
| 5533 | 740.0077 | 701.1583 | 843.0977 | 701.1583 | 701.1583 | 843.0977 | 701.1583 | 701.1583 | 843.0977 | 701.1583 | 965.9864 | 412.4648 | 701.1583 | 843.0977 | 701.1583 | 5533 | 701.1583 | 843.0977 | 965.9864 | 412.4648 | 6041 | 6053 | 7848 | 3274 | 5114 | 6124 | 3171 | 365 | 712.3084 | 851.437 | 975.5102 | 303.4764
| 5534 | 733.8966 | 690.8733 | 859.0702 | 690.8733 | 690.8733 | 859.0702 | 690.8733 | 690.8733 | 859.0702 | 690.8733 | 991.8367 | 319.4488 | 690.8733 | 859.0702 | 690.8733 | 5534 | 690.8733 | 859.0702 | 991.8367 | 319.4488 | 6467 | 5058 | 826 | 5078 | 3736 | 8403 | 3139 | 357 | 712.3084 | 851.4365 | 975.5102 | 303.4764
| 5535 | 724.8577 | 687.3648 | 836.2914 | 687.3648 | 687.3648 | 836.2914 | 687.3648 | 687.3648 | 836.2914 | 687.3648 | 970.068 | 333.8553 | 687.3648 | 836.2914 | 687.3648 | 5535 | 687.3648 | 836.2914 | 970.068 | 333.8553 | 6632 | 6378 | 7040 | 4761 | 8667 | 7493 | 3134 | 161 | 712.2603 | 851.3851 | 975.5102 | 303.4764
| 5536 | 735.5112 | 708.5596 | 827.9442 | 708.5596 | 708.5596 | 827.9442 | 708.5596 | 708.5596 | 827.9442 | 708.5596 | 983.6735 | 333.2289 | 708.5596 | 827.9442 | 708.5596 | 5536 | 708.5596 | 827.9442 | 983.6735 | 333.2289 | 5697 | 6678 | 2651 | 4772 | 5982 | 437 | 3088 | 1664 | 712.2603 | 851.3851 | 975.5102 | 303.0066
| 5537 | 730.6274 | 690.1043 | 851.2555 | 690.1043 | 690.1043 | 851.2555 | 690.1043 | 690.1043 | 851.2555 | 690.1043 | 989.1156 | 313.8115 | 690.1043 | 851.2555 | 690.1043 | 5537 | 690.1043 | 851.2555 | 989.1157 | 313.8115 | 6492 | 5544 | 1191 | 5199 | 4482 | 1883 | 3077 | 8288 | 712.2603 | 851.3808 | 975.5102 | 302.85
| 5538 | 740.4078 | 713.3176 | 840.4479 | 713.3176 | 713.3176 | 840.4479 | 713.3176 | 713.3176 | 840.4479 | 713.3176 | 982.3129 | 315.0642 | 713.3176 | 840.4479 | 713.3176 | 5538 | 713.3176 | 840.4479 | 982.3129 | 315.0642 | 5493 | 6200 | 3270 | 5173 | 4331 | 867 | 3072 | 8135 | 712.2122 | 851.3711 | 975.5102 | 302.85
| 5539 | 814.8219 | 846.8785 | 851.7837 | 846.8785 | 846.8785 | 851.7837 | 846.8785 | 846.8785 | 851.7837 | 846.8785 | 982.3129 | 243.0316 | 846.8785 | 851.7837 | 846.8785 | 5539 | 846.8785 | 851.7837 | 982.3129 | 243.0316 | 1104 | 5509 | 3269 | 7700 | 3759 | 2678 | 3069 | 7456 | 712.2122 | 851.3685 | 975.5102 | 302.85
| 5540 | 821.4405 | 856.3945 | 854.3188 | 856.3945 | 856.3945 | 854.3188 | 856.3945 | 856.3945 | 854.3188 | 856.3945 | 991.8367 | 239.8998 | 856.3945 | 854.3188 | 856.3945 | 5540 | 856.3945 | 854.3188 | 991.8367 | 239.8998 | 968 | 5353 | 825 | 7792 | 8691 | 51 | 3031 | 4631 | 712.1642 | 851.368 | 975.5102 | 302.85
| 5541 | 826.7569 | 854.4721 | 840.7136 | 854.4721 | 854.4721 | 840.7136 | 854.4721 | 854.4721 | 840.7136 | 854.4721 | 974.1497 | 401.8165 | 854.4721 | 840.7136 | 854.4721 | 5541 | 854.4721 | 840.7136 | 974.1497 | 401.8165 | 985 | 6189 | 5840 | 3458 | 4525 | 6237 | 3003 | 3917 | 712.1642 | 851.3007 | 975.5102 | 302.85
| 5542 | 800.5106 | 811.2654 | 839.3117 | 811.2654 | 811.2654 | 839.3117 | 811.2654 | 811.2654 | 839.3117 | 811.2654 | 971.4286 | 388.3495 | 811.2654 | 839.3117 | 811.2654 | 5542 | 811.2654 | 839.3117 | 971.4286 | 388.3495 | 1867 | 6246 | 6657 | 3694 | 3171 | 6427 | 2971 | 3880 | 712.1642 | 851.2665 | 975.5102 | 302.85
| 5543 | 765.4335 | 757.7738 | 846.6906 | 757.7738 | 757.7738 | 846.6906 | 757.7738 | 757.7738 | 846.6906 | 757.7738 | 987.7551 | 279.3611 | 757.7738 | 846.6906 | 757.7738 | 5543 | 757.7738 | 846.6906 | 987.7551 | 279.3611 | 3707 | 5849 | 1490 | 6393 | 3630 | 1161 | 2966 | 1297 | 712.1161 | 851.2655 | 975.5102 | 302.85
| 5544 | 739.1562 | 708.4635 | 822.6807 | 708.4635 | 708.4635 | 822.6807 | 708.4635 | 708.4635 | 822.6807 | 708.4635 | 978.2313 | 411.5252 | 708.4635 | 822.6807 | 708.4635 | 5544 | 708.4635 | 822.6807 | 978.2313 | 411.5252 | 5704 | 6800 | 4453 | 3291 | 1733 | 5537 | 2920 | 599 | 712.1161 | 851.2555 | 975.5102 | 302.85
| 5545 | 734.8337 | 692.7957 | 820.3504 | 692.7957 | 692.7957 | 820.3504 | 692.7957 | 692.7957 | 820.3504 | 692.7957 | 989.1156 | 474.7886 | 692.7957 | 820.3504 | 692.7957 | 5545 | 692.7957 | 820.3504 | 989.1157 | 474.7886 | 6392 | 6841 | 1190 | 2231 | 843 | 2226 | 2909 | 400 | 712.0681 | 851.2546 | 975.5102 | 302.85
| 5546 | 732.7561 | 693.036 | 834.688 | 693.036 | 693.036 | 834.688 | 693.036 | 693.036 | 834.688 | 693.036 | 972.7891 | 402.756 | 693.036 | 834.688 | 693.036 | 5546 | 693.036 | 834.688 | 972.7891 | 402.756 | 6371 | 6434 | 6258 | 3432 | 4216 | 8131 | 2904 | 1680 | 712.02 | 851.2406 | 975.5102 | 302.6934
| 5547 | 725.5308 | 677.8969 | 844.3924 | 677.8969 | 677.8969 | 844.3924 | 677.8969 | 677.8969 | 844.3924 | 677.8969 | 987.7551 | 368.932 | 677.8969 | 844.3924 | 677.8969 | 5547 | 677.8969 | 844.3924 | 987.7551 | 368.932 | 7020 | 5977 | 1489 | 4095 | 3749 | 595 | 2901 | 1678 | 712.02 | 851.2406 | 975.5102 | 302.5759
| 5548 | 716.31 | 672.8985 | 851.083 | 672.8985 | 672.8985 | 851.083 | 672.8985 | 672.8985 | 851.083 | 672.8985 | 991.8367 | 248.9821 | 672.8985 | 851.083 | 672.8985 | 5548 | 672.8985 | 851.083 | 991.8367 | 248.9822 | 7210 | 5555 | 824 | 7501 | 2455 | 2984 | 2863 | 8160 | 712.02 | 851.2203 | 975.5102 | 302.5368
| 5549 | 720.568 | 682.751 | 851.9829 | 682.751 | 682.751 | 851.9829 | 682.751 | 682.751 | 851.9829 | 682.751 | 972.7891 | 245.2239 | 682.751 | 851.9829 | 682.751 | 5549 | 682.751 | 851.9829 | 972.7891 | 245.2239 | 6841 | 5491 | 6257 | 7620 | 1886 | 6101 | 2835 | 7816 | 712.02 | 851.2192 | 975.5102 | 302.5368
| 5550 | 704.4144 | 651.9441 | 830.7438 | 651.9441 | 651.9441 | 830.7438 | 651.9441 | 651.9441 | 830.7438 | 651.9441 | 985.034 | 338.2399 | 651.9441 | 830.7438 | 651.9441 | 5550 | 651.9441 | 830.7438 | 985.034 | 338.2399 | 7801 | 6600 | 2199 | 4677 | 7428 | 5957 | 2803 | 7710 | 711.9719 | 851.2044 | 975.5102 | 302.5368
| 5551 | 694.4808 | 649.5891 | 832.1149 | 649.5891 | 649.5891 | 832.1149 | 649.5891 | 649.5891 | 832.1149 | 649.5891 | 975.5102 | 222.0482 | 649.5891 | 832.1149 | 649.5891 | 5551 | 649.5891 | 832.1149 | 975.5102 | 222.0482 | 7855 | 6542 | 5420 | 8238 | 372 | 7462 | 2798 | 7457 | 711.9719 | 851.1346 | 975.5102 | 302.5368
| 5552 | 693.4461 | 647.6186 | 822.3293 | 647.6186 | 647.6186 | 822.3293 | 647.6186 | 647.6186 | 822.3293 | 647.6186 | 983.6735 | 254.3063 | 647.6186 | 822.3293 | 647.6186 | 5552 | 647.6186 | 822.3293 | 983.6735 | 254.3063 | 7901 | 6808 | 2650 | 7296 | 5953 | 406 | 2752 | 5391 | 711.9239 | 851.1345 | 975.5102 | 302.5368
| 5553 | 704.7789 | 656.0292 | 840.2697 | 656.0292 | 656.0292 | 840.2697 | 656.0292 | 656.0292 | 840.2697 | 656.0292 | 978.2313 | 279.3611 | 656.0292 | 840.2697 | 656.0292 | 5553 | 656.0292 | 840.2697 | 978.2313 | 279.3611 | 7689 | 6207 | 4452 | 6392 | 4335 | 7275 | 2741 | 3903 | 711.9239 | 851.1316 | 975.5102 | 302.5368
| 5554 | 698.9562 | 632.912 | 868.2387 | 632.912 | 632.912 | 868.2387 | 632.912 | 632.912 | 868.2387 | 632.912 | 978.2313 | 270.9051 | 632.912 | 868.2387 | 632.912 | 5554 | 632.912 | 868.2387 | 978.2313 | 270.9051 | 8180 | 4394 | 4451 | 6726 | 7323 | 6613 | 2736 | 1807 | 711.8278 | 851.1316 | 975.5102 | 302.5368
| 5555 | 683.7549 | 623.5402 | 832.2928 | 623.5402 | 623.5402 | 832.2928 | 623.5402 | 623.5402 | 832.2928 | 623.5402 | 974.1497 | 280.927 | 623.5402 | 832.2928 | 623.5402 | 5555 | 623.5402 | 832.2928 | 974.1497 | 280.927 | 8356 | 6531 | 5839 | 6339 | 4565 | 5548 | 2733 | 1708 | 711.8278 | 851.083 | 975.5102 | 302.5368
| 5556 | 672.8742 | 617.6767 | 805.8048 | 617.6767 | 617.6767 | 805.8048 | 617.6767 | 617.6767 | 805.8048 | 617.6767 | 976.8707 | 278.7347 | 617.6767 | 805.8048 | 617.6767 | 5556 | 617.6767 | 805.8048 | 976.8708 | 278.7347 | 8440 | 7050 | 5002 | 6418 | 4524 | 2263 | 2695 | 624 | 711.8278 | 851.079 | 975.5102 | 302.5368
| 5557 | 687.0185 | 621.9542 | 846.0721 | 621.9542 | 621.9542 | 846.0721 | 621.9542 | 621.9542 | 846.0721 | 621.9542 | 983.6735 | 274.6633 | 621.9542 | 846.0721 | 621.9542 | 5557 | 621.9542 | 846.0721 | 983.6735 | 274.6633 | 8379 | 5886 | 2649 | 6589 | 722 | 6087 | 2667 | 401 | 711.8278 | 851.0713 | 975.5102 | 302.5368
| 5558 | 693.6879 | 627.7695 | 854.8874 | 627.7695 | 627.7695 | 854.8874 | 627.7695 | 627.7695 | 854.8874 | 627.7695 | 983.6735 | 286.2512 | 627.7695 | 854.8874 | 627.7695 | 5558 | 627.7695 | 854.8874 | 983.6735 | 286.2512 | 8260 | 5318 | 2648 | 6116 | 267 | 5590 | 2635 | 8278 | 711.8278 | 851.0622 | 975.5102 | 302.4552
| 5559 | 689.2286 | 621.3774 | 854.0561 | 621.3774 | 621.3774 | 854.0561 | 621.3774 | 621.3774 | 854.0561 | 621.3774 | 970.068 | 291.8885 | 621.3774 | 854.0561 | 621.3774 | 5559 | 621.3774 | 854.0561 | 970.068 | 291.8885 | 8387 | 5379 | 7039 | 5897 | 6554 | 5329 | 2630 | 8448 | 711.7797 | 851.0223 | 975.5102 | 302.3655
| 5560 | 696.5339 | 639.5924 | 841.4938 | 639.5924 | 639.5924 | 841.4938 | 639.5924 | 639.5924 | 841.4938 | 639.5924 | 976.8707 | 291.8885 | 639.5924 | 841.4938 | 639.5924 | 5560 | 639.5925 | 841.4938 | 976.8708 | 291.8885 | 8059 | 6142 | 5001 | 5896 | 5099 | 5099 | 2584 | 8064 | 711.7797 | 851.0223 | 975.5102 | 302.2236
| 5561 | 709.3923 | 656.654 | 858.2988 | 656.654 | 656.654 | 858.2988 | 656.654 | 656.654 | 858.2988 | 656.654 | 978.2313 | 266.8337 | 656.654 | 858.2988 | 656.654 | 5561 | 656.654 | 858.2988 | 978.2313 | 266.8337 | 7670 | 5100 | 4450 | 6868 | 2053 | 6247 | 2573 | 7978 | 711.7797 | 851.022 | 975.5102 | 302.2236
| 5562 | 719.6913 | 680.5883 | 847.152 | 680.5883 | 680.5883 | 847.152 | 680.5883 | 680.5883 | 847.152 | 680.5883 | 983.6735 | 258.6909 | 680.5883 | 847.152 | 680.5883 | 5562 | 680.5883 | 847.152 | 983.6735 | 258.6909 | 6924 | 5827 | 2647 | 7159 | 5645 | 6346 | 2568 | 7711 | 711.7316 | 851.0192 | 975.5102 | 302.2236
| 5563 | 752.6477 | 747.1524 | 844.0213 | 747.1524 | 747.1524 | 844.0213 | 747.1524 | 747.1524 | 844.0213 | 747.1524 | 927.8912 | 255.8722 | 747.1524 | 844.0213 | 747.1524 | 5563 | 747.1524 | 844.0213 | 927.8912 | 255.8722 | 4113 | 5997 | 8727 | 7242 | 4592 | 5761 | 2565 | 7439 | 711.7316 | 850.9737 | 975.5102 | 302.2236
| 5564 | 805.8706 | 825.6837 | 866.0884 | 825.6837 | 825.6837 | 866.0884 | 825.6837 | 825.6837 | 866.0884 | 825.6837 | 968.7075 | 243.658 | 825.6837 | 866.0884 | 825.6837 | 5564 | 825.6837 | 866.0884 | 968.7075 | 243.658 | 1489 | 4544 | 7361 | 7677 | 4368 | 234 | 2527 | 5925 | 711.7316 | 850.9575 | 975.5102 | 302.2236
| 5565 | 782.8177 | 773.4416 | 846.2814 | 773.4416 | 773.4416 | 846.2814 | 773.4416 | 773.4416 | 846.2814 | 773.4416 | 960.5442 | 426.2449 | 773.4416 | 846.2814 | 773.4416 | 5565 | 773.4416 | 846.2815 | 960.5442 | 426.2449 | 3114 | 5877 | 8226 | 3059 | 5964 | 2543 | 2499 | 5804 | 711.6836 | 850.9388 | 975.5102 | 302.2236
| 5566 | 780.085 | 768.1069 | 861.9933 | 768.1069 | 768.1069 | 861.9933 | 768.1069 | 768.1069 | 861.9933 | 768.1069 | 974.1497 | 354.2123 | 768.1069 | 861.9933 | 768.1069 | 5566 | 768.1069 | 861.9933 | 974.1497 | 354.2123 | 3347 | 4854 | 5838 | 4374 | 7312 | 6031 | 2467 | 4688 | 711.6355 | 850.9387 | 975.5102 | 302.2236
| 5567 | 762.7522 | 730.235 | 860.8865 | 730.235 | 730.235 | 860.8865 | 730.235 | 730.235 | 860.8865 | 730.235 | 980.9524 | 412.1516 | 730.235 | 860.8865 | 730.235 | 5567 | 730.235 | 860.8865 | 980.9524 | 412.1516 | 4812 | 4924 | 3750 | 3276 | 6133 | 107 | 2462 | 2323 | 711.6355 | 850.9314 | 975.5102 | 302.2236
| 5568 | 735.067 | 665.353 | 867.5553 | 665.353 | 665.353 | 867.5553 | 665.353 | 665.353 | 867.5553 | 665.353 | 971.4286 | 526.4641 | 665.353 | 867.5553 | 665.353 | 5568 | 665.353 | 867.5553 | 971.4286 | 526.4641 | 7426 | 4435 | 6656 | 1569 | 1711 | 5379 | 2416 | 1866 | 711.6355 | 850.922 | 975.5102 | 302.2236
| 5569 | 690.4275 | 640.9381 | 797.6263 | 640.9381 | 640.9381 | 797.6263 | 640.9381 | 640.9381 | 797.6263 | 640.9381 | 968.7075 | 379.2671 | 640.9381 | 797.6263 | 640.9381 | 5569 | 640.9382 | 797.6263 | 968.7075 | 379.2672 | 8033 | 7097 | 7360 | 3867 | 256 | 5599 | 2405 | 1801 | 711.6355 | 850.8886 | 975.5102 | 302.2236
| 5570 | 692.0771 | 651.127 | 809.435 | 651.127 | 651.127 | 809.435 | 651.127 | 651.127 | 809.435 | 651.127 | 967.3469 | 274.9765 | 651.127 | 809.435 | 651.127 | 5570 | 651.127 | 809.435 | 967.3469 | 274.9765 | 7818 | 7011 | 7573 | 6580 | 4129 | 1979 | 2400 | 1127 | 711.5875 | 850.8875 | 975.5102 | 302.2236
| 5571 | 701.9493 | 649.7813 | 816.7968 | 649.7813 | 649.7813 | 816.7968 | 649.7813 | 649.7813 | 816.7968 | 649.7813 | 965.9864 | 395.866 | 649.7813 | 816.7968 | 649.7813 | 5571 | 649.7813 | 816.7968 | 965.9864 | 395.866 | 7846 | 6902 | 7847 | 3563 | 2834 | 6123 | 2397 | 528 | 711.5874 | 850.8812 | 975.5102 | 302.2236
| 5572 | 690.3423 | 639.9289 | 808.1452 | 639.9289 | 639.9289 | 808.1452 | 639.9289 | 639.9289 | 808.1452 | 639.9289 | 963.2653 | 349.5146 | 639.9289 | 808.1452 | 639.9289 | 5572 | 639.9289 | 808.1452 | 963.2653 | 349.5146 | 8051 | 7025 | 8088 | 4465 | 5984 | 2595 | 2359 | 383 | 711.4913 | 850.8698 | 975.5102 | 302.2236
| 5573 | 693.3216 | 640.2172 | 819.484 | 640.2172 | 640.2172 | 819.484 | 640.2172 | 640.2172 | 819.484 | 640.2172 | 963.2653 | 343.564 | 640.2172 | 819.484 | 640.2172 | 5573 | 640.2172 | 819.484 | 963.2653 | 343.5641 | 8047 | 6859 | 8087 | 4579 | 5689 | 5760 | 2331 | 206 | 711.4913 | 850.857 | 975.5102 | 302.2236
| 5574 | 690.7316 | 642.7645 | 797.9887 | 642.7645 | 642.7645 | 797.9887 | 642.7645 | 642.7645 | 797.9887 | 642.7645 | 965.9864 | 370.1848 | 642.7645 | 797.9887 | 642.7645 | 5574 | 642.7645 | 797.9887 | 965.9864 | 370.1848 | 7998 | 7094 | 7846 | 4065 | 5146 | 4660 | 2299 | 2351 | 711.4913 | 850.8083 | 975.5102 | 302.067
| 5575 | 677.4602 | 633.2965 | 798.2753 | 633.2965 | 633.2965 | 798.2753 | 633.2965 | 633.2965 | 798.2753 | 633.2965 | 957.8231 | 267.1469 | 633.2965 | 798.2753 | 633.2965 | 5575 | 633.2965 | 798.2753 | 957.8231 | 267.1469 | 8173 | 7091 | 8363 | 6860 | 3780 | 6231 | 2294 | 8553 | 711.3952 | 850.7499 | 975.5102 | 301.9104
| 5576 | 682.1093 | 637.4778 | 806.1138 | 637.4778 | 637.4778 | 806.1138 | 637.4778 | 637.4778 | 806.1138 | 637.4778 | 945.5782 | 279.6743 | 637.4778 | 806.1138 | 637.4778 | 5576 | 637.4778 | 806.1138 | 945.5782 | 279.6743 | 8097 | 7043 | 8622 | 6382 | 3176 | 2256 | 2248 | 7818 | 711.3952 | 850.7444 | 975.5102 | 301.9104
| 5577 | 679.0746 | 629.4036 | 817.0036 | 629.4036 | 629.4036 | 817.0036 | 629.4036 | 629.4036 | 817.0036 | 629.4036 | 967.3469 | 236.4547 | 629.4036 | 817.0036 | 629.4036 | 5577 | 629.4036 | 817.0036 | 967.3469 | 236.4548 | 8236 | 6897 | 7572 | 7894 | 1900 | 5742 | 2237 | 7798 | 711.3952 | 850.7145 | 975.5102 | 301.9104
| 5578 | 666.643 | 600.9516 | 828.65 | 600.9516 | 600.9516 | 828.65 | 600.9516 | 600.9516 | 828.65 | 600.9516 | 964.6259 | 246.1635 | 600.9516 | 828.65 | 600.9516 | 5578 | 600.9516 | 828.65 | 964.6259 | 246.1635 | 8623 | 6664 | 7998 | 7588 | 1015 | 5977 | 2232 | 7490 | 711.3952 | 850.7091 | 975.5102 | 301.9104
| 5579 | 669.0234 | 597.5393 | 841.6959 | 597.5393 | 597.5393 | 834.1044 | 597.5393 | 597.5393 | 841.6959 | 597.5393 | 967.3469 | 259.4738 | 597.5393 | 841.6959 | 597.5393 | 5579 | 597.5393 | 841.6959 | 967.3469 | 259.4739 | 8653 | 6131 | 7571 | 7126 | 2537 | 6530 | 2229 | 6884 | 711.3471 | 850.7045 | 975.5102 | 301.9104
| 5580 | 668.7333 | 594.127 | 839.5588 | 594.127 | 594.127 | 839.5588 | 594.127 | 594.127 | 839.5588 | 594.127 | 978.2313 | 272.7842 | 594.127 | 839.5588 | 594.127 | 5580 | 594.127 | 839.5588 | 978.2313 | 272.7842 | 8676 | 6239 | 4449 | 6653 | 7275 | 885 | 2191 | 6194 | 711.2991 | 850.6435 | 975.5102 | 301.9104
| 5581 | 680.8003 | 616.7636 | 840.5967 | 616.7636 | 616.7636 | 840.5967 | 616.7636 | 616.7636 | 840.5967 | 616.7636 | 970.068 | 264.6414 | 616.7636 | 840.5967 | 616.7636 | 5581 | 616.7636 | 840.5967 | 970.068 | 264.6414 | 8447 | 6195 | 7038 | 6945 | 5604 | 5770 | 2163 | 1803 | 711.2991 | 850.6219 | 975.5102 | 301.9104
| 5582 | 686.216 | 627.6734 | 837.4163 | 627.6734 | 627.6734 | 837.4163 | 627.6734 | 627.6734 | 837.4163 | 627.6734 | 974.1497 | 261.8227 | 627.6734 | 837.4163 | 627.6734 | 5582 | 627.6734 | 837.4163 | 974.1497 | 261.8227 | 8262 | 6341 | 5837 | 7026 | 998 | 7535 | 2131 | 1698 | 711.2991 | 850.6111 | 975.5102 | 301.9104
| 5583 | 684.9706 | 621.4735 | 846.4236 | 621.4735 | 621.4735 | 846.4236 | 621.4735 | 621.4735 | 846.4236 | 621.4735 | 972.7891 | 259.3173 | 621.4735 | 846.4236 | 621.4735 | 5583 | 621.4735 | 846.4236 | 972.7891 | 259.3173 | 8386 | 5867 | 6256 | 7130 | 6132 | 6336 | 2126 | 1687 | 711.251 | 850.5933 | 975.5102 | 301.9104
| 5584 | 691.0721 | 637.0452 | 837.1591 | 637.0452 | 637.0452 | 837.1591 | 637.0452 | 637.0452 | 837.1591 | 637.0452 | 970.068 | 259.9436 | 637.0452 | 837.1591 | 637.0452 | 5584 | 637.0452 | 837.1591 | 970.068 | 259.9436 | 8113 | 6353 | 7037 | 7103 | 5978 | 6005 | 2080 | 434 | 711.203 | 850.5814 | 975.5102 | 301.9104
| 5585 | 697.442 | 651.2712 | 832.4327 | 651.2712 | 651.2712 | 832.4327 | 651.2712 | 651.2712 | 832.4327 | 651.2712 | 976.8707 | 247.4162 | 651.2712 | 832.4327 | 651.2712 | 5585 | 651.2712 | 832.4327 | 976.8708 | 247.4162 | 7816 | 6523 | 5000 | 7555 | 2342 | 5926 | 2069 | 4257 | 711.203 | 850.5776 | 975.5102 | 301.7538
| 5586 | 709.885 | 679.4348 | 818.8732 | 679.4348 | 679.4348 | 818.8732 | 679.4348 | 679.4348 | 818.8732 | 679.4348 | 976.8707 | 250.5481 | 679.4348 | 818.8732 | 679.4348 | 5586 | 679.4348 | 818.8733 | 976.8708 | 250.5481 | 6967 | 6871 | 4999 | 7442 | 1409 | 6745 | 2064 | 8374 | 711.203 | 850.5609 | 975.5102 | 301.5973
| 5587 | 776.991 | 798.3852 | 828.2272 | 798.3852 | 798.3852 | 828.2272 | 798.3852 | 798.3852 | 828.2272 | 798.3852 | 956.4626 | 221.4219 | 798.3852 | 828.2272 | 798.3852 | 5587 | 798.3852 | 828.2272 | 956.4626 | 221.4219 | 2258 | 6673 | 8434 | 8251 | 2047 | 6206 | 2061 | 8363 | 711.1549 | 850.5491 | 975.5102 | 301.5973
| 5588 | 791.1804 | 827.6542 | 810.2862 | 827.6542 | 827.6542 | 810.2862 | 827.6542 | 827.6542 | 810.2862 | 827.6542 | 971.4286 | 242.7184 | 827.6542 | 810.2862 | 827.6542 | 5588 | 827.6542 | 810.2862 | 971.4286 | 242.7185 | 1456 | 6997 | 6655 | 7716 | 1548 | 5113 | 2023 | 7568 | 711.0588 | 850.5365 | 975.5102 | 301.5973
| 5589 | 807.3405 | 824.0496 | 822.2995 | 824.0496 | 824.0496 | 822.2995 | 824.0496 | 824.0496 | 822.2995 | 824.0496 | 975.5102 | 445.6624 | 824.0496 | 822.2995 | 824.0496 | 5589 | 824.0496 | 822.2995 | 975.5102 | 445.6624 | 1527 | 6810 | 5419 | 2740 | 5343 | 971 | 1995 | 7512 | 711.0107 | 850.5341 | 975.5102 | 301.5973
| 5590 | 786.5609 | 780.074 | 851.0622 | 780.074 | 780.074 | 851.0622 | 780.074 | 780.074 | 851.0622 | 780.074 | 983.6735 | 383.3386 | 780.074 | 851.0622 | 780.074 | 5590 | 780.074 | 851.0622 | 983.6735 | 383.3386 | 2869 | 5558 | 2646 | 3789 | 119 | 4662 | 1963 | 5389 | 711.0107 | 850.5263 | 975.5102 | 301.5972
| 5591 | 741.619 | 710.9627 | 849.2134 | 710.9627 | 710.9627 | 849.2134 | 710.9627 | 710.9627 | 849.2134 | 710.9627 | 983.6735 | 314.4378 | 710.9627 | 849.2134 | 710.9627 | 5591 | 710.9627 | 849.2134 | 983.6735 | 314.4378 | 5594 | 5704 | 2645 | 5185 | 6576 | 7469 | 1958 | 3690 | 710.9627 | 850.5167 | 975.5102 | 301.5972
| 5592 | 747.5268 | 688.0857 | 848.2756 | 688.0857 | 688.0857 | 848.2756 | 688.0857 | 688.0857 | 848.2756 | 688.0857 | 975.5102 | 592.0764 | 688.0857 | 848.2756 | 688.0857 | 5592 | 688.0857 | 848.2756 | 975.5102 | 592.0764 | 6598 | 5758 | 5418 | 910 | 5980 | 413 | 1912 | 3673 | 710.9627 | 850.5167 | 975.5102 | 301.5972
| 5593 | 738.5115 | 678.3294 | 856.1906 | 678.3294 | 678.3294 | 856.1906 | 678.3294 | 678.3294 | 856.1906 | 678.3294 | 970.068 | 517.695 | 678.3294 | 856.1906 | 678.3294 | 5593 | 678.3294 | 856.1906 | 970.068 | 517.695 | 7006 | 5247 | 7036 | 1673 | 5927 | 5417 | 1901 | 3229 | 710.9627 | 850.5045 | 975.5102 | 301.5972
| 5594 | 730.0446 | 653.3378 | 855.0596 | 653.3378 | 653.3378 | 855.0596 | 653.3378 | 653.3378 | 855.0596 | 653.3378 | 971.4286 | 602.2549 | 653.3378 | 855.0596 | 653.3378 | 5594 | 653.3378 | 855.0596 | 971.4286 | 602.2549 | 7762 | 5310 | 6654 | 817 | 5591 | 2514 | 1896 | 2166 | 710.9627 | 850.4772 | 975.5102 | 301.5972
| 5595 | 595.5812 | 644.3505 | 416.1952 | 644.3505 | 644.3505 | 416.1952 | 644.3505 | 644.3505 | 416.1952 | 644.3505 | 967.3469 | 551.2058 | 644.3505 | 416.1952 | 644.3505 | 5595 | 644.3505 | 416.1952 | 967.3469 | 551.2058 | 7962 | 8710 | 7570 | 1294 | 4131 | 6675 | 1893 | 803 | 710.9627 | 850.4656 | 975.5102 | 301.5972
| 5596 | 593.1211 | 623.3479 | 411.4032 | 623.3479 | 623.3479 | 411.4032 | 623.3479 | 623.3479 | 411.4032 | 623.3479 | 974.1497 | 697.15 | 623.3479 | 411.4032 | 623.3479 | 5596 | 623.3479 | 411.4032 | 974.1497 | 697.15 | 8359 | 8720 | 5836 | 291 | 7612 | 8121 | 1855 | 456 | 710.9146 | 850.4319 | 975.5102 | 301.5972
| 5597 | 710.2477 | 647.0419 | 829.835 | 647.0419 | 647.0419 | 829.835 | 647.0419 | 647.0419 | 829.835 | 647.0419 | 975.5102 | 472.2831 | 647.0419 | 829.835 | 647.0419 | 5597 | 647.0419 | 829.835 | 975.5102 | 472.2831 | 7909 | 6629 | 5417 | 2266 | 5464 | 585 | 1827 | 8654 | 710.8665 | 850.4319 | 975.5102 | 301.4407
| 5598 | 728.1836 | 674.2923 | 823.9329 | 674.2923 | 674.2923 | 823.9329 | 674.2923 | 674.2923 | 823.9329 | 674.2923 | 983.6735 | 520.8268 | 674.2923 | 823.9329 | 674.2923 | 5598 | 674.2923 | 823.9329 | 983.6735 | 520.8268 | 7168 | 6769 | 2644 | 1631 | 3962 | 793 | 1795 | 8180 | 710.8665 | 850.428 | 975.5102 | 301.2841
| 5599 | 728.6448 | 657.7594 | 850.8885 | 657.7594 | 657.7594 | 850.8885 | 657.7594 | 657.7594 | 850.8885 | 657.7594 | 982.3129 | 553.0849 | 657.7594 | 850.8885 | 657.7594 | 5599 | 657.7594 | 850.8886 | 982.3129 | 553.0849 | 7636 | 5569 | 3268 | 1270 | 1403 | 934 | 1790 | 8137 | 710.8665 | 850.3547 | 975.5102 | 301.2841
| 5600 | 731.4867 | 684.7695 | 865.7745 | 684.7695 | 684.7695 | 865.7745 | 684.7695 | 684.7695 | 865.7745 | 684.7695 | 978.2313 | 321.3279 | 684.7695 | 865.7745 | 684.7695 | 5600 | 684.7696 | 865.7745 | 978.2313 | 321.3279 | 6747 | 4570 | 4448 | 5024 | 900 | 6653 | 1744 | 8071 | 710.8665 | 850.3298 | 975.5102 | 301.2841
| 5601 | 755.9067 | 699.38 | 871.6767 | 699.38 | 699.38 | 871.6767 | 699.38 | 699.38 | 871.6767 | 699.38 | 982.3129 | 518.6345 | 699.38 | 871.6767 | 699.38 | 5601 | 699.38 | 871.6767 | 982.3129 | 518.6345 | 6114 | 4165 | 3267 | 1657 | 753 | 916 | 1733 | 7862 | 710.8665 | 850.3067 | 975.5102 | 301.2841
| 5602 | 737.8561 | 681.3572 | 868.4229 | 681.3572 | 681.3572 | 868.4229 | 681.3572 | 681.3572 | 868.4229 | 681.3572 | 986.3946 | 419.0417 | 681.3572 | 868.4229 | 681.3572 | 5602 | 681.3572 | 868.4229 | 986.3946 | 419.0417 | 6890 | 4386 | 1852 | 3167 | 3738 | 2227 | 1728 | 5915 | 710.8185 | 850.2871 | 975.5102 | 301.2841
| 5603 | 779.8837 | 718.8446 | 876.6575 | 718.8446 | 718.8446 | 876.6575 | 718.8446 | 718.8446 | 876.6575 | 718.8446 | 982.3129 | 678.6721 | 718.8446 | 876.6575 | 718.8446 | 5603 | 718.8446 | 876.6575 | 982.3129 | 678.6721 | 5279 | 3845 | 3266 | 360 | 3457 | 5405 | 1725 | 5515 | 710.8185 | 850.282 | 975.5102 | 301.2841
| 5604 | 758.0166 | 711.2991 | 871.5111 | 711.2991 | 711.2991 | 871.5111 | 711.2991 | 711.2991 | 871.5111 | 711.2991 | 978.2313 | 457.5634 | 711.2991 | 871.5111 | 711.2991 | 5604 | 711.2991 | 871.5111 | 978.2313 | 457.5634 | 5581 | 4176 | 4447 | 2527 | 3055 | 6525 | 1687 | 2203 | 710.8185 | 850.2504 | 975.5102 | 301.2841
| 5605 | 775.532 | 720.1423 | 862.8514 | 720.1423 | 720.1423 | 862.8514 | 720.1423 | 720.1423 | 862.8514 | 720.1423 | 980.9524 | 663.9524 | 720.1423 | 862.8514 | 720.1423 | 5605 | 720.1423 | 862.8514 | 980.9524 | 663.9524 | 5226 | 4787 | 3749 | 430 | 6386 | 1848 | 1659 | 1750 | 710.7704 | 850.2357 | 975.5102 | 301.2841
| 5606 | 755.2026 | 722.2569 | 859.2668 | 722.2569 | 722.2569 | 859.2668 | 722.2569 | 722.2569 | 859.2668 | 722.2569 | 980.9524 | 376.7617 | 722.2569 | 859.2668 | 722.2569 | 5606 | 722.2569 | 859.2668 | 980.9524 | 376.7617 | 5132 | 5038 | 3748 | 3922 | 1757 | 6531 | 1627 | 644 | 710.7704 | 850.2253 | 975.5102 | 301.2841
| 5607 | 771.2073 | 734.0799 | 859.854 | 734.0799 | 734.0799 | 859.854 | 734.0799 | 734.0799 | 859.854 | 734.0799 | 972.7891 | 512.0576 | 734.0799 | 859.854 | 734.0799 | 5607 | 734.0799 | 859.854 | 972.7891 | 512.0576 | 4641 | 4988 | 6255 | 1744 | 1745 | 7425 | 1622 | 601 | 710.7704 | 850.2211 | 975.5102 | 301.2841
| 5608 | 782.0312 | 733.1667 | 866.1561 | 733.1667 | 733.1667 | 866.1561 | 733.1667 | 733.1667 | 866.1561 | 733.1667 | 975.5102 | 642.969 | 733.1667 | 866.1561 | 733.1667 | 5608 | 733.1667 | 866.1561 | 975.5102 | 642.969 | 4688 | 4541 | 5416 | 529 | 7235 | 369 | 1576 | 535 | 710.7224 | 850.2211 | 975.5102 | 301.2841
| 5609 | 756.8353 | 728.1684 | 829.0672 | 728.1684 | 728.1684 | 829.0672 | 728.1684 | 728.1684 | 829.0672 | 728.1684 | 983.6735 | 470.404 | 728.1684 | 829.0672 | 728.1684 | 5609 | 728.1684 | 829.0672 | 983.6735 | 470.404 | 4884 | 6647 | 2643 | 2297 | 6973 | 2591 | 1565 | 156 | 710.7224 | 850.2169 | 975.5102 | 301.2841
| 5610 | 768.0684 | 741.6735 | 823.9233 | 741.6735 | 741.6735 | 823.9233 | 741.6735 | 741.6735 | 823.9233 | 741.6735 | 967.3469 | 556.5299 | 741.6735 | 823.9233 | 741.6735 | 5610 | 741.6735 | 823.9233 | 967.3469 | 556.5299 | 4330 | 6771 | 7569 | 1232 | 5870 | 6263 | 1560 | 1660 | 710.7224 | 850.2133 | 975.5102 | 301.1275
| 5611 | 836.6149 | 858.9898 | 823.4531 | 858.9898 | 858.9898 | 823.4531 | 858.9898 | 858.9898 | 823.4531 | 858.9898 | 980.9524 | 565.9255 | 858.9898 | 823.4531 | 858.9898 | 5611 | 858.9898 | 823.4531 | 980.9524 | 565.9255 | 936 | 6783 | 3747 | 1138 | 4159 | 5944 | 1557 | 8426 | 710.7224 | 850.1945 | 975.5102 | 300.9709
| 5612 | 844.8236 | 875.8591 | 815.5185 | 875.8591 | 875.8591 | 815.5185 | 875.8591 | 875.8591 | 815.5185 | 875.8591 | 986.3946 | 572.1892 | 875.8591 | 815.5185 | 875.8591 | 5612 | 875.8591 | 815.5185 | 986.3946 | 572.1892 | 737 | 6927 | 1851 | 1072 | 4009 | 5956 | 1519 | 7964 | 710.7224 | 850.1932 | 975.5102 | 300.9709
| 5613 | 833.5343 | 869.3228 | 831.7526 | 869.3228 | 869.3228 | 831.7526 | 869.3228 | 869.3228 | 831.7526 | 869.3228 | 982.3129 | 405.5747 | 869.3228 | 831.7526 | 869.3228 | 5613 | 869.3228 | 831.7526 | 982.3129 | 405.5747 | 816 | 6561 | 3265 | 3383 | 1970 | 6038 | 1491 | 1323 | 710.7224 | 850.1656 | 975.5102 | 300.9709
| 5614 | 816.9557 | 825.4914 | 826.9205 | 825.4914 | 825.4914 | 826.9205 | 825.4914 | 825.4914 | 826.9205 | 825.4914 | 971.4286 | 554.3376 | 825.4914 | 826.9205 | 825.4914 | 5614 | 825.4914 | 826.9205 | 971.4286 | 554.3376 | 1497 | 6703 | 6653 | 1257 | 7543 | 984 | 1459 | 1272 | 710.6743 | 850.1504 | 975.5102 | 300.9709
| 5615 | 779.7701 | 776.0369 | 811.383 | 776.0369 | 776.0369 | 811.383 | 776.0369 | 776.0369 | 811.383 | 776.0369 | 985.034 | 477.9205 | 776.0369 | 811.383 | 776.0369 | 5615 | 776.0369 | 811.383 | 985.034 | 477.9205 | 3026 | 6981 | 2198 | 2178 | 3631 | 3603 | 1454 | 177 | 710.6743 | 850.1419 | 975.5102 | 300.9709
| 5616 | 758.2062 | 725.3809 | 791.599 | 725.3809 | 725.3809 | 791.599 | 725.3809 | 725.3809 | 791.599 | 725.3809 | 987.7551 | 657.6887 | 725.3809 | 791.599 | 725.3809 | 5616 | 725.3809 | 791.599 | 987.7551 | 657.6887 | 4994 | 7123 | 1488 | 461 | 2069 | 2941 | 1408 | 8218 | 710.6743 | 850.1419 | 975.5102 | 300.6577
| 5617 | 735.8782 | 698.3707 | 796.7539 | 698.3707 | 698.3707 | 796.7539 | 698.3707 | 698.3707 | 796.7539 | 698.3707 | 987.7551 | 540.5575 | 698.3707 | 796.7539 | 698.3707 | 5617 | 698.3707 | 796.7539 | 987.7551 | 540.5575 | 6151 | 7101 | 1487 | 1401 | 8288 | 5430 | 1397 | 8184 | 710.6262 | 850.1253 | 975.5102 | 300.6577
| 5618 | 741.4926 | 699.8126 | 797.23 | 699.8126 | 699.8126 | 797.23 | 699.8126 | 699.8126 | 797.23 | 699.8126 | 995.9184 | 597.5572 | 699.8126 | 797.23 | 699.8126 | 5618 | 699.8126 | 797.23 | 995.9184 | 597.5572 | 6089 | 7100 | 284 | 856 | 4591 | 5643 | 1392 | 8046 | 710.6262 | 850.1008 | 975.5102 | 300.6577
| 5619 | 732.393 | 694.6701 | 791.0396 | 694.6701 | 694.6701 | 791.0396 | 694.6701 | 694.6701 | 791.0396 | 694.6701 | 994.5578 | 537.4256 | 694.6701 | 791.0396 | 694.6701 | 5619 | 694.6701 | 791.0396 | 994.5578 | 537.4256 | 6306 | 7130 | 473 | 1439 | 7015 | 7537 | 1389 | 5453 | 710.5782 | 850.1002 | 975.5102 | 300.6577
| 5620 | 736.8813 | 679.3867 | 792.0356 | 679.3867 | 679.3867 | 792.0356 | 679.3867 | 679.3867 | 792.0356 | 679.3867 | 991.8367 | 721.2653 | 679.3867 | 792.0356 | 679.3867 | 5620 | 679.3868 | 792.0356 | 991.8367 | 721.2653 | 6970 | 7120 | 823 | 210 | 6006 | 7307 | 1351 | 2858 | 710.5782 | 850.1002 | 975.5102 | 300.6577
| 5621 | 733.2944 | 685.6827 | 791.9442 | 685.6827 | 685.6827 | 791.9442 | 685.6827 | 685.6827 | 791.9442 | 685.6827 | 991.8367 | 621.046 | 685.6827 | 791.9442 | 685.6827 | 5621 | 685.6827 | 791.9442 | 991.8367 | 621.046 | 6700 | 7121 | 822 | 679 | 1238 | 251 | 1323 | 2063 | 710.5782 | 850.1002 | 975.5102 | 300.6577
| 5622 | 725.7485 | 689.4795 | 803.2275 | 689.4795 | 689.4795 | 803.2275 | 689.4795 | 689.4795 | 803.2275 | 689.4795 | 982.3129 | 449.4206 | 689.4795 | 803.2275 | 689.4795 | 5622 | 689.4795 | 803.2275 | 982.3129 | 449.4206 | 6525 | 7071 | 3264 | 2667 | 8408 | 7278 | 1291 | 682 | 710.4821 | 850.0924 | 975.5102 | 300.6577
| 5623 | 707.7268 | 687.2206 | 778.4467 | 687.2206 | 687.2206 | 778.4467 | 687.2206 | 687.2206 | 778.4467 | 687.2206 | 972.7891 | 323.8334 | 687.2206 | 778.4467 | 687.2206 | 5623 | 687.2207 | 778.4467 | 972.7891 | 323.8334 | 6635 | 7183 | 6254 | 4975 | 5873 | 6616 | 1286 | 648 | 710.4821 | 850.0924 | 975.5102 | 300.6577
| 5624 | 700.0015 | 676.3589 | 776.8554 | 676.3589 | 676.3589 | 776.8554 | 676.3589 | 676.3589 | 776.8554 | 676.3589 | 986.3946 | 295.3335 | 676.3589 | 776.8554 | 676.3589 | 5624 | 676.3589 | 776.8554 | 986.3946 | 295.3335 | 7083 | 7195 | 1850 | 5780 | 5532 | 7529 | 1240 | 510 | 710.4821 | 850.0884 | 975.5102 | 300.6577
| 5625 | 715.1409 | 700.149 | 784.6813 | 700.149 | 700.149 | 784.6813 | 700.149 | 700.149 | 784.6813 | 700.149 | 959.1837 | 312.8719 | 700.149 | 784.6813 | 700.149 | 5625 | 700.149 | 784.6813 | 959.1837 | 312.8719 | 6081 | 7154 | 8311 | 5223 | 4261 | 6440 | 1229 | 8351 | 710.4821 | 850.0652 | 975.5102 | 300.6381
| 5626 | 725.3735 | 716.9222 | 761.2307 | 716.9222 | 716.9222 | 761.2307 | 716.9222 | 716.9222 | 761.2307 | 716.9222 | 976.8707 | 398.0583 | 716.9222 | 761.2307 | 716.9222 | 5626 | 716.9222 | 761.2307 | 976.8708 | 398.0583 | 5354 | 7329 | 4998 | 3524 | 8183 | 8455 | 1224 | 8277 | 710.3859 | 850.0592 | 975.5102 | 300.4315
| 5627 | 730.4512 | 718.0756 | 784.2853 | 718.0756 | 718.0756 | 784.2853 | 718.0756 | 718.0756 | 784.2853 | 718.0756 | 985.034 | 359.5365 | 718.0756 | 784.2853 | 718.0756 | 5627 | 718.0757 | 784.2853 | 985.034 | 359.5365 | 5312 | 7158 | 2197 | 4268 | 6466 | 106 | 1221 | 8313 | 710.3859 | 850.0417 | 975.5102 | 300.4071
| 5628 | 714.167 | 702.552 | 762.798 | 702.552 | 702.552 | 762.798 | 702.552 | 702.552 | 762.798 | 702.552 | 989.1156 | 337.6135 | 702.552 | 762.798 | 702.552 | 5628 | 702.552 | 762.798 | 989.1157 | 337.6135 | 5985 | 7316 | 1189 | 4690 | 3941 | 3814 | 1183 | 8068 | 710.3859 | 850.0318 | 975.5102 | 300.3445
| 5629 | 720.247 | 703.9938 | 730.3559 | 703.9938 | 703.9938 | 730.3559 | 703.9938 | 703.9938 | 730.3559 | 703.9938 | 986.3946 | 543.6893 | 703.9938 | 730.3559 | 703.9938 | 5629 | 703.9939 | 730.3559 | 986.3946 | 543.6893 | 5916 | 7685 | 1849 | 1364 | 2081 | 192 | 1155 | 8045 | 710.3859 | 850.028 | 975.5102 | 300.3445
| 5630 | 719.4175 | 721.9205 | 726.6909 | 721.9205 | 721.9205 | 726.6909 | 721.9205 | 721.9205 | 726.6909 | 721.9205 | 983.6735 | 406.0445 | 721.9205 | 726.6909 | 721.9205 | 5630 | 721.9205 | 726.6909 | 983.6735 | 406.0445 | 5149 | 7719 | 2642 | 3372 | 647 | 818 | 1123 | 6740 | 710.3859 | 850.0003 | 975.5102 | 300.3445
| 5631 | 743.0482 | 733.407 | 741.5196 | 733.407 | 733.407 | 741.5196 | 733.407 | 733.407 | 741.5196 | 733.407 | 987.7551 | 581.5847 | 733.407 | 741.5196 | 733.407 | 5631 | 733.407 | 741.5196 | 987.7551 | 581.5847 | 4676 | 7574 | 1486 | 993 | 4493 | 6498 | 1118 | 1804 | 710.3379 | 849.9896 | 975.5102 | 300.3445
| 5632 | 766.1434 | 747.9694 | 790.331 | 747.9694 | 747.9694 | 790.331 | 747.9694 | 747.9694 | 790.331 | 747.9694 | 987.7551 | 593.1726 | 747.9694 | 790.331 | 747.9694 | 5632 | 747.9694 | 790.331 | 987.7551 | 593.1726 | 4084 | 7131 | 1485 | 903 | 7758 | 2221 | 1072 | 1752 | 710.2898 | 849.9686 | 975.5102 | 300.3445
| 5633 | 763.6043 | 757.4855 | 827.0771 | 757.4855 | 757.4855 | 827.0771 | 757.4855 | 757.4855 | 827.0771 | 757.4855 | 1000 | 322.2675 | 757.4855 | 827.0771 | 757.4855 | 5633 | 757.4855 | 827.0771 | 1000 | 322.2675 | 3720 | 6697 | 19 | 5005 | 5176 | 7650 | 1061 | 1352 | 710.2418 | 849.9631 | 975.5102 | 300.3445
| 5634 | 801.5848 | 795.3573 | 838.7608 | 795.3573 | 795.3573 | 838.7608 | 795.3573 | 795.3573 | 838.7608 | 795.3573 | 980.9524 | 523.3323 | 795.3573 | 838.7608 | 795.3573 | 5634 | 795.3573 | 838.7608 | 980.9524 | 523.3323 | 2358 | 6271 | 3746 | 1603 | 6555 | 1845 | 1056 | 532 | 710.1937 | 849.9612 | 975.5102 | 300.3445
| 5635 | 818.0533 | 810.3042 | 854.7793 | 810.3042 | 810.3042 | 854.7793 | 810.3042 | 810.3042 | 854.7793 | 810.3042 | 995.9184 | 555.2772 | 810.3042 | 854.7793 | 810.3042 | 5635 | 810.3042 | 854.7793 | 995.9184 | 555.2772 | 1897 | 5327 | 283 | 1243 | 6007 | 5889 | 1053 | 509 | 710.1937 | 849.9076 | 975.5102 | 300.3445
| 5636 | 807.5803 | 836.7857 | 837.7003 | 836.7857 | 836.7857 | 837.7003 | 836.7857 | 836.7857 | 837.7003 | 836.7857 | 978.2313 | 282.8061 | 836.7857 | 837.7003 | 836.7857 | 5636 | 836.7857 | 837.7003 | 978.2313 | 282.8061 | 1270 | 6327 | 4446 | 6260 | 3633 | 5986 | 1015 | 8583 | 710.1937 | 849.9005 | 975.5102 | 300.0313
| 5637 | 818.11 | 842.0243 | 852.271 | 842.0243 | 842.0243 | 852.271 | 842.0243 | 842.0243 | 852.271 | 842.0243 | 993.1973 | 315.0642 | 842.0243 | 852.271 | 842.0243 | 5637 | 842.0243 | 852.2711 | 993.1973 | 315.0642 | 1191 | 5471 | 628 | 5172 | 2271 | 5914 | 987 | 8066 | 710.1937 | 849.8685 | 975.5102 | 300.0313
| 5638 | 829.3442 | 852.4535 | 847.2165 | 852.4535 | 852.4535 | 847.2165 | 852.4535 | 852.4535 | 847.2165 | 852.4535 | 994.5578 | 407.767 | 852.4535 | 847.2165 | 852.4535 | 5638 | 852.4535 | 847.2165 | 994.5578 | 407.767 | 1012 | 5824 | 472 | 3350 | 1539 | 5975 | 955 | 8058 | 710.1456 | 849.8677 | 975.5102 | 300.0313
| 5639 | 786.4916 | 784.2072 | 839.4804 | 784.2072 | 784.2072 | 839.4804 | 784.2072 | 784.2072 | 839.4804 | 784.2072 | 972.7891 | 406.5142 | 784.2072 | 839.4804 | 784.2072 | 5639 | 784.2072 | 839.4804 | 972.7891 | 406.5143 | 2728 | 6241 | 6253 | 3366 | 6966 | 2251 | 950 | 4725 | 710.0976 | 849.8634 | 975.5102 | 300.0313
| 5640 | 778.7468 | 750.7089 | 833.3192 | 750.7089 | 750.7089 | 833.3192 | 750.7089 | 750.7089 | 833.3192 | 750.7089 | 993.1973 | 570.3101 | 750.7089 | 833.3192 | 750.7089 | 5640 | 750.7089 | 833.3192 | 993.1973 | 570.3101 | 3986 | 6499 | 627 | 1102 | 5040 | 6319 | 904 | 4448 | 710.0976 | 849.8552 | 975.5102 | 300.0313
| 5641 | 762.8293 | 722.4492 | 829.875 | 722.4492 | 722.4492 | 829.875 | 722.4492 | 722.4492 | 829.875 | 722.4492 | 990.4762 | 590.0407 | 722.4492 | 829.875 | 722.4492 | 5641 | 722.4492 | 829.875 | 990.4762 | 590.0407 | 5121 | 6626 | 1027 | 926 | 4274 | 5873 | 893 | 3210 | 710.0976 | 849.8552 | 975.5102 | 300.0313
| 5642 | 766.2259 | 706.7333 | 848.2131 | 706.7333 | 706.7333 | 848.2131 | 706.7333 | 706.7333 | 848.2131 | 706.7333 | 998.6395 | 681.8039 | 706.7333 | 848.2131 | 706.7333 | 5642 | 706.7333 | 848.2131 | 998.6395 | 681.804 | 5786 | 5767 | 90 | 348 | 1829 | 6559 | 888 | 530 | 710.0976 | 849.8387 | 975.5102 | 300.0313
| 5643 | 769.9164 | 707.6945 | 850.1008 | 707.6945 | 707.6945 | 850.1008 | 707.6945 | 707.6945 | 850.1008 | 707.6945 | 995.9184 | 720.9521 | 707.6945 | 850.1008 | 707.6945 | 5643 | 707.6945 | 850.1008 | 995.9184 | 720.9521 | 5742 | 5618 | 282 | 212 | 7933 | 2598 | 885 | 522 | 710.0495 | 849.8365 | 975.5102 | 300.0313
| 5644 | 757.0595 | 696.4483 | 868.7315 | 696.4483 | 696.4483 | 868.7315 | 696.4483 | 696.4483 | 868.7315 | 696.4483 | 986.3946 | 565.9255 | 696.4483 | 868.7315 | 696.4483 | 5644 | 696.4483 | 868.7315 | 986.3946 | 565.9255 | 6218 | 4354 | 1848 | 1137 | 1766 | 6622 | 847 | 7422 | 710.0495 | 849.8349 | 975.5102 | 299.7181
| 5645 | 758.471 | 711.7316 | 867.2448 | 711.7316 | 711.7316 | 867.2448 | 711.7316 | 711.7316 | 867.2448 | 711.7316 | 989.1156 | 466.6458 | 711.7316 | 867.2448 | 711.7316 | 5645 | 711.7316 | 867.2448 | 989.1157 | 466.6458 | 5562 | 4459 | 1188 | 2357 | 6493 | 6693 | 819 | 7376 | 710.0014 | 849.8136 | 975.5102 | 299.7181
| 5646 | 747.1622 | 696.8328 | 859.8325 | 696.8328 | 696.8328 | 859.8325 | 696.8328 | 696.8328 | 859.8325 | 696.8328 | 995.9184 | 450.3602 | 696.8328 | 859.8325 | 696.8328 | 5646 | 696.8328 | 859.8325 | 995.9184 | 450.3602 | 6198 | 4993 | 281 | 2657 | 3472 | 6655 | 787 | 7090 | 710.0014 | 849.7971 | 975.5102 | 299.7181
| 5647 | 678.1941 | 679.7232 | 695.9228 | 679.7232 | 679.7232 | 695.9228 | 679.7232 | 679.7232 | 695.9228 | 679.7232 | 974.1497 | 299.0918 | 679.7232 | 695.9228 | 679.7232 | 5647 | 679.7232 | 695.9228 | 974.1497 | 299.0918 | 6960 | 8058 | 5835 | 5663 | 1712 | 855 | 782 | 6897 | 710.0014 | 849.7824 | 975.5102 | 299.7181
| 5648 | 668.3956 | 668.5731 | 681.0233 | 668.5731 | 668.5731 | 681.0233 | 668.5731 | 668.5731 | 681.0233 | 668.5731 | 986.3946 | 298.4654 | 668.5731 | 681.0233 | 668.5731 | 5648 | 668.5731 | 681.0233 | 986.3946 | 298.4654 | 7342 | 8200 | 1847 | 5683 | 6634 | 917 | 736 | 4728 | 709.9534 | 849.7632 | 975.5102 | 299.7181
| 5649 | 662.1849 | 681.2131 | 580.8453 | 681.2131 | 681.2131 | 580.8453 | 681.2131 | 681.2131 | 580.8453 | 681.2131 | 982.3129 | 515.1895 | 681.2131 | 580.8453 | 681.2131 | 5649 | 681.2131 | 580.8453 | 982.3129 | 515.1895 | 6900 | 8538 | 3263 | 1703 | 4594 | 7277 | 725 | 2481 | 709.9534 | 849.758 | 975.5102 | 299.7181
| 5650 | 637.4788 | 682.3665 | 504.7756 | 682.3665 | 682.3665 | 504.7756 | 682.3665 | 682.3665 | 504.7756 | 682.3665 | 985.034 | 461.6348 | 682.3665 | 504.7756 | 682.3665 | 5650 | 682.3665 | 504.7756 | 985.034 | 461.6348 | 6855 | 8602 | 2196 | 2451 | 4302 | 6615 | 720 | 1781 | 709.8573 | 849.758 | 975.5102 | 299.7181
| 5651 | 630.4529 | 688.5663 | 488.4119 | 688.5663 | 688.5663 | 488.4119 | 688.5663 | 688.5663 | 488.4119 | 688.5663 | 971.4286 | 392.7341 | 688.5663 | 488.4119 | 688.5663 | 5651 | 688.5664 | 488.4119 | 971.4286 | 392.7341 | 6573 | 8619 | 6652 | 3623 | 3963 | 8139 | 717 | 1778 | 709.8573 | 849.7505 | 975.5102 | 299.7181
| 5652 | 623.5867 | 688.8547 | 473.0257 | 688.8547 | 688.8547 | 473.0257 | 688.8547 | 688.8547 | 473.0257 | 688.8547 | 956.4626 | 370.8111 | 688.8547 | 473.0257 | 688.8547 | 5652 | 688.8547 | 473.0257 | 956.4626 | 370.8112 | 6558 | 8633 | 8433 | 4045 | 5819 | 603 | 679 | 1185 | 709.8092 | 849.7505 | 975.5102 | 299.7181
| 5653 | 624.1585 | 702.6001 | 462.0429 | 702.6001 | 702.6001 | 462.0429 | 702.6001 | 702.6001 | 462.0429 | 702.6001 | 963.2653 | 305.9818 | 702.6001 | 462.0429 | 702.6001 | 5653 | 702.6001 | 462.0429 | 963.2653 | 305.9818 | 5983 | 8644 | 8086 | 5440 | 4191 | 5766 | 651 | 732 | 709.8092 | 849.7368 | 975.5102 | 299.7181
| 5654 | 626.3837 | 690.7771 | 458.0793 | 690.7771 | 690.7771 | 458.0793 | 690.7771 | 690.7771 | 458.0793 | 690.7771 | 975.5102 | 435.3273 | 690.7771 | 458.0793 | 690.7771 | 5654 | 690.7771 | 458.0793 | 975.5102 | 435.3273 | 6473 | 8646 | 5415 | 2904 | 4213 | 7436 | 619 | 366 | 709.7131 | 849.722 | 975.5102 | 299.7181
| 5655 | 639 | 716.009 | 454.8684 | 716.009 | 716.009 | 469.8858 | 716.009 | 716.009 | 454.8684 | 716.009 | 997.2789 | 386.1572 | 716.009 | 454.8684 | 716.009 | 5655 | 716.009 | 454.8684 | 997.2789 | 386.1572 | 5393 | 8648 | 175 | 3739 | 4043 | 380 | 614 | 320 | 709.665 | 849.722 | 975.5102 | 299.7181
| 5656 | 661.8815 | 736.8674 | 481.6922 | 736.8674 | 736.8674 | 481.6922 | 736.8674 | 736.8674 | 481.6922 | 736.8674 | 985.034 | 459.5991 | 736.8674 | 481.6922 | 736.8674 | 5656 | 736.8674 | 481.6922 | 985.034 | 459.5991 | 4516 | 8626 | 2195 | 2489 | 3302 | 1972 | 568 | 8373 | 709.665 | 849.721 | 975.5102 | 299.405
| 5657 | 647.582 | 727.3514 | 490.6898 | 727.3514 | 727.3514 | 490.6898 | 727.3514 | 727.3514 | 490.6898 | 727.3514 | 998.6395 | 285.938 | 727.3514 | 490.6898 | 727.3514 | 5657 | 727.3514 | 490.6898 | 998.6395 | 285.938 | 4912 | 8616 | 89 | 6132 | 8113 | 7534 | 557 | 8298 | 709.617 | 849.7181 | 975.5102 | 299.405
| 5658 | 644.676 | 727.1111 | 493.0854 | 727.1111 | 727.1111 | 493.0854 | 727.1111 | 727.1111 | 493.0854 | 727.1111 | 953.7415 | 282.493 | 727.1111 | 493.0854 | 727.1111 | 5658 | 727.1111 | 493.0854 | 953.7415 | 282.493 | 4921 | 8610 | 8519 | 6274 | 7429 | 5866 | 552 | 1884 | 709.617 | 849.7118 | 975.5102 | 299.405
| 5659 | 716.1902 | 837.1702 | 496.0583 | 837.1702 | 837.1702 | 496.0583 | 837.1702 | 837.1702 | 496.0583 | 837.1702 | 975.5102 | 369.5584 | 837.1702 | 496.0583 | 837.1702 | 5659 | 837.1702 | 496.0583 | 975.5102 | 369.5584 | 1263 | 8608 | 5414 | 4078 | 5087 | 1920 | 549 | 1682 | 709.617 | 849.7005 | 975.5102 | 299.405
| 5660 | 736.2353 | 849.6179 | 496.4323 | 849.6179 | 849.6179 | 496.4323 | 849.6179 | 849.6179 | 496.4323 | 849.6179 | 972.7891 | 551.8321 | 849.6179 | 496.4323 | 849.6179 | 5660 | 849.6179 | 496.4323 | 972.7891 | 551.8321 | 1054 | 8607 | 6252 | 1282 | 577 | 6104 | 511 | 1299 | 709.617 | 849.6939 | 975.5102 | 299.4049
| 5661 | 720.4298 | 845.9653 | 481.2218 | 845.9653 | 845.9653 | 481.2218 | 845.9653 | 845.9653 | 481.2218 | 845.9653 | 976.8707 | 416.5362 | 845.9653 | 481.2218 | 845.9653 | 5661 | 845.9653 | 481.2218 | 976.8708 | 416.5362 | 1119 | 8627 | 4997 | 3212 | 373 | 8401 | 483 | 7531 | 709.617 | 849.6835 | 975.5102 | 299.0918
| 5662 | 712.0968 | 810.7368 | 479.6776 | 810.7368 | 810.7368 | 479.6776 | 810.7368 | 810.7368 | 479.6776 | 810.7368 | 989.1156 | 575.6342 | 810.7368 | 479.6776 | 810.7368 | 5662 | 810.7368 | 479.6777 | 989.1157 | 575.6342 | 1880 | 8630 | 1187 | 1041 | 6890 | 55 | 451 | 6934 | 709.5689 | 849.6788 | 975.5102 | 299.0918
| 5663 | 667.733 | 735.9062 | 468.096 | 735.9062 | 735.9062 | 468.096 | 735.9062 | 735.9062 | 468.096 | 735.9062 | 978.2313 | 610.3977 | 735.9062 | 468.096 | 735.9062 | 5663 | 735.9062 | 468.096 | 978.2313 | 610.3978 | 4558 | 8642 | 4445 | 747 | 7348 | 232 | 446 | 5647 | 709.5208 | 849.6772 | 975.5102 | 299.0918
| 5664 | 654.3957 | 713.5579 | 471.1279 | 713.5579 | 713.5579 | 471.1279 | 713.5579 | 713.5579 | 471.1279 | 713.5579 | 970.068 | 598.4967 | 713.5579 | 471.1279 | 713.5579 | 5664 | 713.5579 | 471.1279 | 970.068 | 598.4967 | 5482 | 8639 | 7035 | 842 | 5880 | 964 | 400 | 2159 | 709.5208 | 849.6771 | 975.5102 | 299.0918
| 5665 | 636.1652 | 678.762 | 460.8303 | 678.762 | 678.762 | 460.8303 | 678.762 | 678.762 | 460.8303 | 678.762 | 979.5918 | 653.3041 | 678.762 | 460.8303 | 678.762 | 5665 | 678.762 | 460.8303 | 979.5918 | 653.3041 | 6992 | 8645 | 4087 | 474 | 5677 | 8114 | 389 | 1774 | 709.5208 | 849.6493 | 975.5102 | 299.0918
| 5666 | 628.0411 | 668.0925 | 471.3324 | 668.0925 | 668.0925 | 471.3324 | 668.0925 | 668.0925 | 471.3324 | 668.0925 | 968.7075 | 593.7989 | 668.0925 | 471.3324 | 668.0925 | 5666 | 668.0925 | 471.3324 | 968.7075 | 593.7989 | 7352 | 8638 | 7359 | 892 | 292 | 578 | 384 | 1301 | 709.5208 | 849.6493 | 975.5102 | 299.0918
| 5667 | 629.0876 | 649.3488 | 482.7785 | 649.3488 | 649.3488 | 482.7785 | 649.3488 | 649.3488 | 482.7785 | 649.3488 | 974.1497 | 707.1719 | 649.3488 | 482.7785 | 649.3488 | 5667 | 649.3488 | 482.7785 | 974.1497 | 707.1719 | 7863 | 8625 | 5834 | 253 | 3568 | 4892 | 381 | 1136 | 709.4728 | 849.6423 | 975.5102 | 299.0918
| 5668 | 624.4466 | 663.4306 | 485.9974 | 663.4306 | 663.4306 | 485.9974 | 663.4306 | 663.4306 | 485.9974 | 663.4306 | 980.9524 | 509.8653 | 663.4306 | 485.9974 | 663.4306 | 5668 | 663.4306 | 485.9974 | 980.9524 | 509.8653 | 7489 | 8621 | 3745 | 1767 | 3298 | 6662 | 343 | 8236 | 709.4728 | 849.6131 | 975.5102 | 299.0683
| 5669 | 647.849 | 684.5773 | 492.8846 | 684.5773 | 684.5773 | 492.8846 | 684.5773 | 684.5773 | 492.8846 | 684.5773 | 980.9524 | 640.7767 | 684.5773 | 492.8846 | 684.5773 | 5669 | 684.5773 | 492.8846 | 980.9524 | 640.7767 | 6755 | 8612 | 3744 | 548 | 4496 | 6053 | 315 | 8193 | 709.4247 | 849.6057 | 975.5102 | 298.7786
| 5670 | 624.6254 | 662.6135 | 490.3932 | 662.6135 | 662.6135 | 490.3932 | 662.6135 | 662.6135 | 490.3932 | 662.6135 | 987.7551 | 494.5193 | 662.6135 | 490.3932 | 662.6135 | 5670 | 662.6135 | 490.3932 | 987.7551 | 494.5193 | 7512 | 8618 | 1484 | 1953 | 3997 | 7280 | 283 | 7796 | 709.4247 | 849.6012 | 975.5102 | 298.7786
| 5671 | 613.5846 | 660.6911 | 504.8243 | 660.6911 | 660.6911 | 504.8243 | 660.6911 | 660.6911 | 504.8243 | 660.6911 | 976.8707 | 308.4873 | 660.6911 | 504.8243 | 660.6911 | 5671 | 660.6911 | 504.8243 | 976.8708 | 308.4873 | 7564 | 8601 | 4996 | 5346 | 7906 | 6618 | 278 | 5490 | 709.3767 | 849.6012 | 975.5102 | 298.7786
| 5672 | 629.4327 | 680.4441 | 490.6157 | 680.4441 | 680.4441 | 490.6157 | 680.4441 | 680.4441 | 490.6157 | 680.4441 | 978.2313 | 427.8108 | 680.4441 | 490.6157 | 680.4441 | 5672 | 680.4441 | 490.6157 | 978.2313 | 427.8108 | 6934 | 8617 | 4444 | 3035 | 4707 | 4888 | 232 | 5387 | 709.3767 | 849.5875 | 975.5102 | 298.7786
| 5673 | 629.8385 | 678.8581 | 468.5656 | 678.8581 | 678.8581 | 468.5656 | 678.8581 | 678.8581 | 468.5656 | 678.8581 | 971.4286 | 541.1838 | 678.8581 | 468.5656 | 678.8581 | 5673 | 678.8581 | 468.5656 | 971.4286 | 541.1838 | 6991 | 8641 | 6651 | 1389 | 5979 | 6068 | 221 | 4806 | 709.3286 | 849.5637 | 975.5102 | 298.7786
| 5674 | 649.5103 | 718.8927 | 479.9558 | 718.8927 | 718.8927 | 479.9558 | 718.8927 | 718.8927 | 479.9558 | 718.8927 | 960.5442 | 461.6348 | 718.8927 | 479.9558 | 718.8927 | 5674 | 718.8927 | 479.9558 | 960.5442 | 461.6348 | 5277 | 8628 | 8225 | 2450 | 4280 | 1009 | 216 | 2873 | 709.3286 | 849.561 | 975.5102 | 298.7786
| 5675 | 666.9309 | 714.0866 | 491.1815 | 714.0866 | 714.0866 | 491.1815 | 714.0866 | 714.0866 | 491.1815 | 714.0866 | 976.8707 | 682.7435 | 714.0866 | 491.1815 | 714.0866 | 5675 | 714.0866 | 491.1815 | 976.8708 | 682.7435 | 5461 | 8615 | 4995 | 342 | 4277 | 765 | 213 | 2017 | 709.3286 | 849.561 | 975.5102 | 298.7786
| 5676 | 633.453 | 703.9938 | 457.333 | 703.9938 | 703.9938 | 457.333 | 703.9938 | 703.9938 | 457.333 | 703.9938 | 967.3469 | 439.7119 | 703.9938 | 457.333 | 703.9938 | 5676 | 703.9939 | 457.3331 | 967.3469 | 439.7119 | 5915 | 8647 | 7568 | 2835 | 6009 | 6065 | 175 | 1782 | 709.2805 | 849.5442 | 975.5102 | 298.7786
| 5677 | 683.8317 | 709.5208 | 607.7974 | 709.5208 | 709.5208 | 607.7974 | 709.5208 | 709.5208 | 607.7974 | 709.5208 | 940.1361 | 526.151 | 709.5208 | 607.7974 | 709.5208 | 5677 | 709.5208 | 607.7974 | 940.1361 | 526.151 | 5665 | 8519 | 8673 | 1573 | 5531 | 6028 | 147 | 1635 | 709.2805 | 849.5294 | 975.5102 | 298.7786
| 5678 | 668.3944 | 699.6203 | 619.0016 | 699.6203 | 699.6203 | 619.0016 | 699.6203 | 699.6203 | 619.0016 | 699.6203 | 946.9388 | 337.6135 | 699.6203 | 619.0016 | 699.6203 | 5678 | 699.6203 | 619.0016 | 946.9388 | 337.6135 | 6102 | 8494 | 8570 | 4689 | 3735 | 6703 | 115 | 657 | 709.2325 | 849.515 | 975.5102 | 298.7786
| 5679 | 633.3835 | 634.9306 | 606.5617 | 634.9306 | 634.9306 | 606.5617 | 634.9306 | 634.9306 | 606.5617 | 634.9306 | 979.5918 | 382.0858 | 634.9306 | 606.5617 | 634.9306 | 5679 | 634.9306 | 606.5617 | 979.5918 | 382.0858 | 8152 | 8521 | 4086 | 3804 | 6828 | 4858 | 110 | 8651 | 709.1844 | 849.4964 | 975.5102 | 298.622
| 5680 | 700.9155 | 745.8548 | 637.4712 | 745.8548 | 745.8548 | 637.4712 | 745.8548 | 745.8548 | 637.4712 | 745.8548 | 970.068 | 326.0257 | 745.8548 | 637.4712 | 745.8548 | 5680 | 745.8548 | 637.4712 | 970.068 | 326.0257 | 4153 | 8446 | 7034 | 4925 | 5192 | 6558 | 64 | 8655 | 709.1844 | 849.4506 | 975.5102 | 298.4654
| 5681 | 709.7626 | 732.1574 | 642.6921 | 732.1574 | 732.1574 | 642.6921 | 732.1574 | 732.1574 | 642.6921 | 732.1574 | 972.7891 | 535.8597 | 732.1574 | 642.6921 | 732.1574 | 5681 | 732.1575 | 642.6922 | 972.7891 | 535.8597 | 4734 | 8432 | 6251 | 1460 | 6975 | 6082 | 53 | 8065 | 709.1364 | 849.4407 | 975.5102 | 298.4654
| 5682 | 706.1284 | 732.9745 | 631.7487 | 732.9745 | 732.9745 | 631.7487 | 732.9745 | 732.9745 | 631.7487 | 732.9745 | 986.3946 | 508.6126 | 732.9745 | 631.7487 | 732.9745 | 5682 | 732.9745 | 631.7487 | 986.3946 | 508.6126 | 4698 | 8464 | 1846 | 1783 | 2645 | 5852 | 48 | 8033 | 709.1364 | 849.4407 | 975.5102 | 298.4654
| 5683 | 757.5477 | 836.6896 | 655.1104 | 836.6896 | 836.6896 | 655.1104 | 836.6896 | 836.6896 | 655.1104 | 836.6896 | 970.068 | 321.6411 | 836.6896 | 655.1104 | 836.6896 | 5683 | 836.6896 | 655.1104 | 970.068 | 321.6411 | 1272 | 8386 | 7033 | 5014 | 1885 | 2994 | 45 | 5648 | 709.0883 | 849.4249 | 975.5102 | 298.4654
| 5684 | 780.1898 | 866.0547 | 658.6811 | 866.0547 | 866.0547 | 658.6811 | 866.0547 | 866.0547 | 658.6811 | 866.0547 | 983.6735 | 375.8221 | 866.0547 | 658.6811 | 866.0547 | 5684 | 866.0547 | 658.6811 | 983.6735 | 375.8221 | 854 | 8365 | 2641 | 3950 | 6942 | 4746 | 7 | 4700 | 709.0402 | 849.4118 | 975.5102 | 298.4654
| 5685 | 789.8586 | 865.0454 | 672.3827 | 865.0454 | 865.0454 | 672.3827 | 865.0454 | 865.0454 | 672.3827 | 865.0454 | 983.6735 | 464.4535 | 865.0454 | 672.3827 | 865.0454 | 5685 | 865.0454 | 672.3827 | 983.6735 | 464.4535 | 864 | 8278 | 2640 | 2395 | 3869 | 201 | 8758 | 3680 | 709.0402 | 849.3975 | 974.1497 | 298.4654
| 5686 | 765.6821 | 822.1752 | 667.244 | 822.1752 | 822.1752 | 667.244 | 822.1752 | 822.1752 | 667.244 | 822.1752 | 979.5918 | 493.5797 | 822.1752 | 667.244 | 822.1752 | 5686 | 822.1752 | 667.244 | 979.5918 | 493.5797 | 1579 | 8314 | 4085 | 1967 | 6201 | 2522 | 8747 | 2794 | 708.9441 | 849.3913 | 974.1497 | 298.4654
| 5687 | 756.9923 | 778.5361 | 677.5655 | 778.5361 | 778.5361 | 677.5655 | 778.5361 | 778.5361 | 677.5655 | 778.5361 | 993.1973 | 666.1447 | 778.5361 | 677.5655 | 778.5361 | 5687 | 778.5361 | 677.5655 | 993.1973 | 666.1447 | 2933 | 8240 | 626 | 418 | 4013 | 5906 | 8733 | 1776 | 708.7999 | 849.3757 | 974.1497 | 298.4654
| 5688 | 730.3072 | 740.4239 | 672.9784 | 740.4239 | 740.4239 | 672.9784 | 740.4239 | 740.4239 | 672.9784 | 740.4239 | 982.3129 | 626.6834 | 740.4239 | 672.9784 | 740.4239 | 5688 | 740.4239 | 672.9784 | 982.3129 | 626.6834 | 4376 | 8273 | 3262 | 645 | 3998 | 2243 | 8723 | 1736 | 708.7999 | 849.3723 | 974.1497 | 298.4654
| 5689 | 694.8242 | 711.4913 | 669.0475 | 711.4913 | 711.4913 | 669.0475 | 711.4913 | 711.4913 | 669.0475 | 711.4913 | 994.5578 | 364.8606 | 711.4913 | 669.0475 | 711.4913 | 5689 | 711.4913 | 669.0475 | 994.5578 | 364.8606 | 5573 | 8301 | 471 | 4175 | 924 | 6733 | 8691 | 529 | 708.7519 | 849.3663 | 974.1497 | 298.4654
| 5690 | 678.9501 | 685.7308 | 655.4596 | 685.7308 | 685.7308 | 655.4596 | 685.7308 | 685.7308 | 655.4596 | 685.7308 | 990.4762 | 407.1406 | 685.7308 | 655.4596 | 685.7308 | 5690 | 685.7308 | 655.4596 | 990.4762 | 407.1406 | 6697 | 8384 | 1026 | 3359 | 4010 | 4818 | 8671 | 497 | 708.7038 | 849.3647 | 974.1497 | 298.4654
| 5691 | 673.5642 | 676.5992 | 655.7164 | 676.5992 | 676.5992 | 655.7164 | 676.5992 | 676.5992 | 655.7164 | 676.5992 | 975.5102 | 418.7285 | 676.5992 | 655.7164 | 676.5992 | 5691 | 676.5992 | 655.7165 | 975.5102 | 418.7285 | 7080 | 8382 | 5413 | 3171 | 8050 | 2848 | 8620 | 8673 | 708.6557 | 849.356 | 974.1497 | 298.4393
| 5692 | 693.1081 | 682.7029 | 659.9214 | 682.7029 | 682.7029 | 659.9214 | 682.7029 | 682.7029 | 659.9214 | 682.7029 | 979.5918 | 622.612 | 682.7029 | 659.9214 | 682.7029 | 5692 | 682.7029 | 659.9214 | 979.5918 | 622.612 | 6844 | 8358 | 4084 | 676 | 7072 | 7431 | 8606 | 8551 | 708.6557 | 849.3513 | 974.1497 | 298.1522
| 5693 | 706.3724 | 695.5352 | 683.8629 | 695.5352 | 695.5352 | 683.8629 | 695.5352 | 695.5352 | 683.8629 | 695.5352 | 985.034 | 604.4472 | 695.5352 | 683.8629 | 695.5352 | 5693 | 695.5352 | 683.8629 | 985.034 | 604.4472 | 6259 | 8182 | 2194 | 802 | 6816 | 375 | 8590 | 8499 | 708.6557 | 849.3513 | 974.1497 | 298.1522
| 5694 | 737.8991 | 690.8252 | 801.0283 | 690.8252 | 690.8252 | 801.0283 | 690.8252 | 690.8252 | 801.0283 | 690.8252 | 965.9864 | 633.8866 | 690.8252 | 801.0283 | 690.8252 | 5694 | 690.8252 | 801.0283 | 965.9864 | 633.8866 | 6471 | 7083 | 7845 | 602 | 6185 | 5861 | 8579 | 8238 | 708.6557 | 849.3384 | 974.1497 | 298.1522
| 5695 | 714.0372 | 680.8286 | 814.9323 | 680.8286 | 680.8286 | 814.9323 | 680.8286 | 680.8286 | 814.9323 | 680.8286 | 978.2313 | 311.9324 | 680.8286 | 814.9323 | 680.8286 | 5695 | 680.8286 | 814.9323 | 978.2313 | 311.9324 | 6912 | 6935 | 4443 | 5254 | 4997 | 6107 | 8565 | 6721 | 708.6557 | 849.3297 | 974.1497 | 298.1522
| 5696 | 729.5063 | 700.4374 | 819.0759 | 700.4374 | 700.4374 | 819.0759 | 700.4374 | 700.4374 | 819.0759 | 700.4374 | 980.9524 | 352.3332 | 700.4374 | 819.0759 | 700.4374 | 5696 | 700.4374 | 819.0759 | 980.9524 | 352.3332 | 6065 | 6866 | 3743 | 4412 | 514 | 6649 | 8555 | 5052 | 708.6557 | 849.329 | 974.1497 | 298.1522
| 5697 | 739.8295 | 719.181 | 815.109 | 719.181 | 719.181 | 815.109 | 719.181 | 719.181 | 815.109 | 719.181 | 982.3129 | 361.4156 | 719.181 | 815.109 | 719.181 | 5697 | 719.1811 | 815.109 | 982.3129 | 361.4156 | 5264 | 6931 | 3261 | 4243 | 5536 | 2682 | 8523 | 7127 | 708.5596 | 849.2873 | 974.1497 | 297.9956
| 5698 | 763.3081 | 732.2536 | 833.0115 | 732.2536 | 732.2536 | 833.0115 | 732.2536 | 732.2536 | 833.0115 | 732.2536 | 978.2313 | 518.0081 | 732.2536 | 833.0115 | 732.2536 | 5698 | 732.2536 | 833.0115 | 978.2313 | 518.0081 | 4727 | 6509 | 4442 | 1670 | 7453 | 2216 | 8503 | 1729 | 708.5116 | 849.285 | 974.1497 | 297.9956
| 5699 | 772.8723 | 736.7713 | 822.3764 | 736.7713 | 736.7713 | 822.3764 | 736.7713 | 736.7713 | 822.3764 | 736.7713 | 974.1497 | 662.3865 | 736.7713 | 822.3764 | 736.7713 | 5699 | 736.7713 | 822.3764 | 974.1497 | 662.3865 | 4518 | 6806 | 5833 | 439 | 7020 | 851 | 8452 | 8411 | 708.5116 | 849.2624 | 974.1497 | 297.839
| 5700 | 755.8857 | 725.9095 | 820.0831 | 725.9095 | 725.9095 | 820.0831 | 725.9095 | 725.9095 | 820.0831 | 725.9095 | 983.6735 | 511.1181 | 725.9095 | 820.0831 | 725.9095 | 5700 | 725.9096 | 820.0831 | 983.6735 | 511.1181 | 4977 | 6846 | 2639 | 1755 | 6273 | 186 | 8438 | 8120 | 708.5116 | 849.2429 | 974.1497 | 297.839
| 5701 | 756.406 | 720.5267 | 846.5652 | 720.5267 | 720.5267 | 846.5652 | 720.5267 | 720.5267 | 846.5652 | 720.5267 | 965.9864 | 473.2227 | 720.5267 | 846.5652 | 720.5267 | 5701 | 720.5268 | 846.5652 | 965.9864 | 473.2227 | 5212 | 5861 | 7844 | 2251 | 922 | 5483 | 8422 | 7437 | 708.5116 | 849.2374 | 974.1497 | 297.839
| 5702 | 758.7267 | 726.3421 | 843.1713 | 726.3421 | 726.3421 | 843.1713 | 726.3421 | 726.3421 | 843.1713 | 726.3421 | 991.8367 | 446.9151 | 726.3421 | 843.1713 | 726.3421 | 5702 | 726.3421 | 843.1713 | 991.8367 | 446.9151 | 4952 | 6049 | 821 | 2717 | 397 | 6537 | 8411 | 1273 | 708.5116 | 849.2335 | 974.1497 | 297.839
| 5703 | 769.7697 | 744.3168 | 832.9149 | 744.3168 | 744.3168 | 832.9149 | 744.3168 | 744.3168 | 832.9149 | 744.3168 | 970.068 | 520.5136 | 744.3168 | 832.9149 | 744.3168 | 5703 | 744.3168 | 832.9149 | 970.068 | 520.5136 | 4215 | 6513 | 7032 | 1633 | 8605 | 6193 | 8397 | 1148 | 708.4635 | 849.2286 | 974.1497 | 297.839
| 5704 | 755.0141 | 724.1794 | 837.9527 | 724.1794 | 724.1794 | 837.9527 | 724.1794 | 724.1794 | 837.9527 | 724.1794 | 983.6735 | 441.2778 | 724.1794 | 837.9527 | 724.1794 | 5704 | 724.1794 | 837.9527 | 983.6735 | 441.2778 | 5048 | 6316 | 2638 | 2810 | 5544 | 5591 | 8387 | 584 | 708.4635 | 849.2134 | 974.1497 | 297.839
| 5705 | 769.1589 | 740.5681 | 835.4701 | 740.5681 | 740.5681 | 835.4701 | 740.5681 | 740.5681 | 835.4701 | 740.5681 | 989.1156 | 512.684 | 740.5681 | 835.4701 | 740.5681 | 5705 | 740.5681 | 835.4701 | 989.1157 | 512.684 | 4367 | 6407 | 1186 | 1737 | 3996 | 2601 | 8355 | 457 | 708.4635 | 849.2084 | 974.1497 | 297.839
| 5706 | 782.836 | 764.0698 | 823.6308 | 764.0698 | 764.0698 | 823.6308 | 764.0698 | 764.0698 | 823.6308 | 764.0698 | 982.3129 | 570.3101 | 764.0698 | 823.6308 | 764.0698 | 5706 | 764.0698 | 823.6308 | 982.3129 | 570.3101 | 3490 | 6779 | 3260 | 1101 | 8538 | 806 | 8335 | 381 | 708.4154 | 849.1847 | 974.1497 | 297.839
| 5707 | 835.9501 | 883.2124 | 824.0167 | 883.2124 | 883.2124 | 824.0167 | 883.2124 | 883.2124 | 824.0167 | 883.2124 | 982.3129 | 359.2233 | 883.2124 | 824.0167 | 883.2124 | 5707 | 883.2124 | 824.0167 | 982.3129 | 359.2233 | 657 | 6766 | 3259 | 4275 | 7386 | 6184 | 8284 | 8730 | 708.4154 | 849.1745 | 974.1497 | 297.5258
| 5708 | 846.2494 | 903.5421 | 830.4906 | 903.5421 | 903.5421 | 830.4906 | 903.5421 | 903.5421 | 830.4906 | 903.5421 | 991.8367 | 305.3555 | 903.5421 | 830.4906 | 903.5421 | 5708 | 903.5421 | 830.4906 | 991.8367 | 305.3555 | 452 | 6608 | 820 | 5462 | 5463 | 6052 | 8270 | 8446 | 708.4154 | 849.1627 | 974.1497 | 297.5258
| 5709 | 850.0413 | 896.5733 | 830.8032 | 896.5733 | 896.5733 | 830.8032 | 896.5733 | 896.5733 | 830.8032 | 896.5733 | 974.1497 | 430.6295 | 896.5733 | 830.8032 | 896.5733 | 5709 | 896.5733 | 830.8032 | 974.1497 | 430.6295 | 519 | 6596 | 5832 | 2990 | 1672 | 2608 | 8254 | 8134 | 708.4154 | 849.1618 | 974.1497 | 297.5258
| 5710 | 804.479 | 815.5428 | 842.7672 | 815.5428 | 815.5428 | 842.7672 | 815.5428 | 815.5428 | 842.7672 | 815.5428 | 971.4286 | 395.866 | 815.5428 | 842.7672 | 815.5428 | 5710 | 815.5429 | 842.7672 | 971.4286 | 395.866 | 1763 | 6072 | 6650 | 3562 | 780 | 5422 | 8243 | 8038 | 708.4154 | 849.1133 | 974.1497 | 297.5258
| 5711 | 819.5171 | 820.0125 | 842.2137 | 820.0125 | 820.0125 | 842.2137 | 820.0125 | 820.0125 | 842.2137 | 820.0125 | 987.7551 | 556.5299 | 820.0125 | 842.2137 | 820.0125 | 5711 | 820.0125 | 842.2137 | 987.7551 | 556.5299 | 1635 | 6105 | 1483 | 1231 | 330 | 7524 | 8230 | 7492 | 708.4154 | 849.1108 | 974.1497 | 297.5258
| 5712 | 780.2596 | 770.1735 | 839.9124 | 770.1735 | 770.1735 | 839.9124 | 770.1735 | 770.1735 | 839.9124 | 770.1735 | 978.2313 | 424.3658 | 770.1735 | 839.9124 | 770.1735 | 5712 | 770.1735 | 839.9124 | 978.2313 | 424.3658 | 3263 | 6224 | 4441 | 3090 | 7782 | 6676 | 8219 | 7292 | 708.3674 | 849.0634 | 974.1497 | 297.5258
| 5713 | 737.8079 | 701.3986 | 843.6203 | 701.3986 | 701.3986 | 843.6203 | 701.3986 | 701.3986 | 843.6203 | 701.3986 | 989.1156 | 354.5255 | 701.3986 | 843.6203 | 701.3986 | 5713 | 701.3986 | 843.6203 | 989.1157 | 354.5255 | 6032 | 6017 | 1185 | 4365 | 7346 | 6125 | 8205 | 6872 | 708.3674 | 849.056 | 974.1497 | 297.5258
| 5714 | 753.6129 | 715.4804 | 842.911 | 715.4804 | 715.4804 | 842.911 | 715.4804 | 715.4804 | 842.911 | 715.4804 | 972.7891 | 482.305 | 715.4804 | 842.911 | 715.4804 | 5714 | 715.4804 | 842.911 | 972.7891 | 482.305 | 5410 | 6064 | 6250 | 2120 | 3321 | 968 | 8195 | 5044 | 708.3674 | 849.054 | 974.1497 | 297.5258
| 5715 | 758.8166 | 706.6372 | 848.7611 | 706.6372 | 706.6372 | 848.7611 | 706.6372 | 706.6372 | 848.7611 | 706.6372 | 987.7551 | 587.5352 | 706.6372 | 848.7611 | 706.6372 | 5715 | 706.6372 | 848.7611 | 987.7551 | 587.5352 | 5793 | 5740 | 1482 | 951 | 2672 | 962 | 8163 | 1974 | 708.3674 | 849.0492 | 974.1497 | 297.5258
| 5716 | 751.0438 | 699.7164 | 846.122 | 699.7164 | 699.7164 | 846.122 | 699.7164 | 699.7164 | 846.122 | 699.7164 | 991.8367 | 540.5575 | 699.7164 | 846.122 | 699.7164 | 5716 | 699.7164 | 846.122 | 991.8367 | 540.5575 | 6097 | 5882 | 819 | 1400 | 290 | 6714 | 8143 | 1784 | 708.3674 | 849.0391 | 974.1497 | 297.5258
| 5717 | 749.7356 | 704.7628 | 841.3016 | 704.7628 | 704.7628 | 841.3016 | 704.7628 | 704.7628 | 841.3016 | 704.7628 | 972.7891 | 520.2004 | 704.7628 | 841.3016 | 704.7628 | 5717 | 704.7628 | 841.3016 | 972.7891 | 520.2004 | 5885 | 6157 | 6249 | 1640 | 1543 | 839 | 8092 | 731 | 708.2713 | 849.0308 | 974.1497 | 297.5258
| 5718 | 746.0462 | 692.9399 | 828.7728 | 692.9399 | 692.9399 | 828.7728 | 692.9399 | 692.9399 | 828.7728 | 692.9399 | 985.034 | 601.0022 | 692.9399 | 828.7728 | 692.9399 | 5718 | 692.9399 | 828.7728 | 985.034 | 601.0022 | 6380 | 6657 | 2193 | 830 | 5366 | 230 | 8078 | 598 | 708.2232 | 849.0221 | 974.1497 | 297.5258
| 5719 | 732.083 | 678.8581 | 822.3473 | 678.8581 | 678.8581 | 822.3473 | 678.8581 | 678.8581 | 822.3473 | 678.8581 | 975.5102 | 553.3981 | 678.8581 | 822.3473 | 678.8581 | 5719 | 678.8581 | 822.3473 | 975.5102 | 553.3981 | 6990 | 6807 | 5412 | 1262 | 3492 | 2570 | 8062 | 502 | 708.2232 | 849.0214 | 974.1497 | 297.5258
| 5720 | 700.7801 | 654.9238 | 809.5856 | 654.9238 | 654.9238 | 809.5856 | 654.9238 | 654.9238 | 809.5856 | 654.9238 | 983.6735 | 349.5146 | 654.9238 | 809.5856 | 654.9238 | 5720 | 654.9238 | 809.5856 | 983.6735 | 349.5146 | 7717 | 7010 | 2637 | 4464 | 853 | 6800 | 8051 | 436 | 708.2232 | 849.0022 | 974.1497 | 297.5258
| 5721 | 670.7013 | 628.0579 | 763.0039 | 628.0579 | 628.0579 | 763.0039 | 628.0579 | 628.0579 | 763.0039 | 628.0579 | 978.2313 | 335.108 | 628.0579 | 763.0039 | 628.0579 | 5721 | 628.0579 | 763.0039 | 978.2313 | 335.1081 | 8252 | 7315 | 4440 | 4744 | 724 | 6570 | 8037 | 8480 | 708.2232 | 849.0022 | 974.1497 | 297.4476
| 5722 | 668.7168 | 635.8437 | 671.6642 | 635.8437 | 635.8437 | 671.6642 | 635.8437 | 635.8437 | 671.6642 | 635.8437 | 978.2313 | 610.3977 | 635.8437 | 671.6642 | 635.8437 | 5722 | 635.8437 | 671.6642 | 978.2313 | 610.3978 | 8136 | 8284 | 4439 | 746 | 3035 | 7536 | 8027 | 7310 | 708.1751 | 848.9923 | 974.1497 | 297.2127
| 5723 | 677.8784 | 646.1287 | 676.2721 | 646.1287 | 646.1287 | 676.2721 | 646.1287 | 646.1287 | 676.2721 | 646.1287 | 974.1497 | 642.0294 | 646.1287 | 676.2721 | 646.1287 | 5723 | 646.1287 | 676.2721 | 974.1497 | 642.0294 | 7926 | 8246 | 5831 | 538 | 3369 | 5116 | 7999 | 5756 | 708.1271 | 848.9906 | 974.1497 | 297.2127
| 5724 | 708.5394 | 627.0005 | 814.9763 | 627.0005 | 627.0005 | 814.9763 | 627.0005 | 627.0005 | 814.9763 | 627.0005 | 976.8707 | 666.7711 | 627.0005 | 814.9763 | 627.0005 | 5724 | 627.0005 | 814.9764 | 976.8708 | 666.7711 | 8272 | 6934 | 4994 | 416 | 3230 | 6230 | 7948 | 4723 | 708.1271 | 848.9901 | 974.1497 | 297.2127
| 5725 | 712.0724 | 635.8918 | 814.8272 | 635.8918 | 635.8918 | 814.8272 | 635.8918 | 635.8918 | 814.8272 | 635.8918 | 983.6735 | 638.8976 | 635.8918 | 814.8272 | 635.8918 | 5725 | 635.8918 | 814.8272 | 983.6735 | 638.8976 | 8134 | 6938 | 2636 | 563 | 6408 | 6640 | 7934 | 4219 | 708.031 | 848.9874 | 974.1497 | 297.2127
| 5726 | 720.1135 | 635.3631 | 823.3118 | 635.3631 | 635.3631 | 829.4467 | 635.3631 | 635.3631 | 823.3118 | 635.3631 | 983.6735 | 715.6279 | 635.3631 | 823.3118 | 635.3631 | 5726 | 635.3631 | 823.3118 | 983.6735 | 715.6279 | 8143 | 6788 | 2635 | 228 | 5130 | 5834 | 7918 | 3145 | 708.031 | 848.9718 | 974.1497 | 297.2127
| 5727 | 714.1486 | 645.9845 | 844.0663 | 645.9845 | 645.9845 | 844.0663 | 645.9845 | 645.9845 | 844.0663 | 645.9845 | 970.068 | 483.871 | 645.9845 | 844.0663 | 645.9845 | 5727 | 645.9845 | 844.0663 | 970.068 | 483.871 | 7929 | 5996 | 7031 | 2103 | 7071 | 6633 | 7907 | 2497 | 707.9829 | 848.9636 | 974.1497 | 297.2127
| 5728 | 728.3312 | 649.7333 | 834.4758 | 649.7333 | 649.7333 | 834.4758 | 649.7333 | 649.7333 | 834.4758 | 649.7333 | 976.8707 | 683.9962 | 649.7333 | 834.4758 | 649.7333 | 5728 | 649.7333 | 834.4758 | 976.8708 | 683.9962 | 7849 | 6446 | 4993 | 339 | 6365 | 2544 | 7893 | 2281 | 707.8868 | 848.9492 | 974.1497 | 297.2127
| 5729 | 718.3234 | 656.7021 | 842.0138 | 656.7021 | 656.7021 | 842.0138 | 656.7021 | 656.7021 | 842.0138 | 656.7021 | 978.2313 | 456.6239 | 656.7021 | 842.0138 | 656.7021 | 5729 | 656.7021 | 842.0138 | 978.2313 | 456.6239 | 7669 | 6114 | 4438 | 2541 | 5030 | 5406 | 7883 | 2162 | 707.8868 | 848.8965 | 974.1497 | 297.2127
| 5730 | 743.4074 | 702.2637 | 834.8971 | 702.2637 | 702.2637 | 834.8971 | 702.2637 | 702.2637 | 834.8971 | 702.2637 | 983.6735 | 466.3326 | 702.2637 | 834.8971 | 702.2637 | 5730 | 702.2637 | 834.8971 | 983.6735 | 466.3326 | 6001 | 6426 | 2634 | 2362 | 4279 | 7058 | 7851 | 2078 | 707.8868 | 848.8604 | 974.1497 | 297.2127
| 5731 | 805.0551 | 824.8186 | 845.3376 | 824.8186 | 824.8186 | 845.3376 | 824.8186 | 824.8186 | 845.3376 | 824.8186 | 927.8912 | 362.9815 | 824.8186 | 845.3376 | 824.8186 | 5731 | 824.8186 | 845.3376 | 927.8912 | 362.9815 | 1511 | 5932 | 8726 | 4209 | 4041 | 6598 | 7831 | 1296 | 707.8868 | 848.8604 | 974.1497 | 297.2127
| 5732 | 821.3917 | 846.7823 | 859.6587 | 846.7823 | 846.7823 | 859.6587 | 846.7823 | 846.7823 | 859.6587 | 846.7823 | 968.7075 | 317.8829 | 846.7823 | 859.6587 | 846.7823 | 5732 | 846.7823 | 859.6587 | 968.7075 | 317.8829 | 1107 | 5009 | 7358 | 5106 | 3409 | 4859 | 7780 | 254 | 707.8868 | 848.8535 | 974.1497 | 297.2127
| 5733 | 816.9326 | 835.8725 | 852.3312 | 835.8725 | 835.8725 | 852.3312 | 835.8725 | 835.8725 | 852.3312 | 835.8725 | 960.5442 | 380.2067 | 835.8725 | 852.3312 | 835.8725 | 5733 | 835.8725 | 852.3312 | 960.5442 | 380.2067 | 1293 | 5465 | 8224 | 3839 | 1977 | 4884 | 7766 | 7664 | 707.8868 | 848.8523 | 974.1497 | 297.0561
| 5734 | 783.5965 | 790.1187 | 857.1156 | 790.1187 | 790.1187 | 857.1156 | 790.1187 | 790.1187 | 857.1156 | 790.1187 | 974.1497 | 246.7899 | 790.1187 | 857.1156 | 790.1187 | 5734 | 790.1187 | 857.1156 | 974.1497 | 246.7899 | 2536 | 5182 | 5830 | 7571 | 4091 | 6648 | 7750 | 8403 | 707.8387 | 848.8453 | 974.1497 | 296.8995
| 5735 | 754.6361 | 736.2907 | 860.6132 | 736.2907 | 736.2907 | 860.6132 | 736.2907 | 736.2907 | 860.6132 | 736.2907 | 980.9524 | 251.1744 | 736.2907 | 860.6132 | 736.2907 | 5735 | 736.2907 | 860.6132 | 980.9524 | 251.1744 | 4540 | 4943 | 3742 | 7419 | 8750 | 5978 | 7739 | 8384 | 707.7907 | 848.8398 | 974.1497 | 296.8995
| 5736 | 736.7877 | 692.8918 | 852.7155 | 692.8918 | 692.8918 | 852.7155 | 692.8918 | 692.8918 | 852.7155 | 692.8918 | 971.4286 | 389.6023 | 692.8918 | 852.7155 | 692.8918 | 5736 | 692.8918 | 852.7155 | 971.4286 | 389.6023 | 6386 | 5441 | 6649 | 3677 | 6114 | 6333 | 7725 | 7990 | 707.7907 | 848.8258 | 974.1497 | 296.8995
| 5737 | 719.8227 | 668.2847 | 848.2436 | 668.2847 | 668.2847 | 848.2436 | 668.2847 | 668.2847 | 848.2436 | 668.2847 | 968.7075 | 369.5584 | 668.2847 | 848.2436 | 668.2847 | 5737 | 668.2847 | 848.2437 | 968.7075 | 369.5584 | 7348 | 5761 | 7357 | 4077 | 1978 | 6602 | 7715 | 7700 | 707.7906 | 848.8008 | 974.1497 | 296.8995
| 5738 | 711.3286 | 654.5393 | 847.1282 | 654.5393 | 654.5393 | 847.1282 | 654.5393 | 654.5393 | 847.1282 | 654.5393 | 967.3469 | 366.4266 | 654.5393 | 847.1282 | 654.5393 | 5738 | 654.5393 | 847.1282 | 967.3469 | 366.4266 | 7732 | 5828 | 7567 | 4145 | 8052 | 5900 | 7683 | 5466 | 707.7426 | 848.799 | 974.1497 | 296.8995
| 5739 | 703.6194 | 637.1894 | 842.5018 | 637.1894 | 637.1894 | 842.5018 | 637.1894 | 637.1894 | 842.5018 | 637.1894 | 965.9864 | 417.1625 | 637.1894 | 842.5018 | 637.1894 | 5739 | 637.1894 | 842.5018 | 965.9864 | 417.1625 | 8110 | 6085 | 7843 | 3200 | 1529 | 920 | 7663 | 2673 | 707.7426 | 848.7947 | 974.1497 | 296.8995
| 5740 | 706.83 | 643.8699 | 843.8771 | 643.8699 | 643.8699 | 843.8771 | 643.8699 | 643.8699 | 843.8771 | 643.8699 | 963.2653 | 405.8879 | 643.8699 | 843.8771 | 643.8699 | 5740 | 643.8699 | 843.8771 | 963.2653 | 405.8879 | 7972 | 6005 | 8085 | 3377 | 516 | 5715 | 7612 | 1616 | 707.7426 | 848.7611 | 974.1497 | 296.8995
| 5741 | 704.8234 | 647.8589 | 838.7411 | 647.8589 | 647.8589 | 838.7411 | 647.8589 | 647.8589 | 838.7411 | 647.8589 | 963.2653 | 366.4266 | 647.8589 | 838.7411 | 647.8589 | 5741 | 647.8589 | 838.7411 | 963.2653 | 366.4266 | 7898 | 6273 | 8084 | 4144 | 5946 | 8193 | 7598 | 1610 | 707.6945 | 848.716 | 974.1497 | 296.8995
| 5742 | 717.8061 | 649.493 | 850.7145 | 649.493 | 649.493 | 850.7145 | 649.493 | 649.493 | 850.7145 | 649.493 | 965.9864 | 484.4973 | 649.493 | 850.7145 | 649.493 | 5742 | 649.493 | 850.7145 | 965.9864 | 484.4973 | 7858 | 5577 | 7842 | 2092 | 5643 | 657 | 7582 | 1303 | 707.6945 | 848.716 | 974.1497 | 296.8995
| 5743 | 698.8433 | 639.256 | 828.7823 | 639.256 | 639.256 | 828.7823 | 639.256 | 639.256 | 828.7823 | 639.256 | 957.8231 | 396.8055 | 639.256 | 828.7823 | 639.256 | 5743 | 639.256 | 828.7824 | 957.8231 | 396.8055 | 8062 | 6656 | 8362 | 3549 | 6794 | 6187 | 7571 | 8261 | 707.6465 | 848.7062 | 974.1497 | 296.5993
| 5744 | 695.1173 | 641.1304 | 854.1238 | 641.1304 | 641.1304 | 854.1238 | 641.1304 | 641.1304 | 854.1238 | 641.1304 | 945.5782 | 240.5262 | 641.1304 | 854.1238 | 641.1304 | 5744 | 641.1304 | 854.1238 | 945.5782 | 240.5262 | 8031 | 5375 | 8621 | 7779 | 7611 | 3801 | 7557 | 8243 | 707.5984 | 848.689 | 974.1497 | 296.5863
| 5745 | 677.2221 | 610.2273 | 838.4588 | 610.2273 | 610.2273 | 838.4588 | 610.2273 | 610.2273 | 838.4588 | 610.2273 | 967.3469 | 278.1084 | 610.2273 | 838.4588 | 610.2273 | 5745 | 610.2273 | 838.4588 | 967.3469 | 278.1084 | 8522 | 6287 | 7566 | 6457 | 6899 | 6084 | 7547 | 8022 | 707.5504 | 848.6181 | 974.1497 | 296.5863
| 5746 | 668.8022 | 585.0435 | 837.4878 | 585.0435 | 585.0435 | 837.4878 | 585.0435 | 585.0435 | 837.4878 | 585.0435 | 964.6259 | 368.3057 | 585.0435 | 837.4878 | 585.0435 | 5746 | 585.0435 | 837.4878 | 964.6259 | 368.3057 | 8746 | 6340 | 7997 | 4110 | 5855 | 3541 | 7515 | 6169 | 707.5503 | 848.6057 | 974.1497 | 296.5863
| 5747 | 733.8589 | 669.9188 | 838.6531 | 669.9188 | 669.9188 | 766.4762 | 669.9188 | 669.9188 | 838.6531 | 669.9188 | 967.3469 | 664.892 | 669.9188 | 838.6531 | 669.9188 | 5747 | 669.9188 | 838.6531 | 967.3469 | 664.892 | 7308 | 6280 | 7565 | 424 | 5064 | 6502 | 7495 | 5904 | 707.5503 | 848.5126 | 974.1497 | 296.5863
| 5748 | 718.4936 | 649.517 | 839.9599 | 649.517 | 649.517 | 840.4707 | 649.517 | 649.517 | 839.9599 | 649.517 | 978.2313 | 524.1935 | 649.517 | 839.9599 | 649.517 | 5748 | 649.517 | 839.9599 | 978.2313 | 524.1936 | 7857 | 6220 | 4437 | 1597 | 6345 | 6665 | 7444 | 3034 | 707.5023 | 848.5066 | 974.1497 | 296.5863
| 5749 | 685.1177 | 587.7349 | 847.3696 | 587.7349 | 587.7349 | 847.3696 | 587.7349 | 587.7349 | 847.3696 | 587.7349 | 970.068 | 530.2224 | 587.7349 | 847.3696 | 587.7349 | 5749 | 587.7349 | 847.3696 | 970.068 | 530.2224 | 8733 | 5808 | 7030 | 1519 | 47 | 4890 | 7430 | 2432 | 707.5023 | 848.4939 | 974.1497 | 296.5863
| 5750 | 685.8362 | 596.9626 | 842.1531 | 596.9626 | 596.9626 | 842.1531 | 596.9626 | 596.9626 | 842.1531 | 596.9626 | 974.1497 | 483.2446 | 596.9626 | 842.1531 | 596.9626 | 5750 | 596.9626 | 842.1531 | 974.1497 | 483.2446 | 8660 | 6109 | 5829 | 2111 | 1976 | 5808 | 7414 | 486 | 707.4542 | 848.4544 | 974.1497 | 296.5863
| 5751 | 690.1378 | 610.3715 | 843.3364 | 610.3715 | 610.3715 | 843.3364 | 610.3715 | 610.3715 | 843.3364 | 610.3715 | 972.7891 | 432.8218 | 610.3715 | 843.3364 | 610.3715 | 5751 | 610.3715 | 843.3364 | 972.7891 | 432.8218 | 8519 | 6042 | 6248 | 2950 | 6946 | 6271 | 7403 | 106 | 707.4062 | 848.4436 | 974.1497 | 296.5863
| 5752 | 692.0447 | 626.9525 | 840 | 626.9525 | 626.9525 | 840 | 626.9525 | 626.9525 | 840 | 626.9525 | 970.068 | 342.9377 | 626.9525 | 840 | 626.9525 | 5752 | 626.9525 | 840 | 970.068 | 342.9377 | 8274 | 6218 | 7029 | 4592 | 6511 | 5117 | 7389 | 8336 | 707.4062 | 848.4278 | 974.1497 | 296.461
| 5753 | 707.9437 | 642.9567 | 846.6698 | 642.9567 | 642.9567 | 846.6698 | 642.9567 | 642.9567 | 846.6698 | 642.9567 | 976.8707 | 404.0088 | 642.9567 | 846.6698 | 642.9567 | 5753 | 642.9567 | 846.6698 | 976.8708 | 404.0088 | 7997 | 5850 | 4992 | 3409 | 5818 | 1918 | 7379 | 8544 | 707.4062 | 848.3865 | 974.1497 | 296.2731
| 5754 | 729.5081 | 676.8395 | 827.9152 | 676.8395 | 676.8395 | 827.9152 | 676.8395 | 676.8395 | 827.9152 | 676.8395 | 976.8707 | 509.8653 | 676.8395 | 827.9152 | 676.8395 | 5754 | 676.8395 | 827.9152 | 976.8708 | 509.8653 | 7068 | 6679 | 4991 | 1766 | 2071 | 6501 | 7347 | 5359 | 707.4062 | 848.3509 | 974.1497 | 296.2731
| 5755 | 805.2753 | 805.9788 | 862.8648 | 805.9788 | 805.9788 | 862.8648 | 805.9788 | 805.9788 | 862.8648 | 805.9788 | 956.4626 | 418.1021 | 805.9788 | 862.8648 | 805.9788 | 5755 | 805.9788 | 862.8648 | 956.4626 | 418.1021 | 2031 | 4786 | 8432 | 3183 | 6974 | 7489 | 7327 | 4997 | 707.3581 | 848.3397 | 974.1497 | 296.2731
| 5756 | 805.7645 | 818.7629 | 865.4897 | 818.7629 | 818.7629 | 865.4897 | 818.7629 | 818.7629 | 865.4897 | 818.7629 | 971.4286 | 297.2127 | 818.7629 | 865.4897 | 818.7629 | 5756 | 818.7629 | 865.4897 | 971.4286 | 297.2127 | 1669 | 4598 | 6648 | 5723 | 6971 | 433 | 7276 | 1857 | 707.3581 | 848.3397 | 974.1497 | 296.2731
| 5757 | 807.372 | 803.2393 | 851.9727 | 803.2393 | 803.2393 | 851.9727 | 803.2393 | 803.2393 | 851.9727 | 803.2393 | 975.5102 | 493.8929 | 803.2393 | 851.9727 | 803.2393 | 5757 | 803.2393 | 851.9727 | 975.5102 | 493.8929 | 2117 | 5496 | 5411 | 1963 | 4257 | 6275 | 7262 | 1855 | 707.3581 | 848.3119 | 974.1497 | 296.2731
| 5758 | 797.7117 | 751.9585 | 856.5933 | 751.9585 | 751.9585 | 856.5933 | 751.9585 | 751.9585 | 856.5933 | 751.9585 | 983.6735 | 742.2487 | 751.9585 | 856.5933 | 751.9585 | 5758 | 751.9585 | 856.5933 | 983.6735 | 742.2487 | 3941 | 5215 | 2633 | 162 | 8151 | 5592 | 7246 | 461 | 707.31 | 848.2756 | 974.1497 | 296.2731
| 5759 | 745.0074 | 692.5073 | 855.6251 | 692.5073 | 692.5073 | 855.6251 | 692.5073 | 692.5073 | 855.6251 | 692.5073 | 983.6735 | 483.871 | 692.5073 | 855.6251 | 692.5073 | 5759 | 692.5073 | 855.6251 | 983.6735 | 483.871 | 6402 | 5271 | 2632 | 2102 | 4276 | 1915 | 7235 | 3080 | 707.31 | 848.2492 | 974.1497 | 296.1165
| 5760 | 729.1399 | 666.891 | 850.8569 | 666.891 | 666.891 | 850.8569 | 666.891 | 666.891 | 850.8569 | 666.891 | 975.5102 | 493.8929 | 666.891 | 850.8569 | 666.891 | 5760 | 666.891 | 850.857 | 975.5102 | 493.8929 | 7381 | 5573 | 5410 | 1962 | 2701 | 5899 | 7221 | 8650 | 707.31 | 848.245 | 974.1497 | 295.9599
| 5761 | 742.6067 | 652.0882 | 850.9737 | 652.0882 | 652.0882 | 850.9737 | 652.0882 | 652.0882 | 850.9737 | 652.0882 | 970.068 | 805.8252 | 652.0882 | 850.9737 | 652.0882 | 5761 | 652.0882 | 850.9737 | 970.068 | 805.8252 | 7795 | 5563 | 7028 | 49 | 615 | 5737 | 7211 | 7672 | 707.31 | 848.2437 | 974.1497 | 295.9599
| 5762 | 713.4062 | 633.3926 | 841.4919 | 633.3926 | 633.3926 | 841.4919 | 633.3926 | 633.3926 | 841.4919 | 633.3926 | 971.4286 | 583.1506 | 633.3926 | 841.4919 | 633.3926 | 5762 | 633.3926 | 841.4919 | 971.4286 | 583.1506 | 8172 | 6143 | 6647 | 980 | 4589 | 871 | 7179 | 6668 | 707.262 | 848.2263 | 974.1497 | 295.9599
| 5763 | 705.381 | 611.0444 | 842.365 | 611.0444 | 611.0444 | 842.365 | 611.0444 | 611.0444 | 842.365 | 611.0444 | 967.3469 | 650.1723 | 611.0444 | 842.365 | 611.0444 | 5763 | 611.0444 | 842.365 | 967.3469 | 650.1723 | 8515 | 6096 | 7564 | 488 | 4255 | 7412 | 7159 | 5400 | 707.262 | 848.2258 | 974.1497 | 295.9599
| 5764 | 695.2189 | 619.5992 | 844.2823 | 619.5992 | 619.5992 | 844.2823 | 619.5992 | 619.5992 | 844.2823 | 619.5992 | 974.1497 | 424.9922 | 619.5992 | 844.2823 | 619.5992 | 5764 | 619.5992 | 844.2823 | 974.1497 | 424.9922 | 8416 | 5981 | 5828 | 3080 | 3940 | 356 | 7108 | 5061 | 707.262 | 848.2258 | 974.1497 | 295.9599
| 5765 | 694.1345 | 620.7526 | 865.0088 | 620.7526 | 620.7526 | 865.0088 | 620.7526 | 620.7526 | 865.0088 | 620.7526 | 975.5102 | 316.3169 | 620.7526 | 865.0088 | 620.7526 | 5765 | 620.7526 | 865.0088 | 975.5102 | 316.3169 | 8401 | 4634 | 5409 | 5135 | 1576 | 924 | 7094 | 3847 | 707.262 | 848.2234 | 974.1497 | 295.9599
| 5766 | 702.7256 | 623.9246 | 849.7368 | 623.9246 | 623.9246 | 849.7368 | 623.9246 | 623.9246 | 849.7368 | 623.9246 | 983.6735 | 464.1403 | 623.9246 | 849.7368 | 623.9246 | 5766 | 623.9246 | 849.7368 | 983.6735 | 464.1403 | 8343 | 5653 | 2631 | 2408 | 6149 | 225 | 7078 | 1662 | 707.2139 | 848.223 | 974.1497 | 295.9599
| 5767 | 711.8205 | 655.6928 | 831.2916 | 655.6928 | 655.6928 | 831.2916 | 655.6928 | 655.6928 | 831.2916 | 655.6928 | 982.3129 | 412.4648 | 655.6928 | 831.2916 | 655.6928 | 5767 | 655.6928 | 831.2916 | 982.3129 | 412.4648 | 7704 | 6580 | 3258 | 3273 | 5193 | 5642 | 7067 | 806 | 707.2139 | 848.2131 | 974.1497 | 295.9599
| 5768 | 693.7971 | 629.7881 | 836.6206 | 629.7881 | 629.7881 | 836.6206 | 629.7881 | 629.7881 | 836.6206 | 629.7881 | 978.2313 | 350.1409 | 629.7881 | 836.6206 | 629.7881 | 5768 | 629.7881 | 836.6206 | 978.2313 | 350.1409 | 8230 | 6368 | 4436 | 4453 | 4439 | 4882 | 7053 | 2685 | 707.1659 | 848.1292 | 974.1497 | 295.8033
| 5769 | 748.1219 | 672.5621 | 836.6814 | 672.5621 | 672.5621 | 836.6814 | 672.5621 | 672.5621 | 836.6814 | 672.5621 | 982.3129 | 764.1716 | 672.5621 | 836.6814 | 672.5621 | 5769 | 672.5621 | 836.6814 | 982.3129 | 764.1716 | 7220 | 6363 | 3257 | 111 | 3752 | 8200 | 7043 | 8728 | 707.1659 | 848.0783 | 974.1497 | 295.6467
| 5770 | 765.2919 | 700.1009 | 850.6219 | 700.1009 | 700.1009 | 850.6219 | 700.1009 | 700.1009 | 850.6219 | 700.1009 | 986.3946 | 724.3971 | 700.1009 | 850.6219 | 700.1009 | 5770 | 700.1009 | 850.6219 | 986.3946 | 724.3971 | 6082 | 5581 | 1845 | 201 | 6194 | 664 | 7011 | 8504 | 707.1178 | 848.0783 | 974.1497 | 295.6467
| 5771 | 760.4614 | 693.7088 | 856.6803 | 693.7088 | 693.7088 | 856.6803 | 693.7088 | 693.7088 | 856.6803 | 693.7088 | 982.3129 | 687.7545 | 693.7088 | 856.6803 | 693.7088 | 5771 | 693.7089 | 856.6803 | 982.3129 | 687.7545 | 6352 | 5209 | 3256 | 328 | 4044 | 3804 | 6991 | 7844 | 707.1178 | 848.0528 | 974.1497 | 295.6467
| 5772 | 728.5696 | 672.0335 | 865.965 | 672.0335 | 672.0335 | 865.965 | 672.0335 | 672.0335 | 865.965 | 672.0335 | 978.2313 | 381.616 | 672.0335 | 865.965 | 672.0335 | 5772 | 672.0335 | 865.965 | 978.2313 | 381.616 | 7238 | 4556 | 4435 | 3812 | 1739 | 7458 | 6940 | 6870 | 707.1178 | 848.03 | 974.1497 | 295.6467
| 5773 | 756.2447 | 685.5385 | 858.6027 | 685.5385 | 685.5385 | 858.6027 | 685.5385 | 685.5385 | 858.6027 | 685.5385 | 980.9524 | 687.7545 | 685.5385 | 858.6027 | 685.5385 | 5773 | 685.5385 | 858.6028 | 980.9524 | 687.7545 | 6705 | 5087 | 3741 | 327 | 1931 | 402 | 6926 | 4924 | 707.0697 | 848.03 | 974.1497 | 295.6467
| 5774 | 740.8986 | 695.1987 | 836.3068 | 695.1987 | 695.1987 | 836.3068 | 695.1987 | 695.1987 | 836.3068 | 695.1987 | 980.9524 | 484.8105 | 695.1987 | 836.3068 | 695.1987 | 5774 | 695.1987 | 836.3068 | 980.9524 | 484.8105 | 6273 | 6377 | 3740 | 2086 | 2549 | 5381 | 6910 | 1302 | 707.0217 | 848.0234 | 974.1497 | 295.6467
| 5775 | 709.9287 | 683.6161 | 721.565 | 683.6161 | 683.6161 | 721.565 | 683.6161 | 683.6161 | 721.565 | 683.6161 | 972.7891 | 611.0241 | 683.6161 | 721.565 | 683.6161 | 5775 | 683.6161 | 721.565 | 972.7891 | 611.0241 | 6800 | 7777 | 6247 | 740 | 6183 | 5394 | 6899 | 8309 | 706.9736 | 847.9602 | 974.1497 | 295.6369
| 5776 | 705.6664 | 699.9087 | 708.4974 | 699.9087 | 699.9087 | 708.4974 | 699.9087 | 699.9087 | 708.4974 | 699.9087 | 975.5102 | 470.5606 | 699.9087 | 708.4974 | 699.9087 | 5776 | 699.9087 | 708.4974 | 975.5102 | 470.5606 | 6086 | 7942 | 5408 | 2295 | 4537 | 977 | 6885 | 8361 | 706.9736 | 847.9593 | 974.1497 | 295.3336
| 5777 | 759.5271 | 723.4104 | 859.8276 | 723.4104 | 723.4104 | 859.8276 | 723.4104 | 723.4104 | 859.8276 | 723.4104 | 983.6735 | 423.1131 | 723.4104 | 859.8276 | 723.4104 | 5777 | 723.4104 | 859.8276 | 983.6735 | 423.1131 | 5080 | 4997 | 2630 | 3110 | 4322 | 2229 | 6875 | 7451 | 706.9736 | 847.9474 | 974.1497 | 295.3335
| 5778 | 760.6057 | 742.2502 | 839.8698 | 742.2502 | 742.2502 | 839.8698 | 742.2502 | 742.2502 | 839.8698 | 742.2502 | 967.3469 | 383.6517 | 742.2502 | 839.8698 | 742.2502 | 5778 | 742.2502 | 839.8698 | 967.3469 | 383.6517 | 4312 | 6226 | 7563 | 3781 | 1743 | 5837 | 6843 | 7226 | 706.9736 | 847.9074 | 974.1497 | 295.3335
| 5779 | 843.4913 | 865.9586 | 845.484 | 865.9586 | 865.9586 | 845.484 | 865.9586 | 865.9586 | 845.484 | 865.9586 | 980.9524 | 518.3213 | 865.9586 | 845.484 | 865.9586 | 5779 | 865.9586 | 845.484 | 980.9524 | 518.3213 | 856 | 5930 | 3739 | 1662 | 1544 | 6212 | 6823 | 5816 | 706.9736 | 847.9029 | 974.1497 | 295.3335
| 5780 | 854.9559 | 888.1146 | 858.7285 | 888.1146 | 888.1146 | 858.7285 | 888.1146 | 888.1146 | 858.7285 | 888.1146 | 986.3946 | 443.1569 | 888.1146 | 858.7285 | 888.1146 | 5780 | 888.1146 | 858.7285 | 986.3946 | 443.1569 | 596 | 5079 | 1844 | 2781 | 5123 | 2651 | 6772 | 5624 | 706.9256 | 847.9026 | 974.1497 | 295.3335
| 5781 | 837.4492 | 869.8996 | 839.9949 | 869.8996 | 869.8996 | 839.9949 | 869.8996 | 869.8996 | 839.9949 | 869.8996 | 982.3129 | 422.7999 | 869.8996 | 839.9949 | 869.8996 | 5781 | 869.8996 | 839.9949 | 982.3129 | 422.7999 | 812 | 6219 | 3255 | 3114 | 6037 | 7036 | 6758 | 4328 | 706.8775 | 847.8883 | 974.1497 | 295.3335
| 5782 | 843.4231 | 852.021 | 852.3257 | 852.021 | 852.021 | 852.3257 | 852.021 | 852.021 | 852.3257 | 852.021 | 971.4286 | 611.0241 | 852.021 | 852.3257 | 852.021 | 5782 | 852.021 | 852.3258 | 971.4286 | 611.0241 | 1016 | 5466 | 6646 | 739 | 6304 | 6590 | 6742 | 1952 | 706.8294 | 847.8883 | 974.1497 | 295.3335
| 5783 | 786.521 | 753.929 | 844.5417 | 753.929 | 753.929 | 844.5417 | 753.929 | 753.929 | 844.5417 | 753.929 | 985.034 | 616.6614 | 753.929 | 844.5417 | 753.929 | 5783 | 753.929 | 844.5417 | 985.034 | 616.6615 | 3860 | 5975 | 2192 | 705 | 4142 | 53 | 6731 | 1754 | 706.8294 | 847.8739 | 974.1497 | 295.3335
| 5784 | 751.312 | 721.1515 | 841.5402 | 721.1515 | 721.1515 | 841.5402 | 721.1515 | 721.1515 | 841.5402 | 721.1515 | 987.7551 | 395.2396 | 721.1515 | 841.5402 | 721.1515 | 5784 | 721.1515 | 841.5402 | 987.7551 | 395.2396 | 5189 | 6137 | 1481 | 3572 | 2311 | 58 | 6717 | 1688 | 706.7814 | 847.8477 | 974.1497 | 295.3335
| 5785 | 743.3413 | 723.122 | 838.2799 | 723.122 | 723.122 | 838.2799 | 723.122 | 723.122 | 838.2799 | 723.122 | 987.7551 | 280.927 | 723.122 | 838.2799 | 723.122 | 5785 | 723.122 | 838.2799 | 987.7551 | 280.927 | 5089 | 6297 | 1480 | 6338 | 738 | 6256 | 6707 | 1628 | 706.7814 | 847.8275 | 974.1497 | 295.3335
| 5786 | 734.082 | 683.6642 | 837.6486 | 683.6642 | 683.6642 | 837.6486 | 683.6642 | 683.6642 | 837.6486 | 683.6642 | 995.9184 | 461.3216 | 683.6642 | 837.6486 | 683.6642 | 5786 | 683.6642 | 837.6486 | 995.9184 | 461.3216 | 6795 | 6330 | 280 | 2460 | 5642 | 5932 | 6675 | 1546 | 706.7333 | 847.7972 | 974.1497 | 295.3335
| 5787 | 745.1012 | 682.0781 | 839.249 | 682.0781 | 682.0781 | 839.249 | 682.0781 | 682.0781 | 839.249 | 682.0781 | 994.5578 | 623.2383 | 682.0781 | 839.249 | 682.0781 | 5787 | 682.0782 | 839.249 | 994.5578 | 623.2383 | 6862 | 6247 | 470 | 670 | 7904 | 6503 | 6655 | 395 | 706.6853 | 847.7767 | 974.1497 | 295.3335
| 5788 | 746.7378 | 690.0562 | 838.0788 | 690.0562 | 690.0562 | 838.0788 | 690.0562 | 690.0562 | 838.0788 | 690.0562 | 991.8367 | 589.7275 | 690.0562 | 838.0788 | 690.0562 | 5788 | 690.0562 | 838.0788 | 991.8367 | 589.7275 | 6497 | 6310 | 818 | 929 | 7408 | 4788 | 6604 | 8039 | 706.6853 | 847.7765 | 974.1497 | 295.0204
| 5789 | 752.4876 | 693.2282 | 845.0474 | 693.2282 | 693.2282 | 845.0474 | 693.2282 | 693.2282 | 845.0474 | 693.2282 | 991.8367 | 616.9746 | 693.2282 | 845.0474 | 693.2282 | 5789 | 693.2282 | 845.0474 | 991.8367 | 616.9746 | 6365 | 5948 | 817 | 702 | 3488 | 8138 | 6590 | 7520 | 706.6853 | 847.7755 | 974.1497 | 295.0204
| 5790 | 745.9574 | 704.2822 | 841.1819 | 704.2822 | 704.2822 | 841.1819 | 704.2822 | 704.2822 | 841.1819 | 704.2822 | 982.3129 | 462.1046 | 704.2822 | 841.1819 | 704.2822 | 5790 | 704.2822 | 841.1819 | 982.3129 | 462.1046 | 5907 | 6162 | 3254 | 2443 | 352 | 602 | 6574 | 7495 | 706.6853 | 847.7755 | 974.1497 | 295.0204
| 5791 | 737.8568 | 688.9028 | 844.3647 | 688.9028 | 688.9028 | 844.3647 | 688.9028 | 688.9028 | 844.3647 | 688.9028 | 972.7891 | 468.5249 | 688.9028 | 844.3647 | 688.9028 | 5791 | 688.9028 | 844.3647 | 972.7891 | 468.5249 | 6553 | 5980 | 6246 | 2328 | 6627 | 1163 | 6563 | 6869 | 706.6372 | 847.7356 | 974.1497 | 295.0204
| 5792 | 725.0513 | 687.2206 | 846.3295 | 687.2206 | 687.2206 | 846.3295 | 687.2206 | 687.2206 | 846.3295 | 687.2206 | 986.3946 | 281.2402 | 687.2206 | 846.3295 | 687.2206 | 5792 | 687.2207 | 846.3295 | 986.3946 | 281.2402 | 6634 | 5874 | 1843 | 6323 | 6218 | 6651 | 6549 | 4892 | 706.6372 | 847.6862 | 974.1497 | 295.0204
| 5793 | 735.3976 | 698.9955 | 856.9471 | 698.9955 | 698.9955 | 856.9471 | 698.9955 | 698.9955 | 856.9471 | 698.9955 | 959.1837 | 316.6301 | 698.9955 | 856.9471 | 698.9955 | 5793 | 698.9955 | 856.9472 | 959.1837 | 316.6301 | 6129 | 5195 | 8310 | 5127 | 5715 | 8454 | 6539 | 4345 | 706.6372 | 847.6814 | 974.1497 | 295.0204
| 5794 | 758.2685 | 729.0335 | 835.6983 | 729.0335 | 729.0335 | 835.6983 | 729.0335 | 729.0335 | 835.6983 | 729.0335 | 976.8707 | 463.8271 | 729.0335 | 835.6983 | 729.0335 | 5794 | 729.0335 | 835.6983 | 976.8708 | 463.8271 | 4851 | 6395 | 4990 | 2417 | 5528 | 993 | 6507 | 1636 | 706.6372 | 847.6676 | 974.1497 | 295.0204
| 5795 | 757.2818 | 713.5579 | 828.9753 | 713.5579 | 713.5579 | 828.9753 | 713.5579 | 713.5579 | 828.9753 | 713.5579 | 985.034 | 592.5462 | 713.5579 | 828.9753 | 713.5579 | 5795 | 713.5579 | 828.9753 | 985.034 | 592.5462 | 5481 | 6651 | 2191 | 906 | 2390 | 763 | 6487 | 503 | 706.6372 | 847.6676 | 974.1497 | 295.0204
| 5796 | 733.5024 | 699.5723 | 821.6336 | 699.5723 | 699.5723 | 821.6336 | 699.5723 | 699.5723 | 821.6336 | 699.5723 | 989.1156 | 396.8055 | 699.5723 | 821.6336 | 699.5723 | 5796 | 699.5723 | 821.6336 | 989.1157 | 396.8055 | 6103 | 6826 | 1184 | 3548 | 1065 | 4860 | 6436 | 439 | 706.6372 | 847.6573 | 974.1497 | 295.0204
| 5797 | 734.8748 | 681.3092 | 867.6366 | 681.3092 | 681.3092 | 867.6366 | 681.3092 | 681.3092 | 867.6366 | 681.3092 | 986.3946 | 380.8331 | 681.3092 | 867.6366 | 681.3092 | 5797 | 681.3092 | 867.6366 | 986.3946 | 380.8331 | 6893 | 4427 | 1842 | 3827 | 6759 | 5521 | 6422 | 8475 | 706.6132 | 847.6469 | 974.1497 | 294.9812
| 5798 | 727.0284 | 647.0899 | 860.671 | 647.0899 | 647.0899 | 860.671 | 647.0899 | 647.0899 | 860.671 | 647.0899 | 983.6735 | 575.321 | 647.0899 | 860.671 | 647.0899 | 5798 | 647.0899 | 860.671 | 983.6735 | 575.321 | 7907 | 4938 | 2629 | 1045 | 5496 | 796 | 6406 | 8732 | 706.5891 | 847.6234 | 974.1497 | 294.7072
| 5799 | 726.8464 | 666.2181 | 861.0013 | 666.2181 | 666.2181 | 861.0013 | 666.2181 | 666.2181 | 861.0013 | 666.2181 | 987.7551 | 414.3439 | 666.2181 | 861.0013 | 666.2181 | 5799 | 666.2181 | 861.0013 | 987.7551 | 414.3439 | 7399 | 4915 | 1479 | 3243 | 6200 | 4129 | 6395 | 8701 | 706.5411 | 847.5892 | 974.1497 | 294.7072
| 5800 | 745.6574 | 676.2628 | 860.7907 | 676.2628 | 676.2628 | 860.7907 | 676.2628 | 676.2628 | 860.7907 | 676.2628 | 987.7551 | 598.1835 | 676.2628 | 860.7907 | 676.2628 | 5800 | 676.2628 | 860.7907 | 987.7551 | 598.1835 | 7088 | 4932 | 1478 | 848 | 5965 | 3669 | 6381 | 7799 | 706.493 | 847.5892 | 974.1497 | 294.7072
| 5801 | 759.1099 | 669.9668 | 874.4986 | 669.9668 | 669.9668 | 874.4986 | 669.9668 | 669.9668 | 874.4986 | 669.9668 | 1000 | 769.809 | 669.9668 | 874.4986 | 669.9668 | 5801 | 669.9668 | 874.4986 | 1000 | 769.809 | 7305 | 4003 | 18 | 92 | 4704 | 6027 | 6371 | 7397 | 706.493 | 847.5889 | 974.1497 | 294.7072
| 5802 | 744.5174 | 696.5444 | 835.4766 | 696.5444 | 696.5444 | 835.4766 | 696.5444 | 696.5444 | 835.4766 | 696.5444 | 980.9524 | 528.0301 | 696.5444 | 835.4766 | 696.5444 | 5802 | 696.5444 | 835.4766 | 980.9524 | 528.0301 | 6215 | 6406 | 3738 | 1544 | 8218 | 5439 | 6339 | 6722 | 706.445 | 847.5583 | 974.1497 | 294.7072
| 5803 | 828.9228 | 810.929 | 841.6981 | 810.929 | 810.929 | 841.6981 | 810.929 | 810.929 | 841.6981 | 810.929 | 995.9184 | 754.7761 | 810.929 | 841.6981 | 810.929 | 5803 | 810.929 | 841.6981 | 995.9184 | 754.7761 | 1874 | 6130 | 279 | 134 | 3607 | 8184 | 6319 | 6548 | 706.445 | 847.5532 | 974.1497 | 294.7072
| 5804 | 807.6047 | 838.8523 | 828.798 | 838.8523 | 838.8523 | 828.798 | 838.8523 | 838.8523 | 828.798 | 838.8523 | 978.2313 | 302.2236 | 838.8523 | 828.798 | 838.8523 | 5804 | 838.8523 | 828.798 | 978.2313 | 302.2236 | 1245 | 6654 | 4434 | 5565 | 682 | 648 | 6268 | 4910 | 706.4449 | 847.5532 | 974.1497 | 294.7072
| 5805 | 815.1007 | 819.6761 | 844.0768 | 819.6761 | 819.6761 | 844.0768 | 819.6761 | 819.6761 | 844.0768 | 819.6761 | 993.1973 | 484.4973 | 819.6761 | 844.0768 | 819.6761 | 5805 | 819.6761 | 844.0768 | 993.1973 | 484.4973 | 1641 | 5993 | 625 | 2091 | 8122 | 6190 | 6254 | 3116 | 706.3488 | 847.4759 | 974.1497 | 294.7072
| 5806 | 779.6193 | 772.8649 | 856.7849 | 772.8649 | 772.8649 | 856.7849 | 772.8649 | 772.8649 | 856.7849 | 772.8649 | 994.5578 | 310.0532 | 772.8649 | 856.7849 | 772.8649 | 5806 | 772.8649 | 856.7849 | 994.5578 | 310.0532 | 3143 | 5202 | 469 | 5299 | 5368 | 5419 | 6238 | 2304 | 706.3488 | 847.4318 | 974.1497 | 294.7072
| 5807 | 760.1971 | 704.5225 | 852.09 | 704.5225 | 704.5225 | 852.09 | 704.5225 | 704.5225 | 852.09 | 704.5225 | 972.7891 | 625.4306 | 704.5225 | 852.09 | 704.5225 | 5807 | 704.5225 | 852.09 | 972.7891 | 625.4306 | 5894 | 5482 | 6245 | 652 | 4117 | 6234 | 6227 | 2013 | 706.3488 | 847.394 | 974.1497 | 294.7072
| 5808 | 740.8699 | 674.821 | 848.4544 | 674.821 | 674.821 | 848.4544 | 674.821 | 674.821 | 848.4544 | 674.821 | 993.1973 | 586.5957 | 674.821 | 848.4544 | 674.821 | 5808 | 674.821 | 848.4544 | 993.1973 | 586.5957 | 7148 | 5750 | 624 | 954 | 586 | 5749 | 6213 | 1851 | 706.3488 | 847.3696 | 974.1497 | 294.7072
| 5809 | 600.7102 | 656.7501 | 408.028 | 656.7501 | 656.7501 | 408.028 | 656.7501 | 656.7501 | 408.028 | 656.7501 | 990.4762 | 533.3542 | 656.7501 | 408.028 | 656.7501 | 5809 | 656.7501 | 408.028 | 990.4762 | 533.3542 | 7668 | 8726 | 1025 | 1488 | 6002 | 5934 | 6203 | 341 | 706.3008 | 847.3558 | 974.1497 | 294.7072
| 5810 | 592.478 | 646.6574 | 398.0646 | 646.6574 | 646.6574 | 398.0646 | 646.6574 | 646.6574 | 398.0646 | 646.6574 | 998.6395 | 530.5355 | 646.6574 | 398.0646 | 646.6574 | 5810 | 646.6574 | 398.0646 | 998.6395 | 530.5356 | 7917 | 8735 | 88 | 1514 | 5939 | 6448 | 6171 | 8217 | 706.3008 | 847.3525 | 974.1497 | 294.394
| 5811 | 578.1212 | 628.8268 | 401.4606 | 628.8268 | 628.8268 | 401.4606 | 628.8268 | 628.8268 | 401.4606 | 628.8268 | 995.9184 | 461.3216 | 628.8268 | 401.4606 | 628.8268 | 5811 | 628.8268 | 401.4606 | 995.9184 | 461.3216 | 8244 | 8733 | 278 | 2459 | 5488 | 6604 | 6151 | 7532 | 706.3008 | 847.3411 | 974.1497 | 294.394
| 5812 | 724.1431 | 631.1338 | 853.8528 | 631.1338 | 631.1338 | 853.8528 | 631.1338 | 631.1338 | 853.8528 | 631.1338 | 986.3946 | 687.1281 | 631.1338 | 853.8528 | 631.1338 | 5812 | 631.1338 | 853.8528 | 986.3946 | 687.1281 | 8209 | 5385 | 1841 | 329 | 8287 | 961 | 6100 | 4289 | 706.2527 | 847.333 | 974.1497 | 294.394
| 5813 | 708.3171 | 638.8715 | 847.2918 | 638.8715 | 638.8715 | 847.2918 | 638.8715 | 638.8715 | 847.2918 | 638.8715 | 989.1156 | 427.1845 | 638.8715 | 847.2918 | 638.8715 | 5813 | 638.8715 | 847.2919 | 989.1157 | 427.1845 | 8068 | 5816 | 1183 | 3047 | 3036 | 8145 | 6086 | 2616 | 706.2527 | 847.318 | 974.1497 | 294.394
| 5814 | 724.4403 | 642.0916 | 887.3611 | 642.0916 | 642.0916 | 887.3611 | 642.0916 | 642.0916 | 887.3611 | 642.0916 | 995.9184 | 460.0689 | 642.0916 | 887.3611 | 642.0916 | 5814 | 642.0916 | 887.3611 | 995.9184 | 460.0689 | 8006 | 3037 | 277 | 2482 | 1861 | 609 | 6070 | 2390 | 706.2527 | 847.318 | 974.1497 | 294.394
| 5815 | 721.9697 | 650.9348 | 893.0905 | 650.9348 | 650.9348 | 893.0905 | 650.9348 | 650.9348 | 893.0905 | 650.9348 | 974.1497 | 353.586 | 650.9348 | 893.0905 | 650.9348 | 5815 | 650.9348 | 893.0905 | 974.1497 | 353.586 | 7822 | 2626 | 5827 | 4388 | 5841 | 5981 | 6059 | 2357 | 706.2046 | 847.2955 | 974.1497 | 294.394
| 5816 | 717.8741 | 664.536 | 863.0552 | 664.536 | 664.536 | 863.0552 | 664.536 | 664.536 | 863.0552 | 664.536 | 986.3946 | 295.3335 | 664.536 | 863.0552 | 664.536 | 5816 | 664.536 | 863.0552 | 986.3946 | 295.3335 | 7452 | 4767 | 1840 | 5779 | 3451 | 5813 | 6045 | 2157 | 706.2046 | 847.2919 | 974.1497 | 294.394
| 5817 | 737.8853 | 672.2738 | 874.1672 | 672.2738 | 672.2738 | 874.1672 | 672.2738 | 672.2738 | 874.1672 | 672.2738 | 982.3129 | 473.2227 | 672.2738 | 874.1672 | 672.2738 | 5817 | 672.2738 | 874.1672 | 982.3129 | 473.2227 | 7231 | 4018 | 3253 | 2250 | 3760 | 5151 | 6035 | 1749 | 706.1566 | 847.2919 | 974.1497 | 294.394
| 5818 | 749.5616 | 707.4062 | 880.7316 | 707.4062 | 707.4062 | 880.7316 | 707.4062 | 707.4062 | 880.7316 | 707.4062 | 985.034 | 326.6521 | 707.4062 | 880.7316 | 707.4062 | 5818 | 707.4062 | 880.7316 | 985.034 | 326.6521 | 5753 | 3556 | 2190 | 4915 | 6409 | 1414 | 6003 | 1319 | 706.1085 | 847.2729 | 974.1497 | 294.394
| 5819 | 763.543 | 709.8092 | 856.5035 | 709.8092 | 709.8092 | 856.5035 | 709.8092 | 709.8092 | 856.5035 | 709.8092 | 971.4286 | 613.6862 | 709.8092 | 856.5035 | 709.8092 | 5819 | 709.8092 | 856.5035 | 971.4286 | 613.6862 | 5652 | 5220 | 6645 | 722 | 6373 | 5414 | 5983 | 681 | 706.1085 | 847.2699 | 974.1497 | 294.394
| 5820 | 744.8187 | 687.0765 | 854.6602 | 687.0765 | 687.0765 | 854.6602 | 687.0765 | 687.0765 | 854.6602 | 687.0765 | 956.4626 | 555.7469 | 687.0765 | 854.6602 | 687.0765 | 5820 | 687.0765 | 854.6603 | 956.4626 | 555.747 | 6645 | 5332 | 8431 | 1237 | 5113 | 983 | 5932 | 158 | 706.1085 | 847.2345 | 974.1497 | 294.394
| 5821 | 739.4747 | 688.9989 | 851.942 | 688.9989 | 688.9989 | 851.942 | 688.9989 | 688.9989 | 851.942 | 688.9989 | 963.2653 | 469.621 | 688.9989 | 851.942 | 688.9989 | 5821 | 688.9989 | 851.942 | 963.2653 | 469.6211 | 6548 | 5498 | 8083 | 2316 | 4177 | 5918 | 5918 | 8062 | 706.1085 | 847.2279 | 974.1497 | 294.0808
| 5822 | 765.8612 | 695.7274 | 852.4947 | 695.7274 | 695.7274 | 852.4947 | 695.7274 | 695.7274 | 852.4947 | 695.7274 | 975.5102 | 770.7485 | 695.7274 | 852.4947 | 695.7274 | 5822 | 695.7274 | 852.4947 | 975.5102 | 770.7485 | 6251 | 5456 | 5407 | 88 | 1575 | 6063 | 5902 | 7277 | 706.1085 | 847.222 | 974.1497 | 294.0808
| 5823 | 765.9395 | 721.0074 | 843.4311 | 721.0074 | 721.0074 | 843.4311 | 721.0074 | 721.0074 | 843.4311 | 721.0074 | 997.2789 | 584.0902 | 721.0074 | 843.4311 | 721.0074 | 5823 | 721.0074 | 843.4312 | 997.2789 | 584.0902 | 5195 | 6035 | 174 | 972 | 7407 | 6004 | 5891 | 6053 | 706.0605 | 847.2173 | 974.1497 | 294.0808
| 5824 | 776.6949 | 726.4382 | 867.5198 | 726.4382 | 726.4382 | 867.5198 | 726.4382 | 726.4382 | 867.5198 | 726.4382 | 985.034 | 607.1093 | 726.4382 | 867.5198 | 726.4382 | 5824 | 726.4382 | 867.5198 | 985.034 | 607.1093 | 4948 | 4439 | 2189 | 773 | 6679 | 5638 | 5877 | 4354 | 706.0605 | 847.2165 | 974.1497 | 294.0808
| 5825 | 784.1155 | 734.8008 | 866.2015 | 734.8008 | 734.8008 | 866.2015 | 734.8008 | 734.8008 | 866.2015 | 734.8008 | 998.6395 | 635.7657 | 734.8008 | 866.2015 | 734.8008 | 5825 | 734.8008 | 866.2015 | 998.6395 | 635.7657 | 4612 | 4533 | 87 | 586 | 3299 | 7491 | 5867 | 2374 | 706.0605 | 847.1692 | 974.1497 | 294.0808
| 5826 | 759.2603 | 728.1203 | 853.1986 | 728.1203 | 728.1203 | 853.1986 | 728.1203 | 728.1203 | 853.1986 | 728.1203 | 953.7415 | 438.1459 | 728.1203 | 853.1986 | 728.1203 | 5826 | 728.1203 | 853.1986 | 953.7415 | 438.146 | 4886 | 5422 | 8518 | 2854 | 351 | 435 | 5835 | 1710 | 706.0605 | 847.1692 | 974.1497 | 294.0808
| 5827 | 843.8454 | 849.5218 | 871.2094 | 849.5218 | 849.5218 | 871.2094 | 849.5218 | 849.5218 | 871.2094 | 849.5218 | 975.5102 | 557.3129 | 849.5218 | 871.2094 | 849.5218 | 5827 | 849.5218 | 871.2094 | 975.5102 | 557.3129 | 1057 | 4196 | 5406 | 1222 | 7423 | 5562 | 5815 | 1274 | 706.0124 | 847.152 | 974.1497 | 294.0808
| 5828 | 829.3672 | 851.6845 | 863.9075 | 851.6845 | 851.6845 | 863.9075 | 851.6845 | 851.6845 | 863.9075 | 851.6845 | 972.7891 | 369.2452 | 851.6845 | 863.9075 | 851.6845 | 5828 | 851.6845 | 863.9075 | 972.7891 | 369.2452 | 1023 | 4710 | 6244 | 4086 | 6343 | 5738 | 5764 | 1244 | 706.0124 | 847.1282 | 974.1497 | 294.0808
| 5829 | 855.4888 | 851.5884 | 867.5178 | 851.5884 | 851.5884 | 867.5178 | 851.5884 | 851.5884 | 867.5178 | 851.5884 | 976.8707 | 717.1939 | 851.5884 | 867.5178 | 851.5884 | 5829 | 851.5884 | 867.5178 | 976.8708 | 717.1939 | 1025 | 4440 | 4989 | 225 | 367 | 2412 | 5750 | 1104 | 706.0124 | 847.0836 | 974.1497 | 294.0808
| 5830 | 830.2349 | 809.2949 | 866.7618 | 809.2949 | 809.2949 | 866.7618 | 809.2949 | 809.2949 | 866.7618 | 809.2949 | 989.1156 | 692.7654 | 809.2949 | 866.7618 | 809.2949 | 5830 | 809.295 | 866.7618 | 989.1157 | 692.7654 | 1928 | 4486 | 1182 | 312 | 8117 | 1250 | 5734 | 526 | 705.9643 | 847.0521 | 974.1497 | 294.0808
| 5831 | 767.4908 | 739.0782 | 868.6869 | 739.0782 | 739.0782 | 868.6869 | 739.0782 | 739.0782 | 868.6869 | 739.0782 | 978.2313 | 379.2671 | 739.0782 | 868.6869 | 739.0782 | 5831 | 739.0782 | 868.6869 | 978.2313 | 379.2672 | 4423 | 4359 | 4433 | 3866 | 8048 | 790 | 5723 | 180 | 705.9643 | 847.0521 | 974.1497 | 294.0808
| 5832 | 738.5391 | 695.9196 | 863.8567 | 695.9196 | 695.9196 | 863.8567 | 695.9196 | 695.9196 | 863.8567 | 695.9196 | 970.068 | 346.6959 | 695.9196 | 863.8567 | 695.9196 | 5832 | 695.9196 | 863.8567 | 970.068 | 346.6959 | 6241 | 4711 | 7027 | 4520 | 581 | 6797 | 5709 | 8652 | 705.9643 | 847.0357 | 974.1497 | 293.7676
| 5833 | 725.4911 | 672.6102 | 845.2798 | 672.6102 | 672.6102 | 845.2798 | 672.6102 | 672.6102 | 845.2798 | 672.6102 | 979.5918 | 415.2834 | 672.6102 | 845.2798 | 672.6102 | 5833 | 672.6102 | 845.2798 | 979.5918 | 415.2834 | 7219 | 5936 | 4083 | 3233 | 512 | 6567 | 5699 | 8162 | 705.9643 | 847.0357 | 974.1497 | 293.7676
| 5834 | 718.4839 | 661.0756 | 848.9718 | 661.0756 | 661.0756 | 848.9718 | 661.0756 | 661.0756 | 848.9718 | 661.0756 | 968.7075 | 405.5747 | 661.0756 | 848.9718 | 661.0756 | 5834 | 661.0756 | 848.9718 | 968.7075 | 405.5747 | 7558 | 5726 | 7356 | 3382 | 6636 | 7533 | 5667 | 4367 | 705.9163 | 847.0099 | 974.1497 | 293.7676
| 5835 | 711.6633 | 661.1717 | 851.7338 | 661.1717 | 661.1717 | 851.7338 | 661.1717 | 661.1717 | 851.7338 | 661.1717 | 974.1497 | 292.8281 | 661.1717 | 851.7338 | 661.1717 | 5835 | 661.1717 | 851.7338 | 974.1497 | 292.8281 | 7555 | 5512 | 5826 | 5864 | 902 | 5958 | 5647 | 4088 | 705.9163 | 847.0028 | 974.1497 | 293.7676
| 5836 | 724.3167 | 662.0368 | 859.3139 | 662.0368 | 662.0368 | 859.3139 | 662.0368 | 662.0368 | 859.3139 | 662.0368 | 980.9524 | 425.9317 | 662.0368 | 859.3139 | 662.0368 | 5836 | 662.0368 | 859.3139 | 980.9524 | 425.9317 | 7528 | 5036 | 3737 | 3064 | 6999 | 2581 | 5596 | 1865 | 705.8682 | 846.9925 | 974.1497 | 293.7676
| 5837 | 721.4139 | 669.1979 | 847.9074 | 669.1979 | 669.1979 | 847.9074 | 669.1979 | 669.1979 | 847.9074 | 669.1979 | 980.9524 | 373.6298 | 669.1979 | 847.9074 | 669.1979 | 5837 | 669.1979 | 847.9074 | 980.9524 | 373.6298 | 7330 | 5778 | 3736 | 3992 | 6240 | 2589 | 5582 | 1298 | 705.8682 | 846.9062 | 974.1497 | 293.7676
| 5838 | 724.0909 | 660.0663 | 828.6621 | 660.0663 | 660.0663 | 828.6621 | 660.0663 | 660.0663 | 828.6621 | 660.0663 | 987.7551 | 554.3376 | 660.0663 | 828.6621 | 660.0663 | 5838 | 660.0663 | 828.6622 | 987.7551 | 554.3376 | 7583 | 6661 | 1477 | 1256 | 5521 | 4731 | 5566 | 626 | 705.8202 | 846.9004 | 974.1497 | 293.7676
| 5839 | 705.4698 | 650.4061 | 811.3678 | 650.4061 | 650.4061 | 811.3678 | 650.4061 | 650.4061 | 811.3678 | 650.4061 | 976.8707 | 450.9865 | 650.4061 | 811.3678 | 650.4061 | 5839 | 650.4061 | 811.3678 | 976.8708 | 450.9865 | 7833 | 6983 | 4988 | 2647 | 4708 | 6536 | 5555 | 459 | 705.7721 | 846.8919 | 974.1497 | 293.7676
| 5840 | 721.2328 | 685.3463 | 827.871 | 685.3463 | 685.3463 | 827.871 | 685.3463 | 685.3463 | 827.871 | 685.3463 | 978.2313 | 324.7729 | 685.3463 | 827.871 | 685.3463 | 5840 | 685.3463 | 827.871 | 978.2313 | 324.7729 | 6718 | 6680 | 4432 | 4952 | 1716 | 6533 | 5541 | 3079 | 705.7721 | 846.8844 | 974.1497 | 293.611
| 5841 | 752.464 | 706.2046 | 839.2252 | 706.2046 | 706.2046 | 839.2252 | 706.2046 | 706.2046 | 839.2252 | 706.2046 | 971.4286 | 556.5299 | 706.2046 | 839.2252 | 706.2046 | 5841 | 706.2046 | 839.2252 | 971.4286 | 556.5299 | 5815 | 6249 | 6644 | 1230 | 8696 | 5989 | 5531 | 8181 | 705.724 | 846.8323 | 974.1497 | 293.4544
| 5842 | 720.7899 | 668.5731 | 843.8539 | 668.5731 | 668.5731 | 843.8539 | 668.5731 | 668.5731 | 843.8539 | 668.5731 | 960.5442 | 406.5142 | 668.5731 | 843.8539 | 668.5731 | 5842 | 668.5731 | 843.8539 | 960.5442 | 406.5143 | 7341 | 6006 | 8223 | 3365 | 4297 | 6283 | 5499 | 8179 | 705.724 | 846.8261 | 974.1497 | 293.4544
| 5843 | 713.4459 | 655.5006 | 830.8176 | 655.5006 | 655.5006 | 830.8176 | 655.5006 | 655.5006 | 830.8176 | 655.5006 | 976.8707 | 444.0965 | 655.5006 | 830.8176 | 655.5006 | 5843 | 655.5006 | 830.8176 | 976.8708 | 444.0965 | 7708 | 6595 | 4987 | 2766 | 8166 | 8400 | 5479 | 7750 | 705.6279 | 846.8135 | 974.1497 | 293.4544
| 5844 | 706.7548 | 640.4575 | 825.4592 | 640.4575 | 640.4575 | 825.4592 | 640.4575 | 640.4575 | 825.4592 | 640.4575 | 967.3469 | 501.7225 | 640.4575 | 825.4592 | 640.4575 | 5844 | 640.4575 | 825.4592 | 967.3469 | 501.7225 | 8042 | 6737 | 7562 | 1866 | 630 | 6013 | 5428 | 6905 | 705.6279 | 846.7772 | 974.1497 | 293.4544
| 5845 | 719.1003 | 631.8547 | 832.937 | 631.8547 | 631.8547 | 832.937 | 631.8547 | 631.8547 | 832.937 | 631.8547 | 940.1361 | 740.6827 | 631.8547 | 832.937 | 631.8547 | 5845 | 631.8547 | 832.937 | 940.1361 | 740.6827 | 8196 | 6512 | 8672 | 167 | 994 | 6494 | 5414 | 5912 | 705.5799 | 846.756 | 974.1497 | 293.4544
| 5846 | 717.963 | 651.3193 | 830.5281 | 651.3193 | 651.3193 | 830.5281 | 651.3193 | 651.3193 | 830.5281 | 651.3193 | 946.9388 | 571.876 | 651.3193 | 830.5281 | 651.3193 | 5846 | 651.3193 | 830.5281 | 946.9388 | 571.876 | 7815 | 6607 | 8569 | 1076 | 5118 | 6527 | 5398 | 1685 | 705.5318 | 846.7437 | 974.1497 | 293.4544
| 5847 | 732.5524 | 658.0478 | 836.7951 | 658.0478 | 658.0478 | 836.7951 | 658.0478 | 658.0478 | 836.7951 | 658.0478 | 979.5918 | 664.5788 | 658.0478 | 836.7951 | 658.0478 | 5847 | 658.0478 | 836.7951 | 979.5918 | 664.5788 | 7630 | 6362 | 4082 | 427 | 4328 | 842 | 5387 | 1653 | 705.5318 | 846.7118 | 974.1497 | 293.4544
| 5848 | 727.5426 | 654.7316 | 833.5199 | 654.7316 | 654.7316 | 833.5199 | 654.7316 | 654.7316 | 833.5199 | 654.7316 | 970.068 | 643.5954 | 654.7316 | 833.5199 | 654.7316 | 5848 | 654.7316 | 833.5199 | 970.068 | 643.5954 | 7722 | 6490 | 7026 | 526 | 2983 | 5 | 5373 | 645 | 705.5318 | 846.6957 | 974.1497 | 293.4544
| 5849 | 717.9328 | 664.7763 | 843.4756 | 664.7763 | 664.7763 | 843.4756 | 664.7763 | 664.7763 | 843.4756 | 664.7763 | 972.7891 | 386.1572 | 664.7763 | 843.4756 | 664.7763 | 5849 | 664.7763 | 843.4756 | 972.7891 | 386.1572 | 7447 | 6033 | 6243 | 3738 | 1879 | 5543 | 5363 | 643 | 705.5318 | 846.6906 | 974.1497 | 293.4544
| 5850 | 749.2039 | 721.2477 | 846.6025 | 721.2477 | 721.2477 | 846.6025 | 721.2477 | 721.2477 | 846.6025 | 721.2477 | 986.3946 | 346.0695 | 721.2477 | 846.6025 | 721.2477 | 5850 | 721.2477 | 846.6025 | 986.3946 | 346.0695 | 5180 | 5856 | 1839 | 4526 | 6456 | 5753 | 5331 | 478 | 705.4837 | 846.6698 | 974.1497 | 293.4544
| 5851 | 847.4468 | 849.1373 | 862.1029 | 849.1373 | 849.1373 | 862.1029 | 849.1373 | 849.1373 | 862.1029 | 849.1373 | 970.068 | 652.6777 | 849.1373 | 862.1029 | 849.1373 | 5851 | 849.1373 | 862.1029 | 970.068 | 652.6777 | 1064 | 4843 | 7025 | 477 | 5151 | 3817 | 5311 | 6696 | 705.4837 | 846.6406 | 974.1497 | 293.3605
| 5852 | 830.5907 | 867.7239 | 849.4407 | 867.7239 | 867.7239 | 849.4407 | 867.7239 | 867.7239 | 849.4407 | 867.7239 | 983.6735 | 305.0423 | 867.7239 | 849.4407 | 867.7239 | 5852 | 867.7239 | 849.4407 | 983.6735 | 305.0423 | 834 | 5682 | 2628 | 5473 | 4465 | 6313 | 5260 | 8746 | 705.4837 | 846.6388 | 974.1497 | 293.1413
| 5853 | 862.8444 | 877.2528 | 860.1983 | 877.2528 | 877.2528 | 860.1983 | 877.2528 | 877.2528 | 860.1983 | 877.2528 | 983.6735 | 637.3317 | 877.2528 | 860.1983 | 877.2528 | 5853 | 877.2529 | 860.1983 | 983.6735 | 637.3317 | 722 | 4969 | 2627 | 576 | 1979 | 5867 | 5246 | 7414 | 705.4837 | 846.6388 | 974.1497 | 293.1413
| 5854 | 825.6878 | 818.1381 | 875.3163 | 818.1381 | 818.1381 | 875.3163 | 818.1381 | 818.1381 | 875.3163 | 818.1381 | 979.5918 | 533.6674 | 818.1381 | 875.3163 | 818.1381 | 5854 | 818.1381 | 875.3163 | 979.5918 | 533.6674 | 1691 | 3952 | 4081 | 1485 | 7160 | 5403 | 5230 | 6680 | 705.4357 | 846.6263 | 974.1497 | 293.1413
| 5855 | 751.8409 | 707.5503 | 872.1302 | 707.5503 | 707.5503 | 872.1302 | 707.5503 | 707.5503 | 872.1302 | 707.5503 | 993.1973 | 383.6517 | 707.5503 | 872.1302 | 707.5503 | 5855 | 707.5503 | 872.1302 | 993.1973 | 383.6517 | 5746 | 4133 | 623 | 3780 | 3734 | 6080 | 5219 | 2158 | 705.4357 | 846.6025 | 974.1497 | 293.1412
| 5856 | 765.5991 | 719.9981 | 865.7732 | 719.9981 | 719.9981 | 865.7732 | 719.9981 | 719.9981 | 865.7732 | 719.9981 | 982.3129 | 512.9972 | 719.9981 | 865.7732 | 719.9981 | 5856 | 719.9981 | 865.7732 | 982.3129 | 512.9972 | 5231 | 4572 | 3252 | 1734 | 3295 | 5850 | 5205 | 1326 | 705.4357 | 846.6025 | 974.1497 | 293.1412
| 5857 | 733.7988 | 679.4829 | 863.2116 | 679.4829 | 679.4829 | 863.2116 | 679.4829 | 679.4829 | 863.2116 | 679.4829 | 994.5578 | 389.9154 | 679.4829 | 863.2116 | 679.4829 | 5857 | 679.4829 | 863.2116 | 994.5578 | 389.9154 | 6965 | 4756 | 468 | 3672 | 8178 | 799 | 5195 | 979 | 705.3396 | 846.5983 | 974.1497 | 293.1412
| 5858 | 736.4701 | 665.6414 | 860.6288 | 665.6414 | 665.6414 | 860.6288 | 665.6414 | 665.6414 | 860.6288 | 665.6414 | 990.4762 | 552.4585 | 665.6414 | 860.6288 | 665.6414 | 5858 | 665.6414 | 860.6288 | 990.4762 | 552.4585 | 7414 | 4940 | 1024 | 1275 | 4547 | 6417 | 5163 | 358 | 705.3396 | 846.5796 | 974.1497 | 293.1412
| 5859 | 735.7586 | 678.7139 | 853.4302 | 678.7139 | 678.7139 | 853.4302 | 678.7139 | 678.7139 | 853.4302 | 678.7139 | 975.5102 | 481.6787 | 678.7139 | 853.4302 | 678.7139 | 5859 | 678.7139 | 853.4302 | 975.5102 | 481.6787 | 6997 | 5405 | 5405 | 2130 | 642 | 8144 | 5143 | 8552 | 705.3395 | 846.5665 | 974.1497 | 292.8281
| 5860 | 733.9637 | 673.8598 | 862.8824 | 673.8598 | 673.8598 | 862.8824 | 673.8598 | 673.8598 | 862.8824 | 673.8598 | 979.5918 | 453.492 | 673.8598 | 862.8824 | 673.8598 | 5860 | 673.8598 | 862.8824 | 979.5918 | 453.492 | 7182 | 4783 | 4080 | 2605 | 7350 | 608 | 5092 | 8421 | 705.2915 | 846.5665 | 974.1497 | 292.8281
| 5861 | 748.8163 | 696.3522 | 849.3384 | 696.3522 | 696.3522 | 849.3384 | 696.3522 | 696.3522 | 849.3384 | 696.3522 | 985.034 | 530.2224 | 696.3522 | 849.3384 | 696.3522 | 5861 | 696.3522 | 849.3384 | 985.034 | 530.2224 | 6222 | 5694 | 2188 | 1518 | 3616 | 5701 | 5078 | 7977 | 705.2915 | 846.5652 | 974.1497 | 292.8281
| 5862 | 749.4965 | 663.6709 | 861.7124 | 663.6709 | 663.6709 | 861.7124 | 663.6709 | 663.6709 | 861.7124 | 663.6709 | 965.9864 | 770.7485 | 663.6709 | 861.7124 | 663.6709 | 5862 | 663.6709 | 861.7124 | 965.9864 | 770.7485 | 7483 | 4874 | 7841 | 87 | 294 | 1846 | 5062 | 7795 | 705.2915 | 846.5547 | 974.1497 | 292.8281
| 5863 | 738.8365 | 673.9559 | 854.404 | 673.9559 | 673.9559 | 854.404 | 673.9559 | 673.9559 | 854.404 | 673.9559 | 978.2313 | 556.2167 | 673.9559 | 854.404 | 673.9559 | 5863 | 673.9559 | 854.404 | 978.2313 | 556.2167 | 7179 | 5348 | 4431 | 1234 | 4116 | 1116 | 5051 | 6018 | 705.2434 | 846.5265 | 974.1497 | 292.8281
| 5864 | 731.1381 | 684.0486 | 855.294 | 684.0486 | 684.0486 | 855.294 | 684.0486 | 684.0486 | 855.294 | 684.0486 | 980.9524 | 361.4156 | 684.0486 | 855.294 | 684.0486 | 5864 | 684.0486 | 855.294 | 980.9524 | 361.4156 | 6775 | 5295 | 3735 | 4242 | 3793 | 6120 | 5037 | 5835 | 705.2434 | 846.4828 | 974.1497 | 292.8281
| 5865 | 741.7099 | 698.8513 | 841.2097 | 698.8513 | 698.8513 | 841.2097 | 698.8513 | 698.8513 | 841.2097 | 698.8513 | 982.3129 | 445.9756 | 698.8513 | 841.2097 | 698.8513 | 5865 | 698.8514 | 841.2097 | 982.3129 | 445.9756 | 6140 | 6160 | 3251 | 2734 | 3747 | 2545 | 5027 | 5480 | 705.2434 | 846.4473 | 974.1497 | 292.8281
| 5866 | 746.6454 | 696.5444 | 849.7118 | 696.5444 | 696.5444 | 849.7118 | 696.5444 | 696.5444 | 849.7118 | 696.5444 | 978.2313 | 503.6016 | 696.5444 | 849.7118 | 696.5444 | 5866 | 696.5444 | 849.7118 | 978.2313 | 503.6016 | 6214 | 5658 | 4430 | 1844 | 999 | 6014 | 4995 | 4951 | 705.2434 | 846.4397 | 974.1497 | 292.8281
| 5867 | 728.2187 | 682.9432 | 846.6388 | 682.9432 | 682.9432 | 846.6388 | 682.9432 | 682.9432 | 846.6388 | 682.9432 | 974.1497 | 370.8111 | 682.9432 | 846.6388 | 682.9432 | 5867 | 682.9432 | 846.6388 | 974.1497 | 370.8112 | 6831 | 5853 | 5825 | 4044 | 6266 | 5583 | 4975 | 2185 | 705.1954 | 846.4236 | 974.1497 | 292.8281
| 5868 | 734.7256 | 675.3016 | 817.4076 | 675.3016 | 675.3016 | 817.4076 | 675.3016 | 675.3016 | 817.4076 | 675.3016 | 983.6735 | 630.4416 | 675.3016 | 817.4076 | 675.3016 | 5868 | 675.3016 | 817.4076 | 983.6735 | 630.4416 | 7129 | 6890 | 2626 | 625 | 2462 | 6255 | 4924 | 1707 | 705.1954 | 846.4193 | 974.1497 | 292.8281
| 5869 | 729.7924 | 685.6827 | 834.1455 | 685.6827 | 685.6827 | 834.1455 | 685.6827 | 685.6827 | 834.1455 | 685.6827 | 965.9864 | 429.0636 | 685.6827 | 834.1455 | 685.6827 | 5869 | 685.6827 | 834.1455 | 965.9864 | 429.0636 | 6699 | 6457 | 7840 | 3017 | 6174 | 2262 | 4910 | 1490 | 705.1473 | 846.4117 | 974.1497 | 292.8281
| 5870 | 764.3053 | 710.7224 | 832.0035 | 710.7224 | 710.7224 | 832.0035 | 710.7224 | 710.7224 | 832.0035 | 710.7224 | 991.8367 | 694.6445 | 710.7224 | 832.0035 | 710.7224 | 5870 | 710.7224 | 832.0035 | 991.8367 | 694.6445 | 5610 | 6548 | 816 | 302 | 3994 | 5495 | 4894 | 1374 | 705.1473 | 846.4058 | 974.1497 | 292.8281
| 5871 | 754.3904 | 697.8901 | 840.2308 | 697.8901 | 697.8901 | 840.2308 | 697.8901 | 697.8901 | 840.2308 | 697.8901 | 970.068 | 647.3536 | 697.8901 | 840.2308 | 697.8901 | 5871 | 697.8901 | 840.2308 | 970.068 | 647.3536 | 6161 | 6209 | 7024 | 508 | 6941 | 6326 | 4883 | 1294 | 705.0993 | 846.4038 | 974.1497 | 292.8281
| 5872 | 758.0397 | 696.5444 | 859.1049 | 696.5444 | 696.5444 | 859.1049 | 696.5444 | 696.5444 | 859.1049 | 696.5444 | 983.6735 | 620.1065 | 696.5444 | 859.1049 | 696.5444 | 5872 | 696.5444 | 859.1049 | 983.6735 | 620.1065 | 6213 | 5051 | 2625 | 688 | 4188 | 6449 | 4869 | 7455 | 705.0992 | 846.3971 | 974.1497 | 292.5149
| 5873 | 763.7947 | 710.482 | 849.8552 | 710.482 | 710.482 | 849.8552 | 710.482 | 710.482 | 849.8552 | 710.482 | 989.1156 | 620.7329 | 710.482 | 849.8552 | 710.482 | 5873 | 710.4821 | 849.8552 | 989.1157 | 620.7329 | 5623 | 5641 | 1181 | 681 | 825 | 5515 | 4859 | 4640 | 705.0031 | 846.3846 | 974.1497 | 292.5149
| 5874 | 779.5436 | 777.4787 | 825.111 | 777.4787 | 777.4787 | 825.111 | 777.4787 | 777.4787 | 825.111 | 777.4787 | 982.3129 | 411.0241 | 777.4787 | 825.111 | 777.4787 | 5874 | 777.4787 | 825.111 | 982.3129 | 411.0241 | 2970 | 6750 | 3250 | 3300 | 4223 | 5792 | 4827 | 4085 | 704.9551 | 846.3295 | 974.1497 | 292.5149
| 5875 | 831.6147 | 852.5016 | 854.8399 | 852.5016 | 852.5016 | 854.8399 | 852.5016 | 852.5016 | 854.8399 | 852.5016 | 982.3129 | 420.9208 | 852.5016 | 854.8399 | 852.5016 | 5875 | 852.5016 | 854.8399 | 982.3129 | 420.9208 | 1011 | 5322 | 3249 | 3143 | 2312 | 8438 | 4807 | 3676 | 704.9551 | 846.327 | 974.1497 | 292.5149
| 5876 | 837.2453 | 862.6424 | 854.1549 | 862.6424 | 862.6424 | 854.1549 | 862.6424 | 862.6424 | 854.1549 | 862.6424 | 991.8367 | 411.8384 | 862.6424 | 854.1549 | 862.6424 | 5876 | 862.6424 | 854.1549 | 991.8367 | 411.8384 | 889 | 5372 | 815 | 3283 | 5459 | 5359 | 4756 | 2619 | 704.907 | 846.2988 | 974.1497 | 292.5149
| 5877 | 833.6083 | 831.9796 | 862.6222 | 831.9796 | 831.9796 | 862.6222 | 831.9796 | 831.9796 | 862.6222 | 831.9796 | 974.1497 | 590.0407 | 831.9796 | 862.6222 | 831.9796 | 5877 | 831.9796 | 862.6223 | 974.1497 | 590.0407 | 1367 | 4803 | 5824 | 925 | 4447 | 5565 | 4742 | 2375 | 704.907 | 846.2815 | 974.1497 | 292.5149
| 5878 | 806.7023 | 793.4349 | 861.8802 | 793.4349 | 793.4349 | 861.8802 | 793.4349 | 793.4349 | 861.8802 | 793.4349 | 971.4286 | 527.4037 | 793.4349 | 861.8802 | 793.4349 | 5878 | 793.4349 | 861.8802 | 971.4286 | 527.4037 | 2430 | 4864 | 6643 | 1556 | 746 | 6163 | 4726 | 399 | 704.907 | 846.2807 | 974.1497 | 292.5149
| 5879 | 782.4264 | 746.9121 | 861.9638 | 746.9121 | 746.9121 | 861.9638 | 746.9121 | 746.9121 | 861.9638 | 746.9121 | 987.7551 | 543.063 | 746.9121 | 861.9638 | 746.9121 | 5879 | 746.9121 | 861.9638 | 987.7551 | 543.063 | 4119 | 4857 | 1476 | 1372 | 7361 | 5924 | 4715 | 8239 | 704.8589 | 846.2464 | 974.1497 | 292.2017
| 5880 | 754.2193 | 709.5208 | 868.5106 | 709.5208 | 709.5208 | 868.5106 | 709.5208 | 709.5208 | 868.5106 | 709.5208 | 978.2313 | 430.6295 | 709.5208 | 868.5106 | 709.5208 | 5880 | 709.5208 | 868.5106 | 978.2313 | 430.6295 | 5664 | 4378 | 4429 | 2989 | 6822 | 937 | 4701 | 8211 | 704.8589 | 846.2327 | 974.1497 | 292.2017
| 5881 | 751.302 | 672.466 | 867.0516 | 672.466 | 672.466 | 867.0516 | 672.466 | 672.466 | 867.0516 | 672.466 | 989.1156 | 681.1776 | 672.466 | 867.0516 | 672.466 | 5881 | 672.466 | 867.0516 | 989.1157 | 681.1776 | 7226 | 4473 | 1180 | 351 | 5338 | 231 | 4691 | 7396 | 704.8589 | 846.142 | 974.1497 | 292.2017
| 5882 | 741.3737 | 663.7189 | 863.4304 | 663.7189 | 663.7189 | 863.4304 | 663.7189 | 663.7189 | 863.4304 | 663.7189 | 972.7891 | 642.969 | 663.7189 | 863.4304 | 663.7189 | 5882 | 663.7189 | 863.4305 | 972.7891 | 642.969 | 7479 | 4737 | 6242 | 528 | 898 | 5716 | 4659 | 5159 | 704.8589 | 846.122 | 974.1497 | 292.2017
| 5883 | 715.5407 | 649.3968 | 860.2415 | 649.3968 | 649.3968 | 860.2415 | 649.3968 | 649.3968 | 860.2415 | 649.3968 | 987.7551 | 393.6737 | 649.3968 | 860.2415 | 649.3968 | 5883 | 649.3968 | 860.2415 | 987.7551 | 393.6737 | 7862 | 4962 | 1475 | 3601 | 305 | 105 | 4639 | 5133 | 704.8589 | 846.1093 | 974.1497 | 292.2017
| 5884 | 743.3214 | 671.1684 | 857.2418 | 671.1684 | 671.1684 | 857.2418 | 671.1684 | 671.1684 | 857.2418 | 671.1684 | 991.8367 | 616.3483 | 671.1684 | 857.2418 | 671.1684 | 5884 | 671.1684 | 857.2418 | 991.8367 | 616.3483 | 7269 | 5172 | 814 | 707 | 5361 | 5481 | 4588 | 4896 | 704.8109 | 846.0893 | 974.1497 | 292.2017
| 5885 | 709.722 | 635.267 | 864.4393 | 635.267 | 635.267 | 864.4393 | 635.267 | 635.267 | 864.4393 | 635.267 | 972.7891 | 423.4262 | 635.267 | 864.4393 | 635.267 | 5885 | 635.267 | 864.4393 | 972.7891 | 423.4263 | 8144 | 4678 | 6241 | 3105 | 5717 | 6752 | 4574 | 2588 | 704.7628 | 846.0881 | 974.1497 | 292.2017
| 5886 | 713.5489 | 627.0005 | 858.5771 | 627.0005 | 627.0005 | 858.5771 | 627.0005 | 627.0005 | 858.5771 | 627.0005 | 985.034 | 554.3376 | 627.0005 | 858.5771 | 627.0005 | 5886 | 627.0005 | 858.5772 | 985.034 | 554.3376 | 8271 | 5091 | 2187 | 1255 | 4333 | 5557 | 4558 | 1409 | 704.7628 | 846.0721 | 974.1497 | 292.2017
| 5887 | 696.519 | 607.6801 | 859.0593 | 607.6801 | 607.6801 | 859.0593 | 607.6801 | 607.6801 | 859.0593 | 607.6801 | 975.5102 | 478.077 | 607.6801 | 859.0593 | 607.6801 | 5887 | 607.6801 | 859.0593 | 975.5102 | 478.077 | 8554 | 5059 | 5404 | 2174 | 973 | 723 | 4547 | 675 | 704.7628 | 846.0691 | 974.1497 | 292.2017
| 5888 | 695.6768 | 623.5402 | 860.0114 | 623.5402 | 623.5402 | 860.0114 | 623.5402 | 623.5402 | 860.0114 | 623.5402 | 983.6735 | 327.435 | 623.5402 | 860.0114 | 623.5402 | 5888 | 623.5402 | 860.0114 | 983.6735 | 327.435 | 8355 | 4978 | 2624 | 4896 | 6972 | 61 | 4533 | 340 | 704.7148 | 846.0691 | 974.1497 | 292.2017
| 5889 | 685.0948 | 603.8833 | 849.9076 | 603.8833 | 603.8833 | 849.9076 | 603.8833 | 603.8833 | 849.9076 | 603.8833 | 978.2313 | 382.399 | 603.8833 | 849.9076 | 603.8833 | 5889 | 603.8833 | 849.9076 | 978.2313 | 382.399 | 8596 | 5635 | 4428 | 3803 | 1858 | 7438 | 4523 | 112 | 704.6667 | 846.0587 | 974.1497 | 292.2017
| 5890 | 713.2335 | 616.8116 | 867.9638 | 616.8116 | 616.8116 | 867.9638 | 616.8116 | 616.8116 | 867.9638 | 616.8116 | 978.2313 | 600.689 | 616.8116 | 867.9638 | 616.8116 | 5890 | 616.8117 | 867.9638 | 978.2313 | 600.689 | 8444 | 4412 | 4427 | 833 | 19 | 382 | 4491 | 7939 | 704.6667 | 846.0587 | 974.1497 | 292.1234
| 5891 | 703.1974 | 617.7729 | 864.4284 | 617.7729 | 617.7729 | 864.4284 | 617.7729 | 617.7729 | 864.4284 | 617.7729 | 974.1497 | 470.7172 | 617.7729 | 864.4284 | 617.7729 | 5891 | 617.7729 | 864.4284 | 974.1497 | 470.7172 | 8436 | 4679 | 5823 | 2291 | 6557 | 2236 | 4471 | 8456 | 704.6186 | 846.0491 | 974.1497 | 292.0725
| 5892 | 718.7359 | 617.8209 | 865.4999 | 617.8209 | 617.8209 | 865.4999 | 617.8209 | 617.8209 | 865.4999 | 617.8209 | 976.8707 | 680.8644 | 617.8209 | 865.4999 | 617.8209 | 5892 | 617.8209 | 865.4999 | 976.8708 | 680.8644 | 8435 | 4595 | 4986 | 352 | 4586 | 1147 | 4420 | 8525 | 704.5706 | 846.0488 | 974.1497 | 291.8885
| 5893 | 716.561 | 634.1135 | 867.6045 | 634.1135 | 634.1135 | 867.6045 | 634.1135 | 634.1135 | 867.6045 | 634.1135 | 983.6735 | 504.8544 | 634.1135 | 867.6045 | 634.1135 | 5893 | 634.1135 | 867.6045 | 983.6735 | 504.8544 | 8163 | 4432 | 2623 | 1833 | 6485 | 886 | 4406 | 8044 | 704.5225 | 846.0377 | 974.1497 | 291.8885
| 5894 | 706.2439 | 638.3909 | 867.647 | 638.3909 | 638.3909 | 867.647 | 638.3909 | 638.3909 | 867.647 | 638.3909 | 983.6735 | 326.0257 | 638.3909 | 867.647 | 638.3909 | 5894 | 638.3909 | 867.647 | 983.6735 | 326.0257 | 8077 | 4426 | 2622 | 4924 | 5807 | 30 | 4390 | 7866 | 704.5225 | 846.0363 | 974.1497 | 291.8885
| 5895 | 715.6539 | 646.9457 | 864.0112 | 646.9457 | 646.9457 | 864.0112 | 646.9457 | 646.9457 | 864.0112 | 646.9457 | 970.068 | 417.4757 | 646.9457 | 864.0112 | 646.9457 | 5895 | 646.9457 | 864.0112 | 970.068 | 417.4757 | 7913 | 4705 | 7023 | 3194 | 4334 | 1252 | 4379 | 7442 | 704.5225 | 845.9844 | 974.1497 | 291.8885
| 5896 | 722.358 | 658.8648 | 858.8051 | 658.8648 | 658.8648 | 858.8051 | 658.8648 | 658.8648 | 858.8051 | 658.8648 | 976.8707 | 430.0031 | 658.8648 | 858.8051 | 658.8648 | 5896 | 658.8648 | 858.8051 | 976.8708 | 430.0031 | 7609 | 5073 | 4985 | 3001 | 3580 | 792 | 4365 | 5560 | 704.4745 | 845.9844 | 974.1497 | 291.8885
| 5897 | 756.5317 | 670.4955 | 864.1441 | 670.4955 | 670.4955 | 864.1441 | 670.4955 | 670.4955 | 864.1441 | 670.4955 | 978.2313 | 792.6715 | 670.4955 | 864.1441 | 670.4955 | 5897 | 670.4955 | 864.1442 | 978.2313 | 792.6715 | 7287 | 4703 | 4426 | 64 | 6913 | 1919 | 4355 | 5559 | 704.4264 | 845.9818 | 974.1497 | 291.8885
| 5898 | 735.7775 | 677.224 | 855.8601 | 677.224 | 677.224 | 855.8601 | 677.224 | 677.224 | 855.8601 | 677.224 | 983.6735 | 475.9787 | 677.224 | 855.8601 | 677.224 | 5898 | 677.224 | 855.8602 | 983.6735 | 475.9787 | 7040 | 5262 | 2621 | 2216 | 1740 | 6164 | 4323 | 2192 | 704.4264 | 845.9776 | 974.1497 | 291.8885
| 5899 | 790.1811 | 787.2351 | 848.245 | 787.2351 | 787.2351 | 848.245 | 787.2351 | 787.2351 | 848.245 | 787.2351 | 927.8912 | 443.7833 | 787.2351 | 848.245 | 787.2351 | 5899 | 787.2351 | 848.245 | 927.8912 | 443.7833 | 2640 | 5760 | 8725 | 2770 | 4865 | 6061 | 4303 | 1848 | 704.3783 | 845.9677 | 974.1497 | 291.8885
| 5900 | 823.3691 | 835.8245 | 848.799 | 835.8245 | 835.8245 | 848.799 | 835.8245 | 835.8245 | 848.799 | 835.8245 | 968.7075 | 476.6677 | 835.8245 | 848.799 | 835.8245 | 5900 | 835.8245 | 848.799 | 968.7075 | 476.6677 | 1294 | 5738 | 7355 | 2196 | 3961 | 2230 | 4252 | 1373 | 704.3783 | 845.9648 | 974.1497 | 291.8885
| 5901 | 808.5065 | 822.8961 | 865.3134 | 822.8961 | 822.8961 | 865.3134 | 822.8961 | 822.8961 | 865.3134 | 822.8961 | 960.5442 | 314.1246 | 822.8961 | 865.3134 | 822.8961 | 5901 | 822.8961 | 865.3134 | 960.5442 | 314.1247 | 1558 | 4613 | 8222 | 5191 | 3947 | 870 | 4238 | 1278 | 704.3783 | 845.9396 | 974.1497 | 291.8885
| 5902 | 804.9698 | 794.0597 | 885.7922 | 794.0597 | 794.0597 | 885.7922 | 794.0597 | 794.0597 | 885.7922 | 794.0597 | 974.1497 | 399.7808 | 794.0597 | 885.7922 | 794.0597 | 5902 | 794.0597 | 885.7922 | 974.1497 | 399.7808 | 2399 | 3178 | 5822 | 3494 | 3402 | 4630 | 4222 | 508 | 704.3783 | 845.939 | 974.1497 | 291.8885
| 5903 | 761.6775 | 726.0537 | 868.3063 | 726.0537 | 726.0537 | 868.3063 | 726.0537 | 726.0537 | 868.3063 | 726.0537 | 980.9524 | 400.8769 | 726.0537 | 868.3063 | 726.0537 | 5903 | 726.0537 | 868.3063 | 980.9524 | 400.8769 | 4969 | 4393 | 3734 | 3475 | 5342 | 2566 | 4211 | 386 | 704.3303 | 845.9375 | 974.1497 | 291.8885
| 5904 | 733.3381 | 694.6701 | 860.3396 | 694.6701 | 694.6701 | 860.3396 | 694.6701 | 694.6701 | 860.3396 | 694.6701 | 971.4286 | 296.5863 | 694.6701 | 860.3396 | 694.6701 | 5904 | 694.6701 | 860.3396 | 971.4286 | 296.5863 | 6305 | 4959 | 6642 | 5747 | 4549 | 1881 | 4197 | 755 | 704.3303 | 845.935 | 974.1497 | 291.7319
| 5905 | 734.8264 | 679.9154 | 858.0777 | 679.9154 | 679.9154 | 858.0777 | 679.9154 | 679.9154 | 858.0777 | 679.9154 | 968.7075 | 447.2283 | 679.9154 | 858.0777 | 679.9154 | 5905 | 679.9154 | 858.0777 | 968.7075 | 447.2283 | 6952 | 5123 | 7354 | 2708 | 8435 | 6453 | 4187 | 8745 | 704.2822 | 845.9239 | 974.1497 | 291.5753
| 5906 | 718.675 | 655.7409 | 849.3757 | 655.7409 | 655.7409 | 849.3757 | 655.7409 | 655.7409 | 849.3757 | 655.7409 | 967.3469 | 450.6733 | 655.7409 | 849.3757 | 655.7409 | 5906 | 655.7409 | 849.3757 | 967.3469 | 450.6734 | 7701 | 5687 | 7561 | 2652 | 6544 | 6632 | 4155 | 7801 | 704.2822 | 845.9149 | 974.1497 | 291.5753
| 5907 | 704.0821 | 644.6388 | 843.3159 | 644.6388 | 644.6388 | 843.3159 | 644.6388 | 644.6388 | 843.3159 | 644.6388 | 965.9864 | 360.7892 | 644.6388 | 843.3159 | 644.6388 | 5907 | 644.6388 | 843.3159 | 965.9864 | 360.7892 | 7950 | 6045 | 7839 | 4253 | 5790 | 6514 | 4135 | 7305 | 704.2822 | 845.902 | 974.1497 | 291.5753
| 5908 | 709.0394 | 625.2703 | 839.7954 | 625.2703 | 625.2703 | 839.7954 | 625.2703 | 625.2703 | 839.7954 | 625.2703 | 963.2653 | 601.9417 | 625.2703 | 839.7954 | 625.2703 | 5908 | 625.2703 | 839.7954 | 963.2653 | 601.9418 | 8321 | 6230 | 8082 | 820 | 7084 | 6429 | 4084 | 2018 | 704.2342 | 845.888 | 974.1497 | 291.5753
| 5909 | 707.3302 | 637.4297 | 843.3968 | 637.4297 | 637.4297 | 843.3968 | 637.4297 | 637.4297 | 843.3968 | 637.4297 | 963.2653 | 466.3326 | 637.4297 | 843.3968 | 637.4297 | 5909 | 637.4297 | 843.3969 | 963.2653 | 466.3326 | 8099 | 6037 | 8081 | 2361 | 2562 | 6794 | 4070 | 804 | 704.2342 | 845.8878 | 974.1497 | 291.5753
| 5910 | 700.8376 | 622.1464 | 840.9676 | 622.1464 | 622.1464 | 840.9676 | 622.1464 | 622.1464 | 840.9676 | 622.1464 | 965.9864 | 504.6978 | 622.1464 | 840.9676 | 622.1464 | 5910 | 622.1464 | 840.9676 | 965.9864 | 504.6978 | 8376 | 6177 | 7838 | 1835 | 1735 | 6564 | 4054 | 249 | 704.2342 | 845.8878 | 974.1497 | 291.5753
| 5911 | 696.4729 | 626.4719 | 854.8429 | 626.4719 | 626.4719 | 854.8429 | 626.4719 | 626.4719 | 854.8429 | 626.4719 | 957.8231 | 361.6505 | 626.4719 | 854.8429 | 626.4719 | 5911 | 626.4719 | 854.843 | 957.8231 | 361.6505 | 8288 | 5320 | 8361 | 4240 | 7424 | 5987 | 4043 | 129 | 704.1861 | 845.8857 | 974.1497 | 291.5753
| 5912 | 687.3382 | 625.0781 | 845.7692 | 625.0781 | 625.0781 | 845.7692 | 625.0781 | 625.0781 | 845.7692 | 625.0781 | 945.5782 | 293.4544 | 625.0781 | 845.7692 | 625.0781 | 5912 | 625.0781 | 845.7692 | 945.5782 | 293.4544 | 8324 | 5917 | 8620 | 5845 | 368 | 1882 | 4029 | 8308 | 704.1861 | 845.8658 | 974.1497 | 291.5597
| 5913 | 690.9257 | 625.6068 | 845.4842 | 625.6068 | 625.6068 | 845.4842 | 625.6068 | 625.6068 | 845.4842 | 625.6068 | 967.3469 | 318.8224 | 625.6068 | 845.4842 | 625.6068 | 5913 | 625.6068 | 845.4842 | 967.3469 | 318.8224 | 8315 | 5929 | 7560 | 5088 | 6038 | 4742 | 4019 | 8621 | 704.0419 | 845.8631 | 974.1497 | 291.2621
| 5914 | 664.5745 | 587.9752 | 849.8685 | 587.9752 | 587.9752 | 849.8685 | 587.9752 | 587.9752 | 849.8685 | 587.9752 | 964.6259 | 236.1416 | 587.9752 | 849.8685 | 587.9752 | 5914 | 587.9752 | 849.8685 | 964.6259 | 236.1416 | 8728 | 5637 | 7996 | 7900 | 3797 | 6670 | 3987 | 8410 | 704.0179 | 845.85 | 974.1497 | 291.2621
| 5915 | 664.0735 | 586.8217 | 833.4562 | 586.8217 | 586.8217 | 833.4562 | 586.8217 | 586.8217 | 833.4562 | 586.8217 | 967.3469 | 301.2841 | 586.8217 | 833.4562 | 586.8217 | 5915 | 586.8217 | 833.4562 | 967.3469 | 301.2841 | 8740 | 6493 | 7559 | 5602 | 5676 | 6555 | 3967 | 8242 | 703.9939 | 845.7882 | 974.1497 | 291.2621
| 5916 | 661.1727 | 592.589 | 825.0199 | 592.589 | 592.589 | 825.0199 | 592.589 | 592.589 | 825.0199 | 592.589 | 978.2313 | 237.3943 | 592.589 | 825.0199 | 592.589 | 5916 | 592.589 | 825.0199 | 978.2313 | 237.3943 | 8687 | 6753 | 4425 | 7865 | 5629 | 6774 | 3916 | 2163 | 703.9939 | 845.7717 | 974.1497 | 291.2621
| 5917 | 681.9285 | 628.4424 | 832.7757 | 628.4424 | 628.4424 | 832.7757 | 628.4424 | 628.4424 | 832.7757 | 628.4424 | 970.068 | 218.29 | 628.4424 | 832.7757 | 628.4424 | 5917 | 628.4424 | 832.7757 | 970.068 | 218.29 | 8248 | 6515 | 7022 | 8313 | 7735 | 5912 | 3902 | 1844 | 703.9458 | 845.7692 | 974.1497 | 291.2621
| 5918 | 687.3046 | 625.8471 | 847.2279 | 625.8471 | 625.8471 | 847.2279 | 625.8471 | 625.8471 | 847.2279 | 625.8471 | 974.1497 | 252.4272 | 625.8471 | 847.2279 | 625.8471 | 5918 | 625.8471 | 847.2279 | 974.1497 | 252.4272 | 8308 | 5821 | 5821 | 7371 | 4685 | 8198 | 3886 | 1655 | 703.9458 | 845.7655 | 974.1497 | 291.2621
| 5919 | 642.4715 | 641.2265 | 662.3986 | 641.2265 | 641.2265 | 662.3986 | 641.2265 | 641.2265 | 662.3986 | 641.2265 | 972.7891 | 242.4053 | 641.2265 | 662.3986 | 641.2265 | 5919 | 641.2265 | 662.3986 | 972.7891 | 242.4053 | 8026 | 8347 | 6240 | 7722 | 1402 | 662 | 3875 | 1105 | 703.9458 | 845.7654 | 974.1497 | 291.2621
| 5920 | 643.7878 | 638.6793 | 665.3421 | 638.6793 | 638.6793 | 665.3421 | 638.6793 | 638.6793 | 665.3421 | 638.6793 | 970.068 | 272.1578 | 638.6793 | 665.3421 | 638.6793 | 5920 | 638.6793 | 665.3421 | 970.068 | 272.1579 | 8073 | 8327 | 7021 | 6681 | 6035 | 5983 | 3861 | 1004 | 703.8497 | 845.7575 | 974.1497 | 291.2621
| 5921 | 644.6716 | 637.8623 | 677.8427 | 637.8623 | 637.8623 | 677.8427 | 637.8623 | 637.8623 | 677.8427 | 637.8623 | 976.8707 | 234.2624 | 637.8623 | 677.8427 | 637.8623 | 5921 | 637.8623 | 677.8427 | 976.8708 | 234.2625 | 8084 | 8236 | 4984 | 7953 | 5041 | 8140 | 3851 | 107 | 703.8497 | 845.7537 | 974.1497 | 291.2621
| 5922 | 682.77 | 665.2569 | 749.3514 | 665.2569 | 665.2569 | 749.3514 | 665.2569 | 665.2569 | 749.3514 | 665.2569 | 976.8707 | 262.4491 | 665.2569 | 749.3514 | 665.2569 | 5922 | 665.2569 | 749.3514 | 976.8708 | 262.4491 | 7427 | 7483 | 4983 | 7008 | 95 | 604 | 3819 | 8582 | 703.8497 | 845.7537 | 974.1497 | 290.949
| 5923 | 782.69 | 799.7789 | 841.7844 | 799.7789 | 799.7789 | 841.7844 | 799.7789 | 799.7789 | 841.7844 | 799.7789 | 956.4626 | 235.8284 | 799.7789 | 841.7844 | 799.7789 | 5923 | 799.7789 | 841.7844 | 956.4626 | 235.8284 | 2216 | 6123 | 8430 | 7908 | 8140 | 6122 | 3799 | 7742 | 703.6574 | 845.7205 | 974.1497 | 290.949
| 5924 | 798.3941 | 822.4155 | 846.2464 | 822.4155 | 822.4155 | 846.2464 | 822.4155 | 822.4155 | 846.2464 | 822.4155 | 971.4286 | 241.7789 | 822.4155 | 846.2464 | 822.4155 | 5924 | 822.4155 | 846.2464 | 971.4286 | 241.7789 | 1576 | 5879 | 6641 | 7740 | 7137 | 6167 | 3748 | 5336 | 703.6574 | 845.6479 | 974.1497 | 290.949
| 5925 | 809.6266 | 836.4973 | 841.2649 | 836.4973 | 836.4973 | 841.2649 | 836.4973 | 836.4973 | 841.2649 | 836.4973 | 975.5102 | 302.2236 | 836.4973 | 841.2649 | 836.4973 | 5925 | 836.4973 | 841.265 | 975.5102 | 302.2236 | 1279 | 6159 | 5403 | 5564 | 2677 | 6259 | 3734 | 4807 | 703.6574 | 845.5523 | 974.1497 | 290.949
| 5926 | 765.5458 | 757.4374 | 850.5776 | 757.4374 | 757.4374 | 850.5776 | 757.4374 | 757.4374 | 850.5776 | 757.4374 | 983.6735 | 272.1578 | 757.4374 | 850.5776 | 757.4374 | 5926 | 757.4374 | 850.5776 | 983.6735 | 272.1579 | 3727 | 5585 | 2620 | 6680 | 604 | 6121 | 3718 | 4628 | 703.6574 | 845.5288 | 974.1497 | 290.949
| 5927 | 741.9062 | 710.9627 | 864.1552 | 710.9627 | 710.9627 | 864.1552 | 710.9627 | 710.9627 | 864.1552 | 710.9627 | 983.6735 | 258.6909 | 710.9627 | 864.1552 | 710.9627 | 5927 | 710.9627 | 864.1552 | 983.6735 | 258.6909 | 5593 | 4702 | 2619 | 7158 | 3632 | 4654 | 3707 | 3905 | 703.6094 | 845.505 | 974.1497 | 290.949
| 5928 | 729.221 | 681.982 | 866.7619 | 681.982 | 681.982 | 866.7619 | 681.982 | 681.982 | 866.7619 | 681.982 | 975.5102 | 310.6796 | 681.982 | 866.7619 | 681.982 | 5928 | 681.982 | 866.7619 | 975.5102 | 310.6796 | 6870 | 4485 | 5402 | 5278 | 3558 | 5980 | 3693 | 2310 | 703.6094 | 845.4869 | 974.1497 | 290.949
| 5929 | 698.8237 | 619.6472 | 856.4922 | 619.6472 | 619.6472 | 856.4922 | 619.6472 | 619.6472 | 856.4922 | 619.6472 | 970.068 | 430.3163 | 619.6472 | 856.4922 | 619.6472 | 5929 | 619.6472 | 856.4922 | 970.068 | 430.3163 | 8415 | 5221 | 7020 | 2997 | 2070 | 5913 | 3683 | 1128 | 703.6094 | 845.4842 | 974.1497 | 290.949
| 5930 | 707.5603 | 663.6709 | 841.6677 | 663.6709 | 663.6709 | 841.6677 | 663.6709 | 663.6709 | 841.6677 | 663.6709 | 971.4286 | 258.3777 | 663.6709 | 841.6677 | 663.6709 | 5930 | 663.6709 | 841.6677 | 971.4286 | 258.3777 | 7482 | 6132 | 6640 | 7167 | 7326 | 5779 | 3651 | 8527 | 703.5613 | 845.484 | 974.1497 | 290.6358
| 5931 | 701.4832 | 649.0124 | 833.3534 | 649.0124 | 649.0124 | 833.3534 | 649.0124 | 649.0124 | 833.3534 | 649.0124 | 967.3469 | 327.9048 | 649.0124 | 833.3534 | 649.0124 | 5931 | 649.0124 | 833.3534 | 967.3469 | 327.9048 | 7871 | 6498 | 7558 | 4882 | 4141 | 5374 | 3631 | 8378 | 703.5613 | 845.4159 | 974.1497 | 290.6358
| 5932 | 718.242 | 637.8142 | 847.7972 | 637.8142 | 637.8142 | 847.7972 | 637.8142 | 637.8142 | 847.7972 | 637.8142 | 974.1497 | 587.5352 | 637.8142 | 847.7972 | 637.8142 | 5932 | 637.8142 | 847.7972 | 974.1497 | 587.5352 | 8085 | 5786 | 5820 | 950 | 2214 | 5731 | 3580 | 7800 | 703.5613 | 845.3376 | 974.1497 | 290.6358
| 5933 | 719.5164 | 645.552 | 856.0161 | 645.552 | 645.552 | 856.0161 | 645.552 | 645.552 | 856.0161 | 645.552 | 975.5102 | 509.239 | 645.552 | 856.0161 | 645.552 | 5933 | 645.552 | 856.0161 | 975.5102 | 509.239 | 7934 | 5254 | 5401 | 1772 | 270 | 6002 | 3566 | 7454 | 703.5613 | 845.3226 | 974.1497 | 290.6358
| 5934 | 715.6775 | 648.9162 | 847.3558 | 648.9162 | 648.9162 | 847.3558 | 648.9162 | 648.9162 | 847.3558 | 648.9162 | 983.6735 | 455.0579 | 648.9162 | 847.3558 | 648.9162 | 5934 | 648.9162 | 847.3558 | 983.6735 | 455.0579 | 7874 | 5809 | 2618 | 2569 | 6967 | 6499 | 3550 | 7418 | 703.5132 | 845.29 | 974.1497 | 290.6358
| 5935 | 689.878 | 635.8918 | 835.9052 | 635.8918 | 635.8918 | 835.9052 | 635.8918 | 635.8918 | 835.9052 | 635.8918 | 982.3129 | 245.2239 | 635.8918 | 835.9052 | 635.8918 | 5935 | 635.8918 | 835.9052 | 982.3129 | 245.2239 | 8133 | 6393 | 3248 | 7619 | 5983 | 6033 | 3539 | 7417 | 703.5132 | 845.2844 | 974.1497 | 290.6358
| 5936 | 714.0831 | 645.1194 | 838.2806 | 645.1194 | 645.1194 | 838.2806 | 645.1194 | 645.1194 | 838.2806 | 645.1194 | 978.2313 | 504.8544 | 645.1194 | 838.2806 | 645.1194 | 5936 | 645.1194 | 838.2806 | 978.2313 | 504.8544 | 7945 | 6296 | 4424 | 1832 | 5960 | 5833 | 3525 | 7345 | 703.4652 | 845.2798 | 974.1497 | 290.6358
| 5937 | 718.0601 | 673.7156 | 840.7301 | 673.7156 | 673.7156 | 840.7301 | 673.7156 | 673.7156 | 840.7301 | 673.7156 | 982.3129 | 317.8829 | 673.7156 | 840.7301 | 673.7156 | 5937 | 673.7156 | 840.7301 | 982.3129 | 317.8829 | 7189 | 6187 | 3247 | 5105 | 6184 | 930 | 3515 | 3846 | 703.4171 | 845.2793 | 974.1497 | 290.6358
| 5938 | 745.6289 | 697.3134 | 862.306 | 697.3134 | 697.3134 | 862.306 | 697.3134 | 697.3134 | 862.306 | 697.3134 | 986.3946 | 424.679 | 697.3134 | 862.306 | 697.3134 | 5938 | 697.3134 | 862.306 | 986.3946 | 424.679 | 6178 | 4827 | 1838 | 3084 | 3983 | 2520 | 3483 | 3036 | 703.4171 | 845.2541 | 974.1497 | 290.6358
| 5939 | 746.075 | 706.3008 | 861.9457 | 706.3008 | 706.3008 | 861.9457 | 706.3008 | 706.3008 | 861.9457 | 706.3008 | 982.3129 | 364.5474 | 706.3008 | 861.9457 | 706.3008 | 5939 | 706.3008 | 861.9457 | 982.3129 | 364.5475 | 5810 | 4859 | 3246 | 4179 | 3468 | 2523 | 3463 | 2468 | 703.4171 | 845.2117 | 974.1497 | 290.6358
| 5940 | 725.1621 | 665.353 | 828.3689 | 665.353 | 665.353 | 828.3689 | 665.353 | 665.353 | 828.3689 | 665.353 | 978.2313 | 537.7388 | 665.353 | 828.3689 | 665.353 | 5940 | 665.353 | 828.3689 | 978.2313 | 537.7388 | 7425 | 6670 | 4423 | 1433 | 5529 | 1875 | 3412 | 2156 | 703.321 | 845.1935 | 974.1497 | 290.6358
| 5941 | 644.3136 | 672.7063 | 509.7335 | 672.7063 | 672.7063 | 509.7335 | 672.7063 | 672.7063 | 509.7335 | 672.7063 | 980.9524 | 618.8537 | 672.7063 | 509.7335 | 672.7063 | 5941 | 672.7063 | 509.7335 | 980.9524 | 618.8537 | 7214 | 8595 | 3733 | 696 | 4246 | 6216 | 3398 | 1548 | 703.321 | 845.1539 | 974.1497 | 290.6358
| 5942 | 747.647 | 702.0234 | 827.7993 | 702.0234 | 702.0234 | 827.7993 | 702.0234 | 702.0234 | 827.7993 | 702.0234 | 980.9524 | 558.7222 | 702.0234 | 827.7993 | 702.0234 | 5942 | 702.0234 | 827.7993 | 980.9524 | 558.7222 | 6011 | 6685 | 3732 | 1209 | 4130 | 4740 | 3382 | 1276 | 703.321 | 845.1039 | 974.1497 | 290.6358
| 5943 | 761.6418 | 727.6397 | 830.4078 | 727.6397 | 727.6397 | 830.4078 | 727.6397 | 727.6397 | 830.4078 | 727.6397 | 972.7891 | 547.4475 | 727.6397 | 830.4078 | 727.6397 | 5943 | 727.6397 | 830.4078 | 972.7891 | 547.4475 | 4904 | 6612 | 6239 | 1323 | 2910 | 7578 | 3371 | 398 | 703.321 | 845.0715 | 974.1497 | 290.6358
| 5944 | 762.9585 | 721.8244 | 850.1945 | 721.8244 | 721.8244 | 850.1945 | 721.8244 | 721.8244 | 850.1945 | 721.8244 | 975.5102 | 530.5355 | 721.8244 | 850.1945 | 721.8244 | 5944 | 721.8244 | 850.1945 | 975.5102 | 530.5356 | 5156 | 5611 | 5400 | 1513 | 5460 | 8186 | 3357 | 362 | 703.2729 | 845.0596 | 974.1497 | 290.6358
| 5945 | 767.4628 | 724.8522 | 867.1804 | 724.8522 | 724.8522 | 867.1804 | 724.8522 | 724.8522 | 867.1804 | 724.8522 | 983.6735 | 493.2665 | 724.8522 | 867.1804 | 724.8522 | 5945 | 724.8522 | 867.1804 | 983.6735 | 493.2665 | 5017 | 4463 | 2617 | 1970 | 8655 | 650 | 3347 | 361 | 703.2249 | 845.0596 | 974.1497 | 290.6358
| 5946 | 758.2787 | 707.6945 | 875.4688 | 707.6945 | 707.6945 | 875.4688 | 707.6945 | 707.6945 | 875.4688 | 707.6945 | 967.3469 | 485.1237 | 707.6945 | 875.4688 | 707.6945 | 5946 | 707.6945 | 875.4688 | 967.3469 | 485.1237 | 5741 | 3933 | 7557 | 2082 | 7357 | 5446 | 3315 | 289 | 703.2249 | 845.0546 | 974.1497 | 290.6358
| 5947 | 847.9565 | 861.0083 | 871.4041 | 861.0083 | 861.0083 | 871.4041 | 861.0083 | 861.0083 | 871.4041 | 861.0083 | 980.9524 | 516.7554 | 861.0083 | 871.4041 | 861.0083 | 5947 | 861.0083 | 871.4041 | 980.9524 | 516.7554 | 912 | 4185 | 3731 | 1693 | 5458 | 1974 | 3295 | 8697 | 703.2249 | 845.0507 | 974.1497 | 290.3226
| 5948 | 836.4325 | 874.0328 | 838.8157 | 874.0328 | 874.0328 | 838.8157 | 874.0328 | 874.0328 | 838.8157 | 874.0328 | 986.3946 | 376.1353 | 874.0328 | 838.8157 | 874.0328 | 5948 | 874.0328 | 838.8157 | 986.3946 | 376.1353 | 764 | 6266 | 1837 | 3941 | 5448 | 5789 | 3244 | 8423 | 703.2249 | 845.0474 | 974.1497 | 290.3226
| 5949 | 849.0802 | 855.2891 | 854.4906 | 855.2891 | 855.2891 | 854.4906 | 855.2891 | 855.2891 | 854.4906 | 855.2891 | 982.3129 | 644.5349 | 855.2891 | 854.4906 | 855.2891 | 5949 | 855.2891 | 854.4906 | 982.3129 | 644.5349 | 981 | 5341 | 3245 | 524 | 3943 | 6297 | 3230 | 7797 | 703.2249 | 845.0285 | 974.1497 | 290.3226
| 5950 | 817.0072 | 839.8135 | 821.4757 | 839.8135 | 839.8135 | 821.4757 | 839.8135 | 839.8135 | 821.4757 | 839.8135 | 971.4286 | 462.2612 | 839.8135 | 821.4757 | 839.8135 | 5950 | 839.8135 | 821.4757 | 971.4286 | 462.2612 | 1224 | 6828 | 6639 | 2440 | 1925 | 4787 | 3214 | 5504 | 703.2249 | 845.0089 | 974.1497 | 290.3226
| 5951 | 782.482 | 744.7013 | 833.436 | 744.7013 | 744.7013 | 833.436 | 744.7013 | 744.7013 | 833.436 | 744.7013 | 985.034 | 678.3589 | 744.7013 | 833.436 | 744.7013 | 5951 | 744.7013 | 833.436 | 985.034 | 678.3589 | 4190 | 6495 | 2186 | 361 | 301 | 5972 | 3203 | 3151 | 703.2249 | 844.992 | 974.1497 | 290.3226
| 5952 | 762.1692 | 720.6229 | 838.7874 | 720.6229 | 720.6229 | 838.7874 | 720.6229 | 720.6229 | 838.7874 | 720.6229 | 987.7551 | 562.4804 | 720.6229 | 838.7874 | 720.6229 | 5952 | 720.6229 | 838.7874 | 987.7551 | 562.4804 | 5209 | 6269 | 1474 | 1174 | 6673 | 6451 | 3189 | 2598 | 703.1768 | 844.9833 | 974.1497 | 290.3226
| 5953 | 752.7957 | 711.9239 | 844.8314 | 711.9239 | 711.9239 | 844.8314 | 711.9239 | 711.9239 | 844.8314 | 711.9239 | 987.7551 | 476.6677 | 711.9239 | 844.8314 | 711.9239 | 5953 | 711.9239 | 844.8314 | 987.7551 | 476.6677 | 5552 | 5963 | 1473 | 2195 | 6827 | 932 | 3179 | 1964 | 703.1288 | 844.9765 | 974.1497 | 290.3226
| 5954 | 748.7561 | 677.3201 | 838.1977 | 677.3201 | 677.3201 | 838.1977 | 677.3201 | 677.3201 | 838.1977 | 677.3201 | 995.9184 | 715.3148 | 677.3201 | 838.1977 | 677.3201 | 5954 | 677.3201 | 838.1977 | 995.9184 | 715.3148 | 7035 | 6305 | 276 | 229 | 6008 | 6608 | 3147 | 1572 | 703.1288 | 844.9757 | 974.1497 | 290.3226
| 5955 | 737.7082 | 665.1127 | 843.6245 | 665.1127 | 665.1127 | 843.6245 | 665.1127 | 665.1127 | 843.6245 | 665.1127 | 994.5578 | 637.958 | 665.1127 | 843.6245 | 665.1127 | 5955 | 665.1127 | 843.6245 | 994.5578 | 637.958 | 7434 | 6015 | 467 | 574 | 5961 | 6197 | 3127 | 477 | 703.1288 | 844.9616 | 974.1497 | 290.3226
| 5956 | 747.1519 | 686.2114 | 850.1932 | 686.2114 | 686.2114 | 850.1932 | 686.2114 | 686.2114 | 850.1932 | 686.2114 | 991.8367 | 577.8265 | 686.2114 | 850.1932 | 686.2114 | 5956 | 686.2114 | 850.1932 | 991.8367 | 577.8265 | 6688 | 5612 | 813 | 1020 | 4019 | 8141 | 3076 | 3553 | 703.1288 | 844.9587 | 974.1497 | 290.2182
| 5957 | 749.2688 | 695.439 | 851.2044 | 695.439 | 695.439 | 851.2044 | 695.439 | 695.439 | 851.2044 | 695.439 | 991.8367 | 529.596 | 695.439 | 851.2044 | 695.439 | 5957 | 695.439 | 851.2044 | 991.8367 | 529.596 | 6264 | 5550 | 812 | 1523 | 8666 | 605 | 3062 | 8748 | 703.0807 | 844.9587 | 974.1497 | 290.0094
| 5958 | 747.6628 | 691.0655 | 847.0028 | 691.0655 | 691.0655 | 847.0028 | 691.0655 | 691.0655 | 847.0028 | 691.0655 | 982.3129 | 568.4309 | 691.0655 | 847.0028 | 691.0655 | 5958 | 691.0655 | 847.0028 | 982.3129 | 568.4309 | 6461 | 5835 | 3244 | 1118 | 7769 | 5994 | 3046 | 8427 | 703.0807 | 844.9585 | 974.1497 | 290.0094
| 5959 | 734.4182 | 680.5883 | 823.4343 | 680.5883 | 680.5883 | 823.4343 | 680.5883 | 680.5883 | 823.4343 | 680.5883 | 972.7891 | 570.6232 | 680.5883 | 823.4343 | 680.5883 | 5959 | 680.5883 | 823.4343 | 972.7891 | 570.6232 | 6923 | 6784 | 6238 | 1092 | 4585 | 6006 | 3035 | 8409 | 703.0807 | 844.9503 | 974.1497 | 290.0094
| 5960 | 746.3509 | 703.4652 | 823.5597 | 703.4652 | 703.4652 | 823.5597 | 703.4652 | 703.4652 | 823.5597 | 703.4652 | 986.3946 | 540.5575 | 703.4652 | 823.5597 | 703.4652 | 5960 | 703.4652 | 823.5597 | 986.3946 | 540.5575 | 5936 | 6780 | 1836 | 1399 | 4563 | 6064 | 3021 | 8133 | 703.0807 | 844.9468 | 974.1497 | 290.0094
| 5961 | 741.1513 | 703.1288 | 853.3158 | 703.1288 | 703.1288 | 853.3158 | 703.1288 | 703.1288 | 853.3158 | 703.1288 | 959.1837 | 378.6408 | 703.1288 | 853.3158 | 703.1288 | 5961 | 703.1288 | 853.3159 | 959.1837 | 378.6408 | 5955 | 5412 | 8309 | 3884 | 1824 | 6103 | 3011 | 7993 | 703.0807 | 844.9114 | 974.1497 | 290.0094
| 5962 | 781.922 | 718.4121 | 871.9238 | 718.4121 | 718.4121 | 871.9238 | 718.4121 | 718.4121 | 871.9238 | 718.4121 | 976.8707 | 735.0454 | 718.4121 | 871.9238 | 718.4121 | 5962 | 718.4121 | 871.9238 | 976.8708 | 735.0454 | 5298 | 4156 | 4982 | 173 | 3757 | 2696 | 2979 | 5394 | 703.0326 | 844.863 | 974.1497 | 290.0094
| 5963 | 771.5513 | 719.95 | 843.1935 | 719.95 | 719.95 | 843.1935 | 719.95 | 719.95 | 843.1935 | 719.95 | 985.034 | 684.3094 | 719.95 | 843.1935 | 719.95 | 5963 | 719.95 | 843.1935 | 985.034 | 684.3094 | 5234 | 6048 | 2185 | 338 | 1763 | 5953 | 2959 | 5216 | 703.0326 | 844.8314 | 974.1497 | 290.0094
| 5964 | 758.8464 | 711.6836 | 843.9915 | 711.6836 | 711.6836 | 843.9915 | 711.6836 | 711.6836 | 843.9915 | 711.6836 | 989.1156 | 565.2991 | 711.6836 | 843.9915 | 711.6836 | 5964 | 711.6836 | 843.9915 | 989.1157 | 565.2991 | 5565 | 5999 | 1179 | 1140 | 7409 | 2239 | 2908 | 3140 | 702.9846 | 844.798 | 974.1497 | 290.0094
| 5965 | 743.7834 | 706.493 | 840.0713 | 706.493 | 706.493 | 840.0713 | 706.493 | 706.493 | 840.0713 | 706.493 | 986.3946 | 414.3439 | 706.493 | 840.0713 | 706.493 | 5965 | 706.493 | 840.0713 | 986.3946 | 414.3439 | 5800 | 6216 | 1835 | 3242 | 7276 | 2410 | 2894 | 2308 | 702.9846 | 844.6878 | 974.1497 | 290.0094
| 5966 | 753.8799 | 713.6541 | 799.8349 | 713.6541 | 713.6541 | 799.8349 | 713.6541 | 713.6541 | 799.8349 | 713.6541 | 983.6735 | 662.0733 | 713.6541 | 799.8349 | 713.6541 | 5966 | 713.6541 | 799.8349 | 983.6735 | 662.0733 | 5479 | 7086 | 2616 | 440 | 5294 | 2180 | 2878 | 1714 | 702.9846 | 844.6878 | 974.1497 | 290.0094
| 5967 | 752.9492 | 726.1979 | 791.3744 | 726.1979 | 726.1979 | 791.3744 | 726.1979 | 726.1979 | 791.3744 | 726.1979 | 987.7551 | 578.4529 | 726.1979 | 791.3744 | 726.1979 | 5967 | 726.1979 | 791.3744 | 987.7551 | 578.4529 | 4963 | 7125 | 1472 | 1018 | 4242 | 7142 | 2867 | 1369 | 702.9846 | 844.6648 | 974.1497 | 290.0094
| 5968 | 762.8979 | 727.1111 | 786.0032 | 727.1111 | 727.1111 | 786.0032 | 727.1111 | 727.1111 | 786.0032 | 727.1111 | 987.7551 | 731.9136 | 727.1111 | 786.0032 | 727.1111 | 5968 | 727.1111 | 786.0032 | 987.7551 | 731.9136 | 4920 | 7148 | 1471 | 182 | 3458 | 6323 | 2853 | 1126 | 702.9846 | 844.6455 | 974.1497 | 290.0094
| 5969 | 775.6801 | 750.2283 | 838.9149 | 750.2283 | 750.2283 | 838.9149 | 750.2283 | 750.2283 | 838.9149 | 750.2283 | 1000 | 502.0357 | 750.2283 | 838.9149 | 750.2283 | 5969 | 750.2283 | 838.9149 | 1000 | 502.0357 | 4001 | 6263 | 17 | 1861 | 1878 | 6560 | 2843 | 709 | 702.9846 | 844.6166 | 974.1497 | 290.0094
| 5970 | 780.3585 | 757.4374 | 827.6248 | 757.4374 | 757.4374 | 827.6248 | 757.4374 | 757.4374 | 827.6248 | 757.4374 | 980.9524 | 574.0683 | 757.4374 | 827.6248 | 757.4374 | 5970 | 757.4374 | 827.6248 | 980.9524 | 574.0683 | 3726 | 6687 | 3730 | 1056 | 353 | 5114 | 2811 | 597 | 702.9846 | 844.5974 | 974.1497 | 290.0094
| 5971 | 846.378 | 871.2933 | 822.4637 | 871.2933 | 871.2933 | 822.4637 | 871.2933 | 871.2933 | 822.4637 | 871.2933 | 995.9184 | 593.1726 | 871.2933 | 822.4637 | 871.2933 | 5971 | 871.2933 | 822.4637 | 995.9184 | 593.1726 | 802 | 6802 | 275 | 902 | 7737 | 915 | 2791 | 38 | 702.8885 | 844.5887 | 974.1497 | 290.0094
| 5972 | 841.6811 | 894.8911 | 844.992 | 894.8911 | 894.8911 | 844.992 | 894.8911 | 894.8911 | 844.992 | 894.8911 | 978.2313 | 266.2073 | 894.8911 | 844.992 | 894.8911 | 5972 | 894.8911 | 844.992 | 978.2313 | 266.2073 | 535 | 5951 | 4422 | 6897 | 7183 | 6562 | 2740 | 1661 | 702.8885 | 844.5685 | 974.1497 | 289.8528
| 5973 | 845.4382 | 887.634 | 838.3789 | 887.634 | 887.634 | 838.3789 | 887.634 | 887.634 | 838.3789 | 887.634 | 993.1973 | 388.3495 | 887.634 | 838.3789 | 887.634 | 5973 | 887.634 | 838.379 | 993.1973 | 388.3495 | 602 | 6291 | 622 | 3693 | 697 | 2383 | 2726 | 8302 | 702.8885 | 844.5664 | 974.1497 | 289.6962
| 5974 | 846.2689 | 864.0842 | 841.0681 | 864.0842 | 864.0842 | 841.0681 | 864.0842 | 864.0842 | 841.0681 | 864.0842 | 994.5578 | 576.2606 | 864.0842 | 841.0681 | 864.0842 | 5974 | 864.0842 | 841.0681 | 994.5578 | 576.2606 | 873 | 6168 | 466 | 1038 | 3796 | 5413 | 2710 | 8156 | 702.8404 | 844.5658 | 974.1497 | 289.6962
| 5975 | 786.994 | 758.3025 | 849.8677 | 758.3025 | 758.3025 | 849.8677 | 758.3025 | 758.3025 | 849.8677 | 758.3025 | 972.7891 | 579.2358 | 758.3025 | 849.8677 | 758.3025 | 5975 | 758.3025 | 849.8677 | 972.7891 | 579.2358 | 3682 | 5638 | 6237 | 1011 | 3201 | 5783 | 2699 | 7583 | 702.8404 | 844.5417 | 974.1497 | 289.6962
| 5976 | 771.1462 | 759.8885 | 851.4647 | 759.8885 | 759.8885 | 851.4647 | 759.8885 | 759.8885 | 851.4647 | 759.8885 | 993.1973 | 317.8829 | 759.8885 | 851.4647 | 759.8885 | 5976 | 759.8885 | 851.4647 | 993.1973 | 317.8829 | 3625 | 5532 | 621 | 5104 | 5127 | 2527 | 2685 | 7420 | 702.7923 | 844.4934 | 974.1497 | 289.6962
| 5977 | 749.3443 | 695.8716 | 850.7091 | 695.8716 | 695.8716 | 850.7091 | 695.8716 | 695.8716 | 850.7091 | 695.8716 | 990.4762 | 530.5355 | 695.8716 | 850.7091 | 695.8716 | 5977 | 695.8716 | 850.7091 | 990.4762 | 530.5356 | 6244 | 5578 | 1023 | 1512 | 3234 | 5547 | 2675 | 7395 | 702.7923 | 844.3924 | 974.1497 | 289.6962
| 5978 | 768.6235 | 711.203 | 848.8398 | 711.203 | 711.203 | 848.8398 | 711.203 | 711.203 | 848.8398 | 711.203 | 998.6395 | 677.1062 | 711.203 | 848.8398 | 711.203 | 5978 | 711.203 | 848.8398 | 998.6395 | 677.1062 | 5584 | 5735 | 86 | 366 | 2529 | 4881 | 2643 | 4687 | 702.7443 | 844.3913 | 974.1497 | 289.6962
| 5979 | 759.5617 | 709.3286 | 852.7146 | 709.3286 | 709.3286 | 852.7146 | 709.3286 | 709.3286 | 852.7146 | 709.3286 | 995.9184 | 552.4585 | 709.3286 | 852.7146 | 709.3286 | 5979 | 709.3286 | 852.7146 | 995.9184 | 552.4585 | 5673 | 5442 | 274 | 1274 | 723 | 6246 | 2623 | 2077 | 702.7443 | 844.3743 | 974.1497 | 289.6962
| 5980 | 755.3118 | 710.9627 | 845.4869 | 710.9627 | 710.9627 | 845.4869 | 710.9627 | 710.9627 | 845.4869 | 710.9627 | 986.3946 | 518.3213 | 710.9627 | 845.4869 | 710.9627 | 5980 | 710.9627 | 845.4869 | 986.3946 | 518.3213 | 5592 | 5928 | 1834 | 1661 | 6148 | 5791 | 2572 | 1998 | 702.6962 | 844.3647 | 974.1497 | 289.6962
| 5981 | 760.3429 | 713.9424 | 847.2955 | 713.9424 | 713.9424 | 847.2955 | 713.9424 | 713.9424 | 847.2955 | 713.9424 | 989.1156 | 554.964 | 713.9424 | 847.2955 | 713.9424 | 5981 | 713.9424 | 847.2955 | 989.1157 | 554.964 | 5467 | 5815 | 1178 | 1245 | 3891 | 5764 | 2558 | 1824 | 702.6962 | 844.2823 | 974.1497 | 289.6962
| 5982 | 773.0976 | 712.2603 | 841.5335 | 712.2603 | 712.2603 | 841.5335 | 712.2603 | 712.2603 | 841.5335 | 712.2603 | 995.9184 | 763.2321 | 712.2603 | 841.5335 | 712.2603 | 5982 | 712.2603 | 841.5335 | 995.9184 | 763.2321 | 5536 | 6138 | 273 | 114 | 2503 | 6248 | 2542 | 1773 | 702.6481 | 844.2608 | 974.1497 | 289.6962
| 5983 | 739.8778 | 703.5132 | 845.7575 | 703.5132 | 703.5132 | 845.7575 | 703.5132 | 703.5132 | 845.7575 | 703.5132 | 974.1497 | 373.0034 | 703.5132 | 845.7575 | 703.5132 | 5983 | 703.5132 | 845.7575 | 974.1497 | 373.0035 | 5935 | 5920 | 5819 | 4003 | 5653 | 31 | 2531 | 1722 | 702.6001 | 844.2081 | 974.1497 | 289.6962
| 5984 | 737.2209 | 711.4913 | 818.9285 | 711.4913 | 711.4913 | 818.9285 | 711.4913 | 711.4913 | 818.9285 | 711.4913 | 986.3946 | 367.0529 | 711.4913 | 818.9285 | 711.4913 | 5984 | 711.4913 | 818.9285 | 986.3946 | 367.0529 | 5572 | 6869 | 1833 | 4133 | 7264 | 6601 | 2517 | 620 | 702.552 | 844.1847 | 974.1497 | 289.6962
| 5985 | 751.2285 | 726.0057 | 831.804 | 726.0057 | 726.0057 | 831.804 | 726.0057 | 726.0057 | 831.804 | 726.0057 | 982.3129 | 399.6242 | 726.0057 | 831.804 | 726.0057 | 5985 | 726.0057 | 831.804 | 982.3129 | 399.6242 | 4972 | 6558 | 3243 | 3497 | 5628 | 5421 | 2507 | 364 | 702.552 | 844.1512 | 974.1497 | 289.6962
| 5986 | 771.6441 | 735.0411 | 849.9005 | 735.0411 | 735.0411 | 849.9005 | 735.0411 | 735.0411 | 849.9005 | 735.0411 | 985.034 | 538.052 | 735.0411 | 849.9005 | 735.0411 | 5986 | 735.0411 | 849.9005 | 985.034 | 538.052 | 4606 | 5636 | 2184 | 1430 | 3939 | 2632 | 2475 | 339 | 702.552 | 844.1494 | 974.1497 | 289.6962
| 5987 | 766.1771 | 737.0116 | 845.8857 | 737.0116 | 737.0116 | 845.8857 | 737.0116 | 737.0116 | 845.8857 | 737.0116 | 971.4286 | 475.415 | 737.0116 | 845.8857 | 737.0116 | 5987 | 737.0116 | 845.8857 | 971.4286 | 475.415 | 4505 | 5911 | 6638 | 2219 | 1922 | 5011 | 2455 | 8698 | 702.552 | 844.1404 | 974.1497 | 289.383
| 5988 | 765.4896 | 719.6617 | 872.8384 | 719.6617 | 719.6617 | 872.8384 | 719.6617 | 719.6617 | 872.8384 | 719.6617 | 956.4626 | 511.7444 | 719.6617 | 872.8384 | 719.6617 | 5988 | 719.6617 | 872.8384 | 956.4626 | 511.7444 | 5246 | 4091 | 8429 | 1748 | 6609 | 2222 | 2404 | 8580 | 702.504 | 844.1125 | 974.1497 | 289.383
| 5989 | 782.2432 | 740.4239 | 846.8323 | 740.4239 | 740.4239 | 846.8323 | 740.4239 | 740.4239 | 846.8323 | 740.4239 | 963.2653 | 677.4194 | 740.4239 | 846.8323 | 740.4239 | 5989 | 740.4239 | 846.8323 | 963.2653 | 677.4194 | 4375 | 5841 | 8080 | 363 | 6722 | 5517 | 2390 | 8203 | 702.4559 | 844.1082 | 974.1497 | 289.383
| 5990 | 788.0025 | 754.8902 | 856.2927 | 754.8902 | 754.8902 | 856.2927 | 754.8902 | 754.8902 | 856.2927 | 754.8902 | 975.5102 | 592.233 | 754.8902 | 856.2927 | 754.8902 | 5990 | 754.8902 | 856.2927 | 975.5102 | 592.233 | 3830 | 5238 | 5399 | 908 | 4408 | 6547 | 2374 | 7394 | 702.4559 | 844.1025 | 974.1497 | 289.383
| 5991 | 764.5319 | 737.9247 | 867.7766 | 737.9247 | 737.9247 | 867.7766 | 737.9247 | 737.9247 | 867.7766 | 737.9247 | 997.2789 | 331.663 | 737.9247 | 867.7766 | 737.9247 | 5991 | 737.9247 | 867.7766 | 997.2789 | 331.663 | 4472 | 4422 | 173 | 4800 | 1237 | 6546 | 2363 | 6356 | 702.4559 | 844.0841 | 974.1497 | 289.383
| 5992 | 810.5225 | 776.085 | 867.1664 | 776.085 | 776.085 | 867.1664 | 776.085 | 776.085 | 867.1664 | 776.085 | 985.034 | 684.9358 | 776.085 | 867.1664 | 776.085 | 5992 | 776.085 | 867.1664 | 985.034 | 684.9358 | 3022 | 4464 | 2183 | 335 | 6614 | 6209 | 2349 | 4759 | 702.4079 | 844.0776 | 974.1497 | 289.383
| 5993 | 809.8343 | 763.9256 | 864.2219 | 763.9256 | 763.9256 | 864.2219 | 763.9256 | 763.9256 | 864.2219 | 763.9256 | 998.6395 | 770.7485 | 763.9256 | 864.2219 | 763.9256 | 5993 | 763.9256 | 864.2219 | 998.6395 | 770.7485 | 3497 | 4695 | 85 | 86 | 4649 | 5805 | 2339 | 4363 | 702.4078 | 844.0768 | 974.1497 | 289.383
| 5994 | 797.2803 | 777.4787 | 844.9584 | 777.4787 | 777.4787 | 844.9584 | 777.4787 | 777.4787 | 844.9584 | 777.4787 | 953.7415 | 608.5186 | 777.4787 | 844.9584 | 777.4787 | 5994 | 777.4787 | 844.9585 | 953.7415 | 608.5186 | 2969 | 5958 | 8517 | 763 | 6272 | 2255 | 2307 | 2137 | 702.3598 | 844.076 | 974.1497 | 289.383
| 5995 | 847.3636 | 853.5191 | 868.5996 | 853.5191 | 853.5191 | 868.5996 | 853.5191 | 853.5191 | 868.5996 | 853.5191 | 975.5102 | 585.0298 | 853.5191 | 868.5996 | 853.5191 | 5995 | 853.5191 | 868.5996 | 975.5102 | 585.0298 | 998 | 4365 | 5398 | 969 | 3483 | 923 | 2287 | 1950 | 702.3598 | 844.0751 | 974.1497 | 289.383
| 5996 | 847.3934 | 889.8467 | 859.9141 | 889.8467 | 889.8467 | 859.9141 | 889.8467 | 889.8467 | 859.9141 | 889.8467 | 972.7891 | 332.2894 | 889.8467 | 859.9141 | 889.8467 | 5996 | 889.8467 | 859.9141 | 972.7891 | 332.2894 | 573 | 4984 | 6236 | 4790 | 3469 | 5727 | 2236 | 667 | 702.3598 | 844.0663 | 974.1497 | 289.383
| 5997 | 861.8122 | 878.1179 | 863.0549 | 878.1179 | 878.1179 | 863.0549 | 878.1179 | 878.1179 | 863.0549 | 878.1179 | 976.8707 | 611.3373 | 878.1179 | 863.0549 | 878.1179 | 5997 | 878.1179 | 863.055 | 976.8708 | 611.3373 | 707 | 4769 | 4981 | 737 | 4383 | 5563 | 2222 | 338 | 702.3117 | 844.0213 | 974.1497 | 289.383
| 5998 | 831.1957 | 841.3995 | 860.4099 | 841.3995 | 841.3995 | 860.4099 | 841.3995 | 841.3995 | 860.4099 | 841.3995 | 989.1156 | 474.7886 | 841.3995 | 860.4099 | 841.3995 | 5998 | 841.3995 | 860.4099 | 989.1157 | 474.7886 | 1201 | 4954 | 1177 | 2230 | 3484 | 5375 | 2206 | 8260 | 702.3117 | 844.0031 | 974.1497 | 289.3361
| 5999 | 773.0426 | 737.4922 | 866.0789 | 737.4922 | 737.4922 | 866.0789 | 737.4922 | 737.4922 | 866.0789 | 737.4922 | 978.2313 | 480.1127 | 737.4922 | 866.0789 | 737.4922 | 5999 | 737.4922 | 866.0789 | 978.2313 | 480.1128 | 4484 | 4547 | 4421 | 2150 | 1903 | 5964 | 2195 | 8333 | 702.3117 | 843.9915 | 974.1497 | 289.2525
| 6000 | 764.9308 | 731.3404 | 859.3917 | 731.3404 | 731.3404 | 859.3917 | 731.3404 | 731.3404 | 859.3917 | 731.3404 | 970.068 | 450.6733 | 731.3404 | 859.3917 | 731.3404 | 6000 | 731.3404 | 859.3917 | 970.068 | 450.6734 | 4765 | 5029 | 7019 | 2651 | 6904 | 6229 | 2181 | 8581 | 702.2637 | 843.9701 | 974.1497 | 289.0698
| 6001 | 750.5516 | 713.7982 | 858.6014 | 713.7982 | 713.7982 | 858.6014 | 713.7982 | 713.7982 | 858.6014 | 713.7982 | 979.5918 | 383.3386 | 713.7982 | 858.6014 | 713.7982 | 6001 | 713.7982 | 858.6014 | 979.5918 | 383.3386 | 5473 | 5088 | 4079 | 3788 | 5730 | 6629 | 2171 | 8263 | 702.2637 | 843.9505 | 974.1497 | 289.0698
| 6002 | 746.7292 | 706.3008 | 845.3226 | 706.3008 | 706.3008 | 845.3226 | 706.3008 | 706.3008 | 845.3226 | 706.3008 | 968.7075 | 453.8052 | 706.3008 | 845.3226 | 706.3008 | 6002 | 706.3008 | 845.3226 | 968.7075 | 453.8052 | 5809 | 5933 | 7353 | 2597 | 4489 | 2567 | 2139 | 8070 | 702.2637 | 843.9124 | 974.1497 | 289.0698
| 6003 | 737.5768 | 679.9154 | 840.4276 | 679.9154 | 679.9154 | 840.4276 | 679.9154 | 679.9154 | 840.4276 | 679.9154 | 974.1497 | 550.8926 | 679.9154 | 840.4276 | 679.9154 | 6003 | 679.9154 | 840.4276 | 974.1497 | 550.8926 | 6951 | 6201 | 5818 | 1296 | 3995 | 6215 | 2119 | 8047 | 702.2637 | 843.893 | 974.1497 | 289.0698
| 6004 | 735.9092 | 692.7957 | 847.2173 | 692.7957 | 692.7957 | 847.2173 | 692.7957 | 692.7957 | 847.2173 | 692.7957 | 980.9524 | 390.5418 | 692.7957 | 847.2173 | 692.7957 | 6004 | 692.7957 | 847.2173 | 980.9524 | 390.5418 | 6391 | 5823 | 3729 | 3659 | 6795 | 5492 | 2068 | 7444 | 702.2156 | 843.8841 | 974.1497 | 289.0698
| 6005 | 742.696 | 699.4281 | 850.5814 | 699.4281 | 699.4281 | 850.5814 | 699.4281 | 699.4281 | 850.5814 | 699.4281 | 980.9524 | 419.0417 | 699.4281 | 850.5814 | 699.4281 | 6005 | 699.4281 | 850.5814 | 980.9524 | 419.0417 | 6113 | 5584 | 3728 | 3166 | 3783 | 5740 | 2054 | 6656 | 702.2156 | 843.8771 | 974.1497 | 289.0698
| 6006 | 746.222 | 710.5782 | 844.9503 | 710.5782 | 710.5782 | 844.9503 | 710.5782 | 710.5782 | 844.9503 | 710.5782 | 987.7551 | 394.9264 | 710.5782 | 844.9503 | 710.5782 | 6006 | 710.5782 | 844.9503 | 987.7551 | 394.9264 | 5620 | 5959 | 1470 | 3579 | 2536 | 5842 | 2038 | 4227 | 702.2156 | 843.8539 | 974.1497 | 289.0698
| 6007 | 740.1994 | 710.1937 | 835.4256 | 710.1937 | 710.1937 | 835.4256 | 710.1937 | 710.1937 | 835.4256 | 710.1937 | 976.8707 | 362.6683 | 710.1937 | 835.4256 | 710.1937 | 6007 | 710.1937 | 835.4256 | 976.8708 | 362.6683 | 5635 | 6410 | 4980 | 4220 | 7106 | 6186 | 2027 | 1779 | 702.1195 | 843.8305 | 974.1497 | 289.0698
| 6008 | 733.0077 | 703.1288 | 826.1587 | 703.1288 | 703.1288 | 826.1587 | 703.1288 | 703.1288 | 826.1587 | 703.1288 | 978.2313 | 354.2123 | 703.1288 | 826.1587 | 703.1288 | 6008 | 703.1288 | 826.1587 | 978.2313 | 354.2123 | 5954 | 6726 | 4420 | 4373 | 5363 | 5416 | 2013 | 534 | 702.1195 | 843.8101 | 974.1497 | 289.0698
| 6009 | 743.3653 | 709.2805 | 831.3721 | 709.2805 | 709.2805 | 831.3721 | 709.2805 | 709.2805 | 831.3721 | 709.2805 | 971.4286 | 435.9536 | 709.2805 | 831.3721 | 709.2805 | 6009 | 709.2805 | 831.3721 | 971.4286 | 435.9537 | 5676 | 6577 | 6637 | 2888 | 6804 | 5367 | 2003 | 511 | 702.0714 | 843.7996 | 974.1497 | 289.0698
| 6010 | 756.6604 | 721.1996 | 834.8646 | 721.1996 | 721.1996 | 834.8646 | 721.1996 | 721.1996 | 834.8646 | 721.1996 | 960.5442 | 523.6455 | 721.1996 | 834.8646 | 721.1996 | 6010 | 721.1996 | 834.8646 | 960.5442 | 523.6455 | 5185 | 6427 | 8221 | 1599 | 6487 | 7645 | 1971 | 480 | 702.0234 | 843.7812 | 974.1497 | 289.0698
| 6011 | 756.6228 | 725.2848 | 843.3864 | 725.2848 | 725.2848 | 843.3864 | 725.2848 | 725.2848 | 843.3864 | 725.2848 | 976.8707 | 440.0251 | 725.2848 | 843.3864 | 725.2848 | 6011 | 725.2848 | 843.3864 | 976.8708 | 440.0251 | 4999 | 6038 | 4979 | 2828 | 5942 | 936 | 1951 | 388 | 702.0234 | 843.7641 | 974.1497 | 289.0698
| 6012 | 774.6798 | 742.4905 | 835.0158 | 742.4905 | 742.4905 | 835.0158 | 742.4905 | 742.4905 | 835.0158 | 742.4905 | 967.3469 | 598.1835 | 742.4905 | 835.0158 | 742.4905 | 6012 | 742.4905 | 835.0158 | 967.3469 | 598.1835 | 4298 | 6421 | 7556 | 847 | 5128 | 1999 | 1900 | 7040 | 701.9753 | 843.7212 | 974.1497 | 288.9133
| 6013 | 751.7513 | 724.2755 | 846.7772 | 724.2755 | 724.2755 | 846.7772 | 724.2755 | 724.2755 | 846.7772 | 724.2755 | 940.1361 | 403.0692 | 724.2755 | 846.7772 | 724.2755 | 6013 | 724.2755 | 846.7772 | 940.1361 | 403.0692 | 5042 | 5844 | 8671 | 3429 | 5122 | 6173 | 1886 | 8747 | 701.9753 | 843.7094 | 974.1497 | 288.7567
| 6014 | 781.0949 | 739.751 | 846.4397 | 739.751 | 739.751 | 846.4397 | 739.751 | 739.751 | 846.4397 | 739.751 | 946.9388 | 684.6226 | 739.751 | 846.4397 | 739.751 | 6014 | 739.7511 | 846.4397 | 946.9388 | 684.6226 | 4403 | 5866 | 8568 | 337 | 3128 | 5383 | 1870 | 8215 | 701.9753 | 843.6377 | 974.1497 | 288.7567
| 6015 | 790.4835 | 748.5462 | 833.0326 | 748.5462 | 748.5462 | 833.0326 | 748.5462 | 748.5462 | 833.0326 | 748.5462 | 979.5918 | 766.6771 | 748.5462 | 833.0326 | 748.5462 | 6015 | 748.5462 | 833.0326 | 979.5918 | 766.6771 | 4059 | 6508 | 4078 | 103 | 8669 | 5955 | 1859 | 8138 | 701.9272 | 843.6245 | 974.1497 | 288.7567
| 6016 | 791.5372 | 767.0015 | 833.4313 | 767.0015 | 767.0015 | 833.4313 | 767.0015 | 767.0015 | 833.4313 | 767.0015 | 970.068 | 641.7163 | 767.0015 | 833.4313 | 767.0015 | 6016 | 767.0015 | 833.4313 | 970.068 | 641.7163 | 3395 | 6496 | 7018 | 543 | 7109 | 6553 | 1845 | 1882 | 701.9272 | 843.6213 | 974.1497 | 288.7567
| 6017 | 783.6772 | 760.8497 | 839.5457 | 760.8497 | 760.8497 | 839.5457 | 760.8497 | 760.8497 | 839.5457 | 760.8497 | 972.7891 | 553.7112 | 760.8497 | 839.5457 | 760.8497 | 6017 | 760.8497 | 839.5457 | 972.7891 | 553.7112 | 3600 | 6240 | 6235 | 1261 | 6317 | 5713 | 1835 | 1839 | 701.9272 | 843.6203 | 974.1497 | 288.7567
| 6018 | 761.4352 | 757.0529 | 831.1116 | 757.0529 | 757.0529 | 831.1116 | 757.0529 | 757.0529 | 831.1116 | 757.0529 | 986.3946 | 292.8281 | 757.0529 | 831.1116 | 757.0529 | 6018 | 757.0529 | 831.1116 | 986.3946 | 292.8281 | 3744 | 6584 | 1832 | 5863 | 5185 | 5484 | 1803 | 1832 | 701.9272 | 843.6133 | 974.1497 | 288.7567
| 6019 | 859.139 | 896.9097 | 855.3198 | 896.9097 | 896.9097 | 855.3198 | 896.9097 | 896.9097 | 855.3198 | 896.9097 | 970.068 | 461.3216 | 896.9097 | 855.3198 | 896.9097 | 6019 | 896.9097 | 855.3198 | 970.068 | 461.3216 | 514 | 5291 | 7017 | 2458 | 7039 | 6083 | 1783 | 1709 | 701.8311 | 843.608 | 974.1497 | 288.7567
| 6020 | 840.7153 | 899.3608 | 830.9203 | 899.3608 | 899.3608 | 830.9203 | 899.3608 | 899.3608 | 830.9203 | 899.3608 | 983.6735 | 267.7733 | 899.3608 | 830.9203 | 899.3608 | 6020 | 899.3608 | 830.9203 | 983.6735 | 267.7733 | 488 | 6590 | 2615 | 6838 | 3965 | 6111 | 1732 | 1656 | 701.8311 | 843.6067 | 974.1497 | 288.7567
| 6021 | 859.3206 | 905.08 | 843.3382 | 905.08 | 905.08 | 843.3382 | 905.08 | 905.08 | 843.3382 | 905.08 | 983.6735 | 432.8218 | 905.08 | 843.3382 | 905.08 | 6021 | 905.08 | 843.3383 | 983.6735 | 432.8218 | 439 | 6040 | 2614 | 2949 | 7616 | 1862 | 1718 | 1106 | 701.735 | 843.5765 | 974.1497 | 288.7567
| 6022 | 837.808 | 861.7773 | 853.0862 | 861.7773 | 861.7773 | 853.0862 | 861.7773 | 861.7773 | 853.0862 | 861.7773 | 979.5918 | 443.1569 | 861.7773 | 853.0862 | 861.7773 | 6022 | 861.7773 | 853.0862 | 979.5918 | 443.1569 | 901 | 5424 | 4077 | 2780 | 3989 | 6277 | 1702 | 679 | 701.735 | 843.568 | 974.1497 | 288.7567
| 6023 | 797.2367 | 788.8211 | 856.573 | 788.8211 | 788.8211 | 856.573 | 788.8211 | 788.8211 | 856.573 | 788.8211 | 993.1973 | 431.2559 | 788.8211 | 856.573 | 788.8211 | 6023 | 788.8211 | 856.573 | 993.1973 | 431.2559 | 2585 | 5216 | 620 | 2974 | 4256 | 6557 | 1691 | 602 | 701.6869 | 843.5664 | 974.1497 | 288.7567
| 6024 | 778.3585 | 747.8733 | 863.7629 | 747.8733 | 747.8733 | 863.7629 | 747.8733 | 747.8733 | 863.7629 | 747.8733 | 982.3129 | 476.6677 | 747.8733 | 863.7629 | 747.8733 | 6024 | 747.8733 | 863.7629 | 982.3129 | 476.6677 | 4087 | 4717 | 3242 | 2194 | 3489 | 8187 | 1677 | 8402 | 701.6869 | 843.5626 | 974.1497 | 288.4435
| 6025 | 763.0823 | 716.6819 | 865.6248 | 716.6819 | 716.6819 | 865.6248 | 716.6819 | 716.6819 | 865.6248 | 716.6819 | 994.5578 | 492.6402 | 716.6819 | 865.6248 | 716.6819 | 6025 | 716.6819 | 865.6248 | 994.5578 | 492.6402 | 5362 | 4586 | 465 | 1982 | 6341 | 651 | 1667 | 8212 | 701.6389 | 843.5626 | 974.1497 | 288.4435
| 6026 | 746.995 | 712.9331 | 856.2807 | 712.9331 | 712.9331 | 856.2807 | 712.9331 | 712.9331 | 856.2807 | 712.9331 | 990.4762 | 338.8663 | 712.9331 | 856.2807 | 712.9331 | 6026 | 712.9332 | 856.2807 | 990.4762 | 338.8663 | 5512 | 5239 | 1022 | 4670 | 5487 | 6208 | 1635 | 7969 | 701.5428 | 843.5619 | 974.1497 | 288.4435
| 6027 | 752.6153 | 717.1625 | 847.5889 | 717.1625 | 717.1625 | 847.5889 | 717.1625 | 717.1625 | 847.5889 | 717.1625 | 975.5102 | 433.4482 | 717.1625 | 847.5889 | 717.1625 | 6027 | 717.1625 | 847.5889 | 975.5102 | 433.4482 | 5346 | 5801 | 5397 | 2934 | 4384 | 6793 | 1615 | 7809 | 701.5428 | 843.5447 | 974.1497 | 288.4435
| 6028 | 746.5495 | 692.8918 | 849.5294 | 692.8918 | 692.8918 | 849.5294 | 692.8918 | 692.8918 | 849.5294 | 692.8918 | 979.5918 | 530.8487 | 692.8918 | 849.5294 | 692.8918 | 6028 | 692.8918 | 849.5294 | 979.5918 | 530.8487 | 6385 | 5677 | 4076 | 1511 | 6445 | 6563 | 1564 | 5477 | 701.4947 | 843.5447 | 974.1497 | 288.4435
| 6029 | 771.5767 | 714.7595 | 856.952 | 714.7595 | 714.7595 | 856.952 | 714.7595 | 714.7595 | 856.952 | 714.7595 | 985.034 | 671.1557 | 714.7595 | 856.952 | 714.7595 | 6029 | 714.7595 | 856.952 | 985.034 | 671.1557 | 5433 | 5194 | 2182 | 399 | 3733 | 879 | 1550 | 2528 | 701.4947 | 843.5373 | 974.1497 | 288.4435
| 6030 | 754.6219 | 692.3631 | 876.7609 | 692.3631 | 692.3631 | 876.7609 | 692.3631 | 692.3631 | 876.7609 | 692.3631 | 965.9864 | 552.7717 | 692.3631 | 876.7609 | 692.3631 | 6030 | 692.3632 | 876.7609 | 965.9864 | 552.7717 | 6406 | 3843 | 7837 | 1271 | 1974 | 7494 | 1534 | 676 | 701.4947 | 843.5146 | 974.1497 | 288.4435
| 6031 | 748.8059 | 690.8252 | 850.9387 | 690.8252 | 690.8252 | 850.9387 | 690.8252 | 690.8252 | 850.9387 | 690.8252 | 978.2313 | 574.6946 | 690.8252 | 850.9387 | 690.8252 | 6031 | 690.8252 | 850.9387 | 978.2313 | 574.6947 | 6470 | 5566 | 4419 | 1050 | 4014 | 438 | 1523 | 462 | 701.4466 | 843.5146 | 974.1497 | 288.4435
| 6032 | 736.0462 | 700.3412 | 859.6181 | 700.3412 | 700.3412 | 859.6181 | 700.3412 | 700.3412 | 859.6181 | 700.3412 | 980.9524 | 282.493 | 700.3412 | 859.6181 | 700.3412 | 6032 | 700.3412 | 859.6181 | 980.9524 | 282.493 | 6068 | 5014 | 3727 | 6273 | 5713 | 6079 | 1509 | 8328 | 701.3986 | 843.4756 | 974.1497 | 288.3652
| 6033 | 768.1254 | 728.3606 | 845.2844 | 728.3606 | 728.3606 | 845.2844 | 728.3606 | 728.3606 | 845.2844 | 728.3606 | 982.3129 | 563.42 | 728.3606 | 845.2844 | 728.3606 | 6033 | 728.3607 | 845.2844 | 982.3129 | 563.42 | 4873 | 5935 | 3241 | 1164 | 6633 | 5849 | 1499 | 8136 | 701.3505 | 843.4756 | 974.1497 | 288.1303
| 6034 | 761.1381 | 712.9812 | 852.2948 | 712.9812 | 712.9812 | 852.2948 | 712.9812 | 712.9812 | 852.2948 | 712.9812 | 978.2313 | 564.6727 | 712.9812 | 852.2948 | 712.9812 | 6034 | 712.9812 | 852.2948 | 978.2313 | 564.6727 | 5510 | 5469 | 4418 | 1148 | 3758 | 5373 | 1467 | 7832 | 701.3505 | 843.4659 | 974.1497 | 288.1303
| 6035 | 717.0093 | 703.8497 | 677.3532 | 703.8497 | 703.8497 | 677.3532 | 703.8497 | 703.8497 | 677.3532 | 703.8497 | 974.1497 | 723.7707 | 703.8497 | 677.3532 | 703.8497 | 6035 | 703.8497 | 677.3532 | 974.1497 | 723.7708 | 5920 | 8242 | 5817 | 202 | 7230 | 5823 | 1447 | 7805 | 701.2063 | 843.4312 | 974.1497 | 288.1303
| 6036 | 763.6939 | 720.3345 | 862.0067 | 720.3345 | 720.3345 | 862.0067 | 720.3345 | 720.3345 | 862.0067 | 720.3345 | 983.6735 | 497.3379 | 720.3345 | 862.0067 | 720.3345 | 6036 | 720.3345 | 862.0067 | 983.6735 | 497.3379 | 5217 | 4848 | 2613 | 1931 | 6431 | 2568 | 1396 | 7423 | 701.2063 | 843.426 | 974.1497 | 288.1303
| 6037 | 743.1515 | 706.8775 | 841.0182 | 706.8775 | 706.8775 | 841.0182 | 706.8775 | 706.8775 | 841.0182 | 706.8775 | 965.9864 | 419.0417 | 706.8775 | 841.0182 | 706.8775 | 6037 | 706.8775 | 841.0182 | 965.9864 | 419.0417 | 5781 | 6172 | 7836 | 3165 | 3890 | 5909 | 1382 | 7095 | 701.2063 | 843.3969 | 974.1497 | 288.1303
| 6038 | 755.6999 | 704.0419 | 850.1655 | 704.0419 | 704.0419 | 850.1655 | 704.0419 | 704.0419 | 850.1655 | 704.0419 | 991.8367 | 554.964 | 704.0419 | 850.1655 | 704.0419 | 6038 | 704.0419 | 850.1656 | 991.8367 | 554.964 | 5913 | 5613 | 811 | 1244 | 3567 | 6011 | 1366 | 6163 | 701.2063 | 843.3864 | 974.1497 | 288.1303
| 6039 | 787.399 | 740.4239 | 859.6534 | 740.4239 | 740.4239 | 859.6534 | 740.4239 | 740.4239 | 859.6534 | 740.4239 | 970.068 | 691.5127 | 740.4239 | 859.6534 | 740.4239 | 6039 | 740.4239 | 859.6534 | 970.068 | 691.5127 | 4374 | 5010 | 7016 | 316 | 3398 | 110 | 1355 | 4912 | 701.2063 | 843.3474 | 974.1497 | 288.1303
| 6040 | 772.0015 | 741.3371 | 864.2678 | 741.3371 | 741.3371 | 864.2678 | 741.3371 | 741.3371 | 864.2678 | 741.3371 | 983.6735 | 436.58 | 741.3371 | 864.2678 | 741.3371 | 6040 | 741.3371 | 864.2678 | 983.6735 | 436.58 | 4340 | 4693 | 2612 | 2877 | 874 | 6021 | 1341 | 1663 | 701.2063 | 843.3383 | 974.1497 | 288.1303
| 6041 | 776.2272 | 741.2409 | 875.6188 | 741.2409 | 741.2409 | 875.6188 | 741.2409 | 741.2409 | 875.6188 | 741.2409 | 989.1156 | 445.6624 | 741.2409 | 875.6188 | 741.2409 | 6041 | 741.2409 | 875.6189 | 989.1157 | 445.6624 | 4344 | 3916 | 1176 | 2739 | 5533 | 6872 | 1331 | 1366 | 701.1583 | 843.3373 | 974.1497 | 288.1303
| 6042 | 807.0548 | 790.9357 | 872.2028 | 790.9357 | 790.9357 | 872.2028 | 790.9357 | 790.9357 | 872.2028 | 790.9357 | 982.3129 | 500.1566 | 790.9357 | 872.2028 | 790.9357 | 6042 | 790.9357 | 872.2028 | 982.3129 | 500.1566 | 2514 | 4126 | 3240 | 1886 | 4185 | 5751 | 1299 | 1350 | 701.1583 | 843.3364 | 974.1497 | 288.1303
| 6043 | 867.0742 | 897.9776 | 858.948 | 897.9776 | 897.9776 | 858.948 | 897.9776 | 897.9776 | 858.948 | 897.9776 | 982.3129 | 537.1124 | 897.9776 | 858.948 | 897.9776 | 6043 | 897.9776 | 858.948 | 982.3129 | 537.1124 | 503 | 5065 | 3239 | 1446 | 3808 | 2606 | 1279 | 1347 | 701.1583 | 843.3195 | 974.1497 | 288.1303
| 6044 | 860.3332 | 907.8735 | 877.4629 | 907.8735 | 907.8735 | 877.4629 | 907.8735 | 907.8735 | 877.4629 | 907.8735 | 991.8367 | 279.9875 | 907.8735 | 877.4629 | 907.8735 | 6044 | 907.8735 | 877.463 | 991.8367 | 279.9875 | 407 | 3793 | 810 | 6370 | 5377 | 5178 | 1228 | 600 | 701.1102 | 843.3185 | 974.1497 | 288.1303
| 6045 | 871.8193 | 912.3853 | 881.0395 | 912.3853 | 912.3853 | 881.0395 | 912.3853 | 912.3853 | 881.0395 | 912.3853 | 974.1497 | 408.0802 | 912.3853 | 881.0395 | 912.3853 | 6045 | 912.3853 | 881.0395 | 974.1497 | 408.0802 | 357 | 3539 | 5816 | 3345 | 6989 | 5907 | 1214 | 367 | 701.0621 | 843.3159 | 974.1497 | 288.1303
| 6046 | 856.7644 | 862.8827 | 870.1718 | 862.8827 | 862.8827 | 870.1718 | 862.8827 | 862.8827 | 870.1718 | 862.8827 | 971.4286 | 639.524 | 862.8827 | 870.1718 | 862.8827 | 6046 | 862.8827 | 870.1718 | 971.4286 | 639.524 | 888 | 4272 | 6636 | 560 | 6782 | 6242 | 1198 | 82 | 701.0621 | 843.3137 | 974.1497 | 288.1303
| 6047 | 812.5495 | 781.3717 | 868.6445 | 781.3717 | 781.3717 | 868.6445 | 781.3717 | 781.3717 | 868.6445 | 781.3717 | 987.7551 | 662.3865 | 781.3717 | 868.6445 | 781.3717 | 6047 | 781.3717 | 868.6445 | 987.7551 | 662.3865 | 2825 | 4362 | 1469 | 438 | 892 | 6500 | 1187 | 8543 | 701.0621 | 843.2063 | 974.1497 | 287.8171
| 6048 | 779.5364 | 756.9568 | 856.1414 | 756.9568 | 756.9568 | 856.1414 | 756.9568 | 756.9568 | 856.1414 | 756.9568 | 978.2313 | 455.0579 | 756.9568 | 856.1414 | 756.9568 | 6048 | 756.9568 | 856.1414 | 978.2313 | 455.0579 | 3748 | 5249 | 4417 | 2568 | 1755 | 5963 | 1173 | 8542 | 701.0141 | 843.1935 | 974.1497 | 287.8171
| 6049 | 764.2669 | 744.5091 | 861.2804 | 744.5091 | 744.5091 | 861.2804 | 744.5091 | 744.5091 | 861.2804 | 744.5091 | 989.1156 | 309.4269 | 744.5091 | 861.2804 | 744.5091 | 6049 | 744.5091 | 861.2804 | 989.1157 | 309.4269 | 4200 | 4904 | 1175 | 5318 | 748 | 5702 | 1163 | 8400 | 701.0141 | 843.1713 | 974.1497 | 287.8171
| 6050 | 753.7234 | 722.7375 | 859.7887 | 722.7375 | 722.7375 | 859.7887 | 722.7375 | 722.7375 | 859.7887 | 722.7375 | 972.7891 | 358.2837 | 722.7375 | 859.7887 | 722.7375 | 6050 | 722.7375 | 859.7887 | 972.7891 | 358.2838 | 5112 | 5002 | 6234 | 4298 | 6443 | 6411 | 1131 | 7652 | 700.966 | 843.1294 | 974.1497 | 287.8171
| 6051 | 760.0302 | 734.3202 | 865.6821 | 734.3202 | 734.3202 | 865.6821 | 734.3202 | 734.3202 | 865.6821 | 734.3202 | 987.7551 | 315.3774 | 734.3202 | 865.6821 | 734.3202 | 6051 | 734.3202 | 865.6821 | 987.7551 | 315.3774 | 4627 | 4580 | 1468 | 5163 | 895 | 7057 | 1111 | 6906 | 700.942 | 843.115 | 974.1497 | 287.8171
| 6052 | 744.9929 | 715.4804 | 849.1627 | 715.4804 | 715.4804 | 849.1627 | 715.4804 | 715.4804 | 849.1627 | 715.4804 | 991.8367 | 317.5697 | 715.4804 | 849.1627 | 715.4804 | 6052 | 715.4804 | 849.1627 | 991.8367 | 317.5697 | 5409 | 5708 | 809 | 5111 | 6944 | 6597 | 1060 | 5528 | 700.918 | 843.115 | 974.1497 | 287.8171
| 6053 | 751.0067 | 731.1001 | 849.6057 | 731.1001 | 731.1001 | 849.6057 | 731.1001 | 731.1001 | 849.6057 | 731.1001 | 972.7891 | 294.0808 | 731.1001 | 849.6057 | 731.1001 | 6053 | 731.1001 | 849.6057 | 972.7891 | 294.0808 | 4777 | 5669 | 6233 | 5823 | 2695 | 5533 | 1046 | 2240 | 700.918 | 843.0977 | 974.1497 | 287.8171
| 6054 | 727.6051 | 684.0006 | 832.6089 | 684.0006 | 684.0006 | 832.6089 | 684.0006 | 684.0006 | 832.6089 | 684.0006 | 985.034 | 398.9978 | 684.0006 | 832.6089 | 684.0006 | 6054 | 684.0006 | 832.6089 | 985.034 | 398.9978 | 6776 | 6519 | 2181 | 3510 | 3325 | 6610 | 1030 | 1735 | 700.8699 | 843.0836 | 974.1497 | 287.8171
| 6055 | 710.2601 | 677.176 | 827.236 | 677.176 | 677.176 | 827.236 | 677.176 | 677.176 | 827.236 | 677.176 | 975.5102 | 241.7789 | 677.176 | 827.236 | 677.176 | 6055 | 677.176 | 827.236 | 975.5102 | 241.7789 | 7043 | 6696 | 5396 | 7739 | 3959 | 6796 | 1019 | 1436 | 700.7738 | 843.0676 | 974.1497 | 287.8171
| 6056 | 717.4931 | 687.9416 | 833.4426 | 687.9416 | 687.9416 | 833.4426 | 687.9416 | 687.9416 | 833.4426 | 687.9416 | 983.6735 | 223.9273 | 687.9416 | 833.4426 | 687.9416 | 6056 | 687.9416 | 833.4426 | 983.6735 | 223.9273 | 6605 | 6494 | 2611 | 8206 | 7927 | 6566 | 1005 | 1368 | 700.7257 | 843.0676 | 974.1497 | 287.8171
| 6057 | 716.893 | 654.5393 | 864.7437 | 654.5393 | 654.5393 | 864.7437 | 654.5393 | 654.5393 | 864.7437 | 654.5393 | 978.2313 | 362.9815 | 654.5393 | 864.7437 | 654.5393 | 6057 | 654.5393 | 864.7437 | 978.2313 | 362.9815 | 7731 | 4657 | 4416 | 4208 | 5016 | 852 | 995 | 802 | 700.7257 | 843.0625 | 974.1497 | 287.8171
| 6058 | 719.315 | 657.8555 | 865.0225 | 657.8555 | 657.8555 | 865.0225 | 657.8555 | 657.8555 | 865.0225 | 657.8555 | 978.2313 | 369.2452 | 657.8555 | 865.0225 | 657.8555 | 6058 | 657.8555 | 865.0225 | 978.2313 | 369.2452 | 7633 | 4630 | 4415 | 4085 | 167 | 6244 | 963 | 8183 | 700.6777 | 843.0509 | 974.1497 | 287.5039
| 6059 | 713.5156 | 662.181 | 857.7643 | 662.181 | 662.181 | 857.7643 | 662.181 | 662.181 | 857.7643 | 662.181 | 974.1497 | 286.5644 | 662.181 | 857.7643 | 662.181 | 6059 | 662.181 | 857.7643 | 974.1497 | 286.5644 | 7523 | 5149 | 5815 | 6104 | 7951 | 2697 | 943 | 8163 | 700.6296 | 843.0136 | 974.1497 | 287.5039
| 6060 | 723.4903 | 665.353 | 859.7353 | 665.353 | 665.353 | 859.7353 | 665.353 | 665.353 | 859.7353 | 665.353 | 976.8707 | 390.2286 | 665.353 | 859.7353 | 665.353 | 6060 | 665.353 | 859.7353 | 976.8708 | 390.2286 | 7424 | 5003 | 4978 | 3667 | 6219 | 6307 | 892 | 7393 | 700.6296 | 843.0122 | 974.1497 | 287.5039
| 6061 | 724.7404 | 665.353 | 845.9677 | 665.353 | 665.353 | 845.9677 | 665.353 | 665.353 | 845.9677 | 665.353 | 983.6735 | 455.9975 | 665.353 | 845.9677 | 665.353 | 6061 | 665.353 | 845.9677 | 983.6735 | 455.9975 | 7423 | 5899 | 2610 | 2554 | 2167 | 8119 | 878 | 6893 | 700.5815 | 842.9376 | 974.1497 | 287.5039
| 6062 | 721.3355 | 670.0149 | 867.9463 | 670.0149 | 670.0149 | 867.9463 | 670.0149 | 670.0149 | 867.9463 | 670.0149 | 983.6735 | 283.1193 | 670.0149 | 867.9463 | 670.0149 | 6062 | 670.0149 | 867.9463 | 983.6735 | 283.1193 | 7302 | 4415 | 2609 | 6248 | 4190 | 583 | 862 | 6797 | 700.4854 | 842.9376 | 974.1497 | 287.5039
| 6063 | 737.5025 | 688.1338 | 847.222 | 688.1338 | 688.1338 | 847.222 | 688.1338 | 688.1338 | 847.222 | 688.1338 | 970.068 | 461.0085 | 688.1338 | 847.222 | 688.1338 | 6063 | 688.1338 | 847.222 | 970.068 | 461.0085 | 6593 | 5822 | 7015 | 2467 | 3466 | 6092 | 851 | 4664 | 700.4854 | 842.9147 | 974.1497 | 287.5039
| 6064 | 717.3501 | 669.8707 | 844.9468 | 669.8707 | 669.8707 | 844.9468 | 669.8707 | 669.8707 | 844.9468 | 669.8707 | 976.8707 | 327.2784 | 669.8707 | 844.9468 | 669.8707 | 6064 | 669.8707 | 844.9468 | 976.8708 | 327.2784 | 7312 | 5960 | 4977 | 4899 | 1713 | 5714 | 837 | 647 | 700.4854 | 842.911 | 974.1497 | 287.5039
| 6065 | 731.7568 | 690.9694 | 849.5442 | 690.9694 | 690.9694 | 849.5442 | 690.9694 | 690.9694 | 849.5442 | 690.9694 | 978.2313 | 340.4322 | 690.9694 | 849.5442 | 690.9694 | 6065 | 690.9694 | 849.5442 | 978.2313 | 340.4322 | 6463 | 5676 | 4414 | 4643 | 5696 | 7515 | 827 | 627 | 700.4374 | 842.9018 | 974.1497 | 287.5039
| 6066 | 749.3695 | 733.3109 | 852.0788 | 733.3109 | 733.3109 | 852.0788 | 733.3109 | 733.3109 | 852.0788 | 733.3109 | 983.6735 | 232.6965 | 733.3109 | 852.0788 | 733.3109 | 6066 | 733.3109 | 852.0788 | 983.6735 | 232.6965 | 4681 | 5485 | 2608 | 7995 | 2001 | 2190 | 795 | 337 | 700.3893 | 842.8956 | 974.1497 | 287.5039
| 6067 | 789.7266 | 807.6128 | 860.2363 | 807.6128 | 807.6128 | 860.2363 | 807.6128 | 807.6128 | 860.2363 | 807.6128 | 927.8912 | 226.4328 | 807.6128 | 860.2363 | 807.6128 | 6067 | 807.6128 | 860.2363 | 927.8912 | 226.4328 | 1973 | 4963 | 8724 | 8144 | 216 | 6554 | 775 | 8262 | 700.3893 | 842.817 | 974.1497 | 287.3473
| 6068 | 823.9567 | 869.7073 | 849.5637 | 869.7073 | 869.7073 | 849.5637 | 869.7073 | 869.7073 | 849.5637 | 869.7073 | 968.7075 | 210.7736 | 869.7073 | 849.5637 | 869.7073 | 6068 | 869.7073 | 849.5637 | 968.7075 | 210.7736 | 814 | 5673 | 7352 | 8413 | 6032 | 6631 | 724 | 2705 | 700.3412 | 842.8135 | 974.1497 | 287.3473
| 6069 | 804.3158 | 828.9037 | 865.3296 | 828.9037 | 828.9037 | 865.3296 | 828.9037 | 828.9037 | 865.3296 | 828.9037 | 960.5442 | 207.3285 | 828.9037 | 865.3296 | 828.9037 | 6069 | 828.9037 | 865.3296 | 960.5442 | 207.3285 | 1432 | 4612 | 8220 | 8467 | 4513 | 1847 | 710 | 756 | 700.3412 | 842.7826 | 974.1497 | 287.3473
| 6070 | 766.282 | 760.6575 | 862.9536 | 760.6575 | 760.6575 | 862.9536 | 760.6575 | 760.6575 | 862.9536 | 760.6575 | 974.1497 | 216.7241 | 760.6575 | 862.9536 | 760.6575 | 6070 | 760.6575 | 862.9536 | 974.1497 | 216.7241 | 3606 | 4778 | 5814 | 8329 | 4080 | 6551 | 694 | 8213 | 700.3412 | 842.779 | 974.1497 | 287.1907
| 6071 | 730.3466 | 696.977 | 863.3879 | 696.977 | 696.977 | 863.3879 | 696.977 | 696.977 | 863.3879 | 696.977 | 980.9524 | 214.5318 | 696.977 | 863.3879 | 696.977 | 6071 | 696.977 | 863.3879 | 980.9524 | 214.5318 | 6192 | 4741 | 3726 | 8355 | 3297 | 797 | 683 | 8182 | 700.3412 | 842.7728 | 974.1497 | 287.1907
| 6072 | 721.1813 | 685.0579 | 857.6852 | 685.0579 | 685.0579 | 857.6852 | 685.0579 | 685.0579 | 857.6852 | 685.0579 | 971.4286 | 213.9054 | 685.0579 | 857.6852 | 685.0579 | 6072 | 685.0579 | 857.6852 | 971.4286 | 213.9054 | 6731 | 5155 | 6635 | 8370 | 1823 | 5710 | 669 | 8087 | 700.3412 | 842.7672 | 974.1497 | 287.1907
| 6073 | 704.4424 | 672.5141 | 830.8176 | 672.5141 | 672.5141 | 830.8176 | 672.5141 | 672.5141 | 830.8176 | 672.5141 | 968.7075 | 190.1034 | 672.5141 | 830.8176 | 672.5141 | 6073 | 672.5141 | 830.8176 | 968.7075 | 190.1034 | 7223 | 6594 | 7351 | 8624 | 3806 | 7456 | 659 | 7885 | 700.3172 | 842.7301 | 974.1497 | 287.1907
| 6074 | 696.2689 | 661.412 | 825.4592 | 661.412 | 661.412 | 825.4592 | 661.412 | 661.412 | 825.4592 | 661.412 | 967.3469 | 187.2847 | 661.412 | 825.4592 | 661.412 | 6074 | 661.412 | 825.4592 | 967.3469 | 187.2847 | 7548 | 6736 | 7555 | 8640 | 6821 | 400 | 627 | 6248 | 700.2451 | 842.7301 | 974.1497 | 287.1907
| 6075 | 692.2902 | 653.3859 | 832.937 | 653.3859 | 653.3859 | 832.937 | 653.3859 | 653.3859 | 832.937 | 653.3859 | 965.9864 | 167.2408 | 653.3859 | 832.937 | 653.3859 | 6075 | 653.3859 | 832.937 | 965.9864 | 167.2408 | 7760 | 6511 | 7835 | 8739 | 5479 | 6624 | 607 | 4112 | 700.2451 | 842.6759 | 974.1497 | 287.1907
| 6076 | 690.6271 | 650.4542 | 830.5281 | 650.4542 | 650.4542 | 830.5281 | 650.4542 | 650.4542 | 830.5281 | 650.4542 | 963.2653 | 179.7682 | 650.4542 | 830.5281 | 650.4542 | 6076 | 650.4542 | 830.5281 | 963.2653 | 179.7682 | 7830 | 6606 | 8079 | 8693 | 7336 | 828 | 556 | 1760 | 700.1971 | 842.6389 | 974.1497 | 287.1907
| 6077 | 701.4925 | 665.1608 | 836.7951 | 665.1608 | 665.1608 | 836.7951 | 665.1608 | 665.1608 | 836.7951 | 665.1608 | 963.2653 | 189.1638 | 665.1608 | 836.7951 | 665.1608 | 6077 | 665.1608 | 836.7951 | 963.2653 | 189.1638 | 7430 | 6361 | 8078 | 8632 | 4567 | 6161 | 542 | 1343 | 700.1971 | 842.5784 | 974.1497 | 287.1907
| 6078 | 685.0023 | 636.6607 | 833.5199 | 636.6607 | 636.6607 | 833.5199 | 636.6607 | 636.6607 | 833.5199 | 636.6607 | 965.9864 | 196.6802 | 636.6607 | 833.5199 | 636.6607 | 6078 | 636.6607 | 833.5199 | 965.9864 | 196.6802 | 8126 | 6489 | 7834 | 8577 | 4303 | 2252 | 526 | 1135 | 700.1971 | 842.5724 | 974.1497 | 287.1907
| 6079 | 695.298 | 649.7813 | 843.4756 | 649.7813 | 649.7813 | 843.4756 | 649.7813 | 649.7813 | 843.4756 | 649.7813 | 957.8231 | 204.1967 | 649.7813 | 843.4756 | 649.7813 | 6079 | 649.7813 | 843.4756 | 957.8231 | 204.1967 | 7845 | 6032 | 8360 | 8505 | 3172 | 5173 | 515 | 1108 | 700.1971 | 842.5684 | 974.1497 | 287.1907
| 6080 | 700.1358 | 656.4137 | 846.6025 | 656.4137 | 656.4137 | 846.6025 | 656.4137 | 656.4137 | 846.6025 | 656.4137 | 945.5782 | 218.6032 | 656.4137 | 846.6025 | 656.4137 | 6080 | 656.4137 | 846.6025 | 945.5782 | 218.6032 | 7676 | 5855 | 8619 | 8308 | 280 | 1228 | 501 | 677 | 700.197 | 842.5544 | 974.1497 | 287.1907
| 6081 | 689.9435 | 628.1059 | 862.1029 | 628.1059 | 628.1059 | 862.1029 | 628.1059 | 628.1059 | 862.1029 | 628.1059 | 967.3469 | 218.6032 | 628.1059 | 862.1029 | 628.1059 | 6081 | 628.1059 | 862.1029 | 967.3469 | 218.6032 | 8250 | 4842 | 7554 | 8307 | 5625 | 782 | 491 | 646 | 700.149 | 842.5544 | 974.1497 | 287.1907
| 6082 | 676.4601 | 610.5157 | 849.4407 | 610.5157 | 610.5157 | 849.4407 | 610.5157 | 610.5157 | 849.4407 | 610.5157 | 964.6259 | 223.9273 | 610.5157 | 849.4407 | 610.5157 | 6082 | 610.5157 | 849.4407 | 964.6259 | 223.9273 | 8518 | 5681 | 7995 | 8205 | 5770 | 2597 | 459 | 551 | 700.1009 | 842.5404 | 974.1497 | 287.1907
| 6083 | 673.3829 | 607.8243 | 843.608 | 607.8243 | 607.8243 | 843.608 | 607.8243 | 607.8243 | 843.608 | 607.8243 | 967.3469 | 222.9878 | 607.8243 | 843.608 | 607.8243 | 6083 | 607.8243 | 843.608 | 967.3469 | 222.9878 | 8550 | 6019 | 7553 | 8222 | 2818 | 959 | 439 | 8379 | 700.0529 | 842.514 | 974.1497 | 286.8776
| 6084 | 685.2323 | 624.0688 | 848.6181 | 624.0688 | 624.0688 | 848.6181 | 624.0688 | 624.0688 | 848.6181 | 624.0688 | 978.2313 | 227.9987 | 624.0688 | 848.6181 | 624.0688 | 6084 | 624.0688 | 848.6181 | 978.2313 | 227.9988 | 8341 | 5745 | 4413 | 8108 | 5394 | 5399 | 388 | 8206 | 699.9568 | 842.5085 | 974.1497 | 286.8776
| 6085 | 694.906 | 639.3041 | 856.3951 | 639.3041 | 639.3041 | 856.3951 | 639.3041 | 639.3041 | 856.3951 | 639.3041 | 970.068 | 218.6032 | 639.3041 | 856.3951 | 639.3041 | 6085 | 639.3041 | 856.3951 | 970.068 | 218.6032 | 8060 | 5227 | 7014 | 8306 | 3990 | 5739 | 374 | 8168 | 699.9567 | 842.5018 | 974.1497 | 286.8776
| 6086 | 702.2173 | 651.6557 | 858.2184 | 651.6557 | 651.6557 | 858.2184 | 651.6557 | 651.6557 | 858.2184 | 651.6557 | 974.1497 | 210.7736 | 651.6557 | 858.2184 | 651.6557 | 6086 | 651.6557 | 858.2184 | 974.1497 | 210.7736 | 7807 | 5109 | 5813 | 8412 | 5776 | 7443 | 358 | 7293 | 699.9087 | 842.486 | 974.1497 | 286.8776
| 6087 | 704.157 | 659.5377 | 851.0713 | 659.5377 | 659.5377 | 851.0713 | 659.5377 | 659.5377 | 851.0713 | 659.5377 | 972.7891 | 204.8231 | 659.5377 | 851.0713 | 659.5377 | 6087 | 659.5377 | 851.0713 | 972.7891 | 204.8231 | 7593 | 5557 | 6232 | 8498 | 4042 | 387 | 347 | 6812 | 699.9087 | 842.486 | 974.1497 | 286.8776
| 6088 | 702.742 | 662.8538 | 842.0457 | 662.8538 | 662.8538 | 842.0457 | 662.8538 | 662.8538 | 842.0457 | 662.8538 | 970.068 | 197.3066 | 662.8538 | 842.0457 | 662.8538 | 6088 | 662.8539 | 842.0457 | 970.068 | 197.3066 | 7507 | 6113 | 7013 | 8569 | 3438 | 7495 | 333 | 5470 | 699.9087 | 842.485 | 974.1497 | 286.8776
| 6089 | 713.3648 | 672.9466 | 852.563 | 672.9466 | 672.9466 | 852.563 | 672.9466 | 672.9466 | 852.563 | 672.9466 | 976.8707 | 216.4109 | 672.9466 | 852.563 | 672.9466 | 6089 | 672.9466 | 852.5631 | 976.8708 | 216.4109 | 7208 | 5449 | 4976 | 8331 | 5618 | 439 | 323 | 5141 | 699.8126 | 842.485 | 974.1497 | 286.8775
| 6090 | 739.5838 | 729.418 | 834.7535 | 729.418 | 729.418 | 834.7535 | 729.418 | 729.418 | 834.7535 | 729.418 | 976.8707 | 202.9439 | 729.418 | 834.7535 | 729.418 | 6090 | 729.418 | 834.7535 | 976.8708 | 202.9439 | 4844 | 6431 | 4975 | 8520 | 4892 | 8128 | 291 | 5137 | 699.8126 | 842.4793 | 974.1497 | 286.8775
| 6091 | 775.4136 | 783.5824 | 856.383 | 783.5824 | 783.5824 | 856.383 | 783.5824 | 783.5824 | 856.383 | 783.5824 | 956.4626 | 205.1362 | 783.5824 | 856.383 | 783.5824 | 6091 | 783.5825 | 856.383 | 956.4626 | 205.1362 | 2742 | 5228 | 8428 | 8496 | 5520 | 592 | 271 | 2973 | 699.7645 | 842.4792 | 974.1497 | 286.8775
| 6092 | 787.0387 | 810.16 | 842.9147 | 810.16 | 810.16 | 842.9147 | 810.16 | 810.16 | 842.9147 | 810.16 | 971.4286 | 194.1748 | 810.16 | 842.9147 | 810.16 | 6092 | 810.16 | 842.9147 | 971.4286 | 194.1748 | 1900 | 6063 | 6634 | 8597 | 4985 | 1955 | 220 | 2661 | 699.7645 | 842.4506 | 974.1497 | 286.8775
| 6093 | 795.0181 | 809.3911 | 870.6552 | 809.3911 | 809.3911 | 870.6552 | 809.3911 | 809.3911 | 870.6552 | 809.3911 | 975.5102 | 196.9934 | 809.3911 | 870.6552 | 809.3911 | 6093 | 809.3911 | 870.6552 | 975.5102 | 196.9934 | 1924 | 4235 | 5395 | 8575 | 4215 | 7644 | 206 | 2026 | 699.7645 | 842.3964 | 974.1497 | 286.8775
| 6094 | 780.3458 | 783.8708 | 865.8748 | 783.8708 | 783.8708 | 865.8748 | 783.8708 | 783.8708 | 865.8748 | 783.8708 | 983.6735 | 206.7022 | 783.8708 | 865.8748 | 783.8708 | 6094 | 783.8708 | 865.8748 | 983.6735 | 206.7022 | 2735 | 4566 | 2607 | 8477 | 3559 | 6654 | 190 | 1922 | 699.7645 | 842.3938 | 974.1497 | 286.8775
| 6095 | 724.4692 | 693.9492 | 854.4561 | 693.9492 | 693.9492 | 854.4561 | 693.9492 | 693.9492 | 854.4561 | 693.9492 | 983.6735 | 189.477 | 693.9492 | 854.4561 | 693.9492 | 6095 | 693.9492 | 854.4562 | 983.6735 | 189.477 | 6338 | 5344 | 2606 | 8629 | 2076 | 6214 | 179 | 1755 | 699.7645 | 842.3787 | 974.1497 | 286.8775
| 6096 | 711.8125 | 672.6102 | 852.0579 | 672.6102 | 672.6102 | 852.0579 | 672.6102 | 672.6102 | 852.0579 | 672.6102 | 975.5102 | 200.7516 | 672.6102 | 852.0579 | 672.6102 | 6096 | 672.6102 | 852.0579 | 975.5102 | 200.7517 | 7218 | 5490 | 5394 | 8542 | 6725 | 5763 | 165 | 1705 | 699.7164 | 842.365 | 974.1497 | 286.8775
| 6097 | 707.684 | 660.5469 | 860.1983 | 660.5469 | 660.5469 | 860.1983 | 660.5469 | 660.5469 | 860.1983 | 660.5469 | 970.068 | 212.3395 | 660.5469 | 860.1983 | 660.5469 | 6097 | 660.5469 | 860.1983 | 970.068 | 212.3395 | 7567 | 4968 | 7012 | 8392 | 5716 | 6603 | 155 | 1513 | 699.7164 | 842.3631 | 974.1497 | 286.8775
| 6098 | 698.4768 | 636.901 | 875.3163 | 636.901 | 636.901 | 875.3163 | 636.901 | 636.901 | 875.3163 | 636.901 | 971.4286 | 210.7736 | 636.901 | 875.3163 | 636.901 | 6098 | 636.901 | 875.3163 | 971.4286 | 210.7736 | 8118 | 3951 | 6633 | 8411 | 703 | 6272 | 123 | 1324 | 699.7164 | 842.3334 | 974.1497 | 286.8775
| 6099 | 698.5248 | 637.7181 | 872.1302 | 637.7181 | 637.7181 | 872.1302 | 637.7181 | 637.7181 | 872.1302 | 637.7181 | 967.3469 | 221.735 | 637.7181 | 872.1302 | 637.7181 | 6099 | 637.7181 | 872.1302 | 967.3469 | 221.7351 | 8087 | 4132 | 7552 | 8247 | 5029 | 5423 | 103 | 670 | 699.6684 | 842.3313 | 974.1497 | 286.8775
| 6100 | 692.4036 | 629.4516 | 865.7732 | 629.4516 | 629.4516 | 865.7732 | 629.4516 | 629.4516 | 865.7732 | 629.4516 | 974.1497 | 220.7955 | 629.4516 | 865.7732 | 629.4516 | 6100 | 629.4516 | 865.7732 | 974.1497 | 220.7955 | 8234 | 4571 | 5812 | 8267 | 7760 | 2596 | 52 | 632 | 699.6203 | 842.3218 | 974.1497 | 286.8775
| 6101 | 706.8404 | 660.8834 | 851.2192 | 660.8834 | 660.8834 | 851.2192 | 660.8834 | 660.8834 | 851.2192 | 660.8834 | 975.5102 | 228.3119 | 660.8834 | 851.2192 | 660.8834 | 6101 | 660.8834 | 851.2192 | 975.5102 | 228.3119 | 7560 | 5549 | 5393 | 8098 | 6970 | 6264 | 38 | 204 | 699.6203 | 842.2488 | 974.1497 | 286.8775
| 6102 | 671.8809 | 606.1422 | 838.4946 | 606.1422 | 606.1422 | 838.4946 | 606.1422 | 606.1422 | 838.4946 | 606.1422 | 983.6735 | 219.5427 | 606.1422 | 838.4946 | 606.1422 | 6102 | 606.1422 | 838.4946 | 983.6735 | 219.5428 | 8569 | 6283 | 2605 | 8286 | 5678 | 7273 | 22 | 182 | 699.6203 | 842.2317 | 974.1497 | 286.8775
| 6103 | 673.4679 | 608.1127 | 844.9114 | 608.1127 | 608.1127 | 844.9114 | 608.1127 | 608.1127 | 844.9114 | 608.1127 | 982.3129 | 201.6912 | 608.1127 | 844.9114 | 608.1127 | 6103 | 608.1127 | 844.9114 | 982.3129 | 201.6912 | 8548 | 5961 | 3238 | 8530 | 5796 | 6611 | 11 | 7616 | 699.5723 | 842.2317 | 974.1497 | 286.5644
| 6104 | 678.818 | 615.9466 | 849.6939 | 615.9466 | 615.9466 | 849.6939 | 615.9466 | 615.9466 | 849.6939 | 615.9466 | 978.2313 | 198.8725 | 615.9466 | 849.6939 | 615.9466 | 6104 | 615.9466 | 849.6939 | 978.2313 | 198.8725 | 8455 | 5660 | 4412 | 8555 | 4086 | 6266 | 8741 | 6059 | 699.5723 | 842.2221 | 972.7891 | 286.5644
| 6105 | 706.5517 | 657.3749 | 841.3335 | 657.3749 | 657.3749 | 773.1385 | 657.3749 | 657.3749 | 841.3335 | 657.3749 | 982.3129 | 353.2728 | 657.3749 | 841.3335 | 657.3749 | 6105 | 657.3749 | 841.3335 | 982.3129 | 353.2728 | 7650 | 6154 | 3237 | 4393 | 7353 | 5711 | 8738 | 2876 | 699.5242 | 842.2137 | 972.7891 | 286.5644
| 6106 | 685.03 | 614.5528 | 869.5989 | 614.5528 | 614.5528 | 869.5989 | 614.5528 | 614.5528 | 869.5989 | 614.5528 | 986.3946 | 209.2076 | 614.5528 | 869.5989 | 614.5528 | 6106 | 614.5528 | 869.5989 | 986.3946 | 209.2076 | 8470 | 4291 | 1831 | 8436 | 6949 | 933 | 8705 | 2620 | 699.5242 | 842.1854 | 972.7891 | 286.5644
| 6107 | 688.2822 | 627.9137 | 849.3297 | 627.9137 | 627.9137 | 849.3297 | 627.9137 | 627.9137 | 849.3297 | 627.9137 | 982.3129 | 233.0097 | 627.9137 | 849.3297 | 627.9137 | 6107 | 627.9137 | 849.3297 | 982.3129 | 233.0097 | 8257 | 5695 | 3236 | 7985 | 297 | 5518 | 8684 | 2540 | 699.5242 | 842.18 | 972.7891 | 286.5644
| 6108 | 689.9377 | 628.5865 | 851.8233 | 628.5865 | 628.5865 | 851.8233 | 628.5865 | 628.5865 | 851.8233 | 628.5865 | 978.2313 | 244.9107 | 628.5865 | 851.8233 | 628.5865 | 6108 | 628.5865 | 851.8233 | 978.2313 | 244.9107 | 8247 | 5505 | 4411 | 7634 | 6458 | 6276 | 8663 | 1821 | 699.4761 | 842.1727 | 972.7891 | 286.5644
| 6109 | 688.643 | 626.7602 | 852.7698 | 626.7602 | 626.7602 | 852.7698 | 626.7602 | 626.7602 | 852.7698 | 626.7602 | 980.9524 | 234.8888 | 626.7602 | 852.7698 | 626.7602 | 6109 | 626.7602 | 852.7698 | 980.9524 | 234.8888 | 8281 | 5437 | 3725 | 7934 | 5125 | 5750 | 8647 | 1592 | 699.4761 | 842.1531 | 972.7891 | 286.5644
| 6110 | 689.0335 | 627.2889 | 854.9582 | 627.2889 | 627.2889 | 854.9582 | 627.2889 | 627.2889 | 854.9582 | 627.2889 | 980.9524 | 227.3724 | 627.2889 | 854.9582 | 627.2889 | 6110 | 627.2889 | 854.9582 | 980.9524 | 227.3724 | 8266 | 5314 | 3724 | 8126 | 3382 | 8120 | 8631 | 460 | 699.4761 | 842.1505 | 972.7891 | 286.5644
| 6111 | 676.3336 | 612.5823 | 843.6067 | 612.5823 | 612.5823 | 843.6067 | 612.5823 | 612.5823 | 843.6067 | 612.5823 | 972.7891 | 220.7955 | 612.5823 | 843.6067 | 612.5823 | 6111 | 612.5823 | 843.6067 | 972.7891 | 220.7955 | 8496 | 6020 | 6231 | 8266 | 6457 | 584 | 8607 | 63 | 699.4281 | 842.1505 | 972.7891 | 286.4078
| 6112 | 681.0721 | 624.982 | 831.5019 | 624.982 | 624.982 | 831.5019 | 624.982 | 624.982 | 831.5019 | 624.982 | 975.5102 | 233.6361 | 624.982 | 831.5019 | 624.982 | 6112 | 624.982 | 831.5019 | 975.5102 | 233.6361 | 8325 | 6570 | 5392 | 7969 | 6298 | 2238 | 8573 | 7914 | 699.4281 | 842.0582 | 972.7891 | 286.2512
| 6113 | 688.4931 | 637.67 | 835.1476 | 637.67 | 637.67 | 835.1476 | 637.67 | 637.67 | 835.1476 | 637.67 | 983.6735 | 213.279 | 637.67 | 835.1476 | 637.67 | 6113 | 637.67 | 835.1476 | 983.6735 | 213.2791 | 8089 | 6419 | 2604 | 8379 | 6005 | 6088 | 8570 | 7882 | 699.4281 | 842.0457 | 972.7891 | 286.2512
| 6114 | 724.6924 | 707.7906 | 833.9849 | 707.7906 | 707.7906 | 833.9849 | 707.7906 | 707.7906 | 833.9849 | 707.7906 | 967.3469 | 180.0814 | 707.7906 | 833.9849 | 707.7906 | 6114 | 707.7907 | 833.9849 | 967.3469 | 180.0814 | 5736 | 6469 | 7551 | 8691 | 5601 | 5729 | 8537 | 7472 | 699.38 | 842.0138 | 972.7891 | 286.2512
| 6115 | 795.4283 | 821.214 | 841.6039 | 821.214 | 821.214 | 841.6039 | 821.214 | 821.214 | 841.6039 | 821.214 | 980.9524 | 218.9164 | 821.214 | 841.6039 | 821.214 | 6115 | 821.214 | 841.6039 | 980.9524 | 218.9164 | 1601 | 6135 | 3723 | 8295 | 3746 | 5402 | 8516 | 7315 | 699.38 | 841.982 | 972.7891 | 286.2512
| 6116 | 800.3893 | 839.6693 | 824.6894 | 839.6693 | 839.6693 | 824.6894 | 839.6693 | 839.6693 | 824.6894 | 839.6693 | 986.3946 | 202.9439 | 839.6693 | 824.6894 | 839.6693 | 6116 | 839.6693 | 824.6894 | 986.3946 | 202.9439 | 1226 | 6755 | 1830 | 8519 | 4491 | 6864 | 8495 | 5558 | 699.332 | 841.9397 | 972.7891 | 286.2512
| 6117 | 798.7138 | 830.0091 | 839.1658 | 830.0091 | 830.0091 | 839.1658 | 830.0091 | 830.0091 | 839.1658 | 830.0091 | 982.3129 | 202.9439 | 830.0091 | 839.1658 | 830.0091 | 6117 | 830.0091 | 839.1658 | 982.3129 | 202.9439 | 1410 | 6252 | 3235 | 8518 | 1071 | 5059 | 8479 | 3899 | 699.332 | 841.8905 | 972.7891 | 286.2512
| 6118 | 778.4997 | 795.2131 | 834.7789 | 795.2131 | 795.2131 | 834.7789 | 795.2131 | 795.2131 | 834.7789 | 795.2131 | 971.4286 | 226.746 | 795.2131 | 834.7789 | 795.2131 | 6118 | 795.2132 | 834.7789 | 971.4286 | 226.746 | 2359 | 6430 | 6632 | 8136 | 7134 | 7497 | 8463 | 2636 | 699.2839 | 841.8729 | 972.7891 | 286.2512
| 6119 | 746.182 | 723.8429 | 837.2824 | 723.8429 | 723.8429 | 837.2824 | 723.8429 | 723.8429 | 837.2824 | 723.8429 | 985.034 | 321.6411 | 723.8429 | 837.2824 | 723.8429 | 6119 | 723.8429 | 837.2824 | 985.034 | 321.6411 | 5063 | 6348 | 2180 | 5013 | 2222 | 441 | 8439 | 2202 | 699.2839 | 841.8729 | 972.7891 | 286.2512
| 6120 | 728.035 | 696.7367 | 846.4828 | 696.7367 | 696.7367 | 846.4828 | 696.7367 | 696.7367 | 846.4828 | 696.7367 | 987.7551 | 244.9107 | 696.7367 | 846.4828 | 696.7367 | 6120 | 696.7367 | 846.4828 | 987.7551 | 244.9107 | 6207 | 5864 | 1467 | 7633 | 6292 | 4633 | 8405 | 2165 | 699.1878 | 841.8523 | 972.7891 | 286.2512
| 6121 | 725.5095 | 670.8319 | 845.5288 | 670.8319 | 670.8319 | 845.5288 | 670.8319 | 670.8319 | 845.5288 | 670.8319 | 987.7551 | 420.6076 | 670.8319 | 845.5288 | 670.8319 | 6121 | 670.8319 | 845.5288 | 987.7551 | 420.6076 | 7274 | 5926 | 1466 | 3144 | 8161 | 6532 | 8402 | 1637 | 699.1397 | 841.8466 | 972.7891 | 286.2512
| 6122 | 714.674 | 657.1346 | 845.7205 | 657.1346 | 657.1346 | 845.7205 | 657.1346 | 657.1346 | 845.7205 | 657.1346 | 995.9184 | 369.5584 | 657.1346 | 845.7205 | 657.1346 | 6122 | 657.1346 | 845.7205 | 995.9184 | 369.5584 | 7660 | 5923 | 272 | 4076 | 1756 | 6432 | 8369 | 1520 | 699.1397 | 841.8384 | 972.7891 | 286.2512
| 6123 | 707.3346 | 649.3968 | 850.8812 | 649.3968 | 649.3968 | 850.8812 | 649.3968 | 649.3968 | 850.8812 | 649.3968 | 994.5578 | 309.4269 | 649.3968 | 850.8812 | 649.3968 | 6123 | 649.3968 | 850.8812 | 994.5578 | 309.4269 | 7861 | 5571 | 464 | 5317 | 625 | 5923 | 8348 | 416 | 699.1397 | 841.7844 | 972.7891 | 286.2512
| 6124 | 703.6578 | 638.6793 | 851.437 | 638.6793 | 638.6793 | 851.437 | 638.6793 | 638.6793 | 851.437 | 638.6793 | 991.8367 | 344.1904 | 638.6793 | 851.437 | 638.6793 | 6124 | 638.6793 | 851.437 | 991.8367 | 344.1904 | 8072 | 5533 | 808 | 4564 | 5137 | 6404 | 8327 | 259 | 699.0917 | 841.7724 | 972.7891 | 286.2512
| 6125 | 715.7656 | 657.1827 | 849.056 | 657.1827 | 657.1827 | 849.056 | 657.1827 | 657.1827 | 849.056 | 657.1827 | 991.8367 | 375.1957 | 657.1827 | 849.056 | 657.1827 | 6125 | 657.1827 | 849.056 | 991.8367 | 375.1957 | 7656 | 5713 | 807 | 3963 | 4381 | 892 | 8311 | 8429 | 699.0917 | 841.7564 | 972.7891 | 285.938
| 6126 | 676.3015 | 619.9837 | 811.1995 | 619.9837 | 619.9837 | 811.1995 | 619.9837 | 619.9837 | 811.1995 | 619.9837 | 982.3129 | 281.2402 | 619.9837 | 811.1995 | 619.9837 | 6126 | 619.9837 | 811.1995 | 982.3129 | 281.2402 | 8408 | 6986 | 3234 | 6322 | 778 | 7274 | 8295 | 8287 | 699.0917 | 841.7324 | 972.7891 | 285.938
| 6127 | 685.3131 | 682.7029 | 682.1787 | 682.7029 | 682.7029 | 682.1787 | 682.7029 | 682.7029 | 682.1787 | 682.7029 | 972.7891 | 431.2559 | 682.7029 | 682.1787 | 682.7029 | 6127 | 682.7029 | 682.1787 | 972.7891 | 431.2559 | 6843 | 8193 | 6230 | 2973 | 4048 | 6612 | 8271 | 8207 | 699.0436 | 841.7324 | 972.7891 | 285.938
| 6128 | 664.7443 | 660.4989 | 688.8553 | 660.4989 | 660.4989 | 688.8553 | 660.4989 | 660.4989 | 688.8553 | 660.4989 | 986.3946 | 280.6138 | 660.4989 | 688.8553 | 660.4989 | 6128 | 660.4989 | 688.8553 | 986.3946 | 280.6138 | 7568 | 8139 | 1829 | 6356 | 6903 | 6327 | 8237 | 8092 | 698.9955 | 841.7312 | 972.7891 | 285.938
| 6129 | 691.2124 | 686.6439 | 684.1741 | 686.6439 | 686.6439 | 684.1741 | 686.6439 | 686.6439 | 684.1741 | 686.6439 | 959.1837 | 487.9424 | 686.6439 | 684.1741 | 686.6439 | 6129 | 686.6439 | 684.1741 | 959.1837 | 487.9424 | 6668 | 8177 | 8308 | 2045 | 5793 | 6447 | 8234 | 7976 | 698.9955 | 841.7024 | 972.7891 | 285.938
| 6130 | 696.6001 | 691.8825 | 691.3421 | 691.8825 | 691.8825 | 691.3421 | 691.8825 | 691.8825 | 691.3421 | 691.8825 | 976.8707 | 475.1018 | 691.8825 | 691.3421 | 691.8825 | 6130 | 691.8825 | 691.3421 | 976.8708 | 475.1018 | 6428 | 8111 | 4974 | 2225 | 5142 | 5803 | 8213 | 7856 | 698.9955 | 841.6981 | 972.7891 | 285.938
| 6131 | 707.9804 | 736.0023 | 653.2635 | 736.0023 | 736.0023 | 653.2635 | 736.0023 | 736.0023 | 653.2635 | 736.0023 | 985.034 | 425.6185 | 736.0023 | 653.2635 | 736.0023 | 6131 | 736.0023 | 653.2635 | 985.034 | 425.6185 | 4554 | 8395 | 2179 | 3069 | 2696 | 5579 | 8210 | 6440 | 698.9955 | 841.6959 | 972.7891 | 285.938
| 6132 | 696.6638 | 711.251 | 644.3645 | 711.251 | 711.251 | 644.3645 | 711.251 | 711.251 | 644.3645 | 711.251 | 989.1156 | 496.7116 | 711.251 | 644.3645 | 711.251 | 6132 | 711.251 | 644.3645 | 989.1157 | 496.7116 | 5583 | 8427 | 1174 | 1937 | 5433 | 5930 | 8177 | 5657 | 698.9475 | 841.6677 | 972.7891 | 285.938
| 6133 | 691.8069 | 711.6355 | 633.9318 | 711.6355 | 711.6355 | 633.9318 | 711.6355 | 711.6355 | 633.9318 | 711.6355 | 986.3946 | 470.0908 | 711.6355 | 633.9318 | 711.6355 | 6133 | 711.6355 | 633.9318 | 986.3946 | 470.0908 | 5567 | 8457 | 1828 | 2307 | 3467 | 858 | 8156 | 5358 | 698.9475 | 841.6664 | 972.7891 | 285.938
| 6134 | 689.0659 | 721.1996 | 637.2088 | 721.1996 | 721.1996 | 637.2088 | 721.1996 | 721.1996 | 637.2088 | 721.1996 | 983.6735 | 344.8168 | 721.1996 | 637.2088 | 721.1996 | 6134 | 721.1996 | 637.2088 | 983.6735 | 344.8168 | 5184 | 8448 | 2603 | 4556 | 5017 | 6770 | 8135 | 5053 | 698.8994 | 841.6245 | 972.7891 | 285.938
| 6135 | 681.5499 | 712.4045 | 631.7006 | 712.4045 | 712.4045 | 631.7006 | 712.4045 | 712.4045 | 631.7006 | 712.4045 | 987.7551 | 327.9048 | 712.4045 | 631.7006 | 712.4045 | 6135 | 712.4045 | 631.7006 | 987.7551 | 327.9048 | 5530 | 8465 | 1465 | 4881 | 4823 | 6115 | 8119 | 2089 | 698.8994 | 841.6039 | 972.7891 | 285.938
| 6136 | 707.142 | 718.9888 | 644.4495 | 718.9888 | 718.9888 | 644.4495 | 718.9888 | 718.9888 | 644.4495 | 718.9888 | 987.7551 | 582.5243 | 718.9888 | 644.4495 | 718.9888 | 6136 | 718.9888 | 644.4495 | 987.7551 | 582.5243 | 5273 | 8426 | 1464 | 986 | 3985 | 982 | 8103 | 1864 | 698.8994 | 841.5685 | 972.7891 | 285.938
| 6137 | 697.2201 | 732.9745 | 645.4772 | 732.9745 | 732.9745 | 645.4772 | 732.9745 | 732.9745 | 645.4772 | 732.9745 | 1000 | 315.3774 | 732.9745 | 645.4772 | 732.9745 | 6137 | 732.9745 | 645.4772 | 1000 | 315.3774 | 4697 | 8425 | 16 | 5162 | 1857 | 5784 | 8079 | 1515 | 698.8994 | 841.5402 | 972.7891 | 285.938
| 6138 | 708.1554 | 748.9787 | 664.2554 | 748.9787 | 748.9787 | 664.2554 | 748.9787 | 748.9787 | 664.2554 | 748.9787 | 980.9524 | 284.3721 | 748.9787 | 664.2554 | 748.9787 | 6138 | 748.9787 | 664.2554 | 980.9524 | 284.3721 | 4041 | 8337 | 3722 | 6193 | 8719 | 5982 | 8045 | 779 | 698.8514 | 841.5335 | 972.7891 | 285.938
| 6139 | 799.3065 | 878.6736 | 713.4196 | 878.6736 | 878.6736 | 713.4196 | 878.6736 | 878.6736 | 713.4196 | 878.6736 | 995.9184 | 311.306 | 878.6736 | 713.4196 | 878.6736 | 6139 | 878.6736 | 713.4196 | 995.9184 | 311.306 | 702 | 7890 | 271 | 5268 | 8624 | 3155 | 8042 | 671 | 698.8514 | 841.5304 | 972.7891 | 285.938
| 6140 | 788.8683 | 870.9464 | 706.2355 | 870.9464 | 870.9464 | 706.2355 | 870.9464 | 870.9464 | 706.2355 | 870.9464 | 978.2313 | 273.4106 | 870.9464 | 706.2355 | 870.9464 | 6140 | 870.9465 | 706.2356 | 978.2313 | 273.4106 | 804 | 7969 | 4410 | 6624 | 5865 | 5522 | 8012 | 556 | 698.8514 | 841.5261 | 972.7891 | 285.938
| 6141 | 828.0262 | 860.9603 | 828.3572 | 860.9603 | 860.9603 | 828.3572 | 860.9603 | 860.9603 | 828.3572 | 860.9603 | 993.1973 | 398.0583 | 860.9603 | 828.3572 | 860.9603 | 6141 | 860.9603 | 828.3572 | 993.1973 | 398.0583 | 914 | 6672 | 619 | 3523 | 5209 | 6708 | 7991 | 8584 | 698.8514 | 841.5069 | 972.7891 | 285.6248
| 6142 | 793.5024 | 816.6002 | 826.5961 | 816.6002 | 816.6002 | 826.5961 | 816.6002 | 816.6002 | 826.5961 | 816.6002 | 994.5578 | 275.2897 | 816.6002 | 826.5961 | 816.6002 | 6142 | 816.6002 | 826.5961 | 994.5578 | 275.2897 | 1737 | 6710 | 463 | 6568 | 6368 | 5560 | 7975 | 7392 | 698.6591 | 841.4938 | 972.7891 | 285.6248
| 6143 | 754.4534 | 748.402 | 831.4502 | 748.402 | 748.402 | 831.4502 | 748.402 | 748.402 | 831.4502 | 748.402 | 972.7891 | 276.5424 | 748.402 | 831.4502 | 748.402 | 6143 | 748.402 | 831.4502 | 972.7891 | 276.5424 | 4062 | 6575 | 6229 | 6514 | 3751 | 5762 | 7959 | 6431 | 698.611 | 841.4919 | 972.7891 | 285.6248
| 6144 | 746.9113 | 733.2148 | 828.3675 | 733.2148 | 733.2148 | 828.3675 | 733.2148 | 733.2148 | 828.3675 | 733.2148 | 993.1973 | 284.3721 | 733.2148 | 828.3675 | 733.2148 | 6144 | 733.2148 | 828.3675 | 993.1973 | 284.3721 | 4686 | 6671 | 618 | 6192 | 4224 | 7037 | 7935 | 3387 | 698.563 | 841.4904 | 972.7891 | 285.6248
| 6145 | 734.2213 | 685.9711 | 824.4695 | 685.9711 | 685.9711 | 824.4695 | 685.9711 | 685.9711 | 824.4695 | 685.9711 | 990.4762 | 502.9753 | 685.9711 | 824.4695 | 685.9711 | 6145 | 685.9711 | 824.4695 | 990.4762 | 502.9753 | 6694 | 6760 | 1021 | 1854 | 1827 | 6591 | 7901 | 2859 | 698.563 | 841.4904 | 972.7891 | 285.6248
| 6146 | 720.3799 | 690.3927 | 823.863 | 690.3927 | 690.3927 | 823.863 | 690.3927 | 690.3927 | 823.863 | 690.3927 | 998.6395 | 268.0864 | 690.3927 | 823.863 | 690.3927 | 6146 | 690.3927 | 823.863 | 998.6395 | 268.0864 | 6482 | 6772 | 84 | 6826 | 114 | 6578 | 7898 | 2828 | 698.563 | 841.4567 | 972.7891 | 285.6248
| 6147 | 725.7611 | 682.5588 | 821.5411 | 682.5588 | 682.5588 | 821.5411 | 682.5588 | 682.5588 | 821.5411 | 682.5588 | 995.9184 | 418.1021 | 682.5588 | 821.5411 | 682.5588 | 6147 | 682.5588 | 821.5411 | 995.9184 | 418.1021 | 6852 | 6827 | 270 | 3182 | 3889 | 5476 | 7865 | 1883 | 698.5149 | 841.4524 | 972.7891 | 285.6248
| 6148 | 731.2214 | 702.6962 | 818.261 | 702.6962 | 702.6962 | 818.261 | 702.6962 | 702.6962 | 818.261 | 702.6962 | 986.3946 | 356.0915 | 702.6962 | 818.261 | 702.6962 | 6148 | 702.6962 | 818.261 | 986.3946 | 356.0915 | 5980 | 6873 | 1827 | 4333 | 3805 | 6642 | 7844 | 1720 | 698.5149 | 841.4419 | 972.7891 | 285.6248
| 6149 | 742.8541 | 707.2139 | 821.7778 | 707.2139 | 707.2139 | 821.7778 | 707.2139 | 707.2139 | 821.7778 | 707.2139 | 989.1156 | 466.0194 | 707.2139 | 821.7778 | 707.2139 | 6149 | 707.2139 | 821.7778 | 989.1157 | 466.0194 | 5766 | 6822 | 1173 | 2366 | 5100 | 7059 | 7823 | 1718 | 698.4669 | 841.44 | 972.7891 | 285.6248
| 6150 | 740.26 | 721.4399 | 822.242 | 721.4399 | 721.4399 | 822.242 | 721.4399 | 721.4399 | 822.242 | 721.4399 | 995.9184 | 307.2346 | 721.4399 | 822.242 | 721.4399 | 6150 | 721.4399 | 822.242 | 995.9184 | 307.2346 | 5173 | 6816 | 269 | 5393 | 1863 | 6599 | 7807 | 1325 | 698.4669 | 841.44 | 972.7891 | 285.6248
| 6151 | 735.5142 | 694.2856 | 827.957 | 694.2856 | 694.2856 | 827.957 | 694.2856 | 694.2856 | 827.957 | 694.2856 | 974.1497 | 456.937 | 694.2856 | 827.957 | 694.2856 | 6151 | 694.2856 | 827.957 | 974.1497 | 456.9371 | 6323 | 6677 | 5811 | 2536 | 5617 | 7455 | 7791 | 336 | 698.3707 | 841.3918 | 972.7891 | 285.6248
| 6152 | 723.8652 | 692.5554 | 834.4056 | 692.5554 | 692.5554 | 834.4056 | 692.5554 | 692.5554 | 834.4056 | 692.5554 | 986.3946 | 269.6524 | 692.5554 | 834.4056 | 692.5554 | 6152 | 692.5554 | 834.4056 | 986.3946 | 269.6524 | 6397 | 6448 | 1826 | 6772 | 6998 | 399 | 7767 | 8205 | 698.3227 | 841.3918 | 972.7891 | 285.3116
| 6153 | 721.8491 | 683.6161 | 830.1975 | 683.6161 | 683.6161 | 830.1975 | 683.6161 | 683.6161 | 830.1975 | 683.6161 | 982.3129 | 333.8553 | 683.6161 | 830.1975 | 683.6161 | 6153 | 683.6161 | 830.1975 | 982.3129 | 333.8553 | 6799 | 6621 | 3233 | 4760 | 6195 | 6436 | 7733 | 7443 | 698.2266 | 841.3549 | 972.7891 | 285.3116
| 6154 | 744.2198 | 695.9677 | 839.7355 | 695.9677 | 695.9677 | 839.7355 | 695.9677 | 695.9677 | 839.7355 | 695.9677 | 985.034 | 507.3598 | 695.9677 | 839.7355 | 695.9677 | 6154 | 695.9677 | 839.7355 | 985.034 | 507.3599 | 6238 | 6235 | 2178 | 1794 | 3247 | 6105 | 7730 | 7344 | 698.2266 | 841.3335 | 972.7891 | 285.3116
| 6155 | 732.4641 | 681.7898 | 839.2343 | 681.7898 | 681.7898 | 839.2343 | 681.7898 | 681.7898 | 839.2343 | 681.7898 | 971.4286 | 471.8133 | 681.7898 | 839.2343 | 681.7898 | 6155 | 681.7898 | 839.2343 | 971.4286 | 471.8133 | 6878 | 6248 | 6631 | 2274 | 2862 | 7486 | 7697 | 6344 | 698.2266 | 841.31 | 972.7891 | 285.3116
| 6156 | 723.0342 | 681.0208 | 838.5605 | 681.0208 | 681.0208 | 838.5605 | 681.0208 | 681.0208 | 838.5605 | 681.0208 | 956.4626 | 363.6079 | 681.0208 | 838.5605 | 681.0208 | 6156 | 681.0208 | 838.5605 | 956.4626 | 363.6079 | 6906 | 6282 | 8427 | 4194 | 4673 | 430 | 7676 | 3296 | 698.1785 | 841.31 | 972.7891 | 285.3116
| 6157 | 724.2833 | 675.0132 | 831.8718 | 675.0132 | 675.0132 | 831.8718 | 675.0132 | 675.0132 | 831.8718 | 675.0132 | 963.2653 | 449.1074 | 675.0132 | 831.8718 | 675.0132 | 6157 | 675.0132 | 831.8718 | 963.2653 | 449.1074 | 7140 | 6550 | 8077 | 2678 | 2073 | 5717 | 7655 | 2615 | 698.1785 | 841.3016 | 972.7891 | 285.3116
| 6158 | 723.362 | 685.3463 | 838.3527 | 685.3463 | 685.3463 | 838.3527 | 685.3463 | 685.3463 | 838.3527 | 685.3463 | 975.5102 | 315.3774 | 685.3463 | 838.3527 | 685.3463 | 6158 | 685.3463 | 838.3527 | 975.5102 | 315.3774 | 6717 | 6292 | 5391 | 5161 | 4548 | 6254 | 7639 | 2471 | 698.1304 | 841.2961 | 972.7891 | 285.3116
| 6159 | 750.4126 | 692.5073 | 851.6461 | 692.5073 | 692.5073 | 851.6461 | 692.5073 | 692.5073 | 851.6461 | 692.5073 | 997.2789 | 561.8541 | 692.5073 | 851.6461 | 692.5073 | 6159 | 692.5073 | 851.6461 | 997.2789 | 561.8541 | 6401 | 5518 | 172 | 1180 | 7159 | 5925 | 7623 | 1823 | 697.9863 | 841.265 | 972.7891 | 285.3116
| 6160 | 756.613 | 720.3345 | 836.5704 | 720.3345 | 720.3345 | 836.5704 | 720.3345 | 720.3345 | 836.5704 | 720.3345 | 985.034 | 498.5907 | 720.3345 | 836.5704 | 720.3345 | 6160 | 720.3345 | 836.5704 | 985.034 | 498.5907 | 5216 | 6370 | 2177 | 1913 | 4416 | 5865 | 7599 | 1772 | 697.9863 | 841.2097 | 972.7891 | 285.3116
| 6161 | 725.495 | 677.224 | 842.5784 | 677.224 | 677.224 | 842.5784 | 677.224 | 677.224 | 842.5784 | 677.224 | 998.6395 | 370.1848 | 677.224 | 842.5784 | 677.224 | 6161 | 677.224 | 842.5784 | 998.6395 | 370.1848 | 7039 | 6077 | 83 | 4064 | 5871 | 6524 | 7565 | 1573 | 697.8901 | 841.2017 | 972.7891 | 285.3116
| 6162 | 769.9832 | 771.8076 | 834.0462 | 771.8076 | 771.8076 | 834.0462 | 771.8076 | 771.8076 | 834.0462 | 771.8076 | 953.7415 | 315.3774 | 771.8076 | 834.0462 | 771.8076 | 6162 | 771.8076 | 834.0462 | 953.7415 | 315.3774 | 3192 | 6465 | 8516 | 5160 | 4866 | 5790 | 7562 | 1512 | 697.8901 | 841.1819 | 972.7891 | 285.3116
| 6163 | 816.8364 | 848.3683 | 846.2807 | 848.3683 | 848.3683 | 846.2807 | 848.3683 | 848.3683 | 846.2807 | 848.3683 | 975.5102 | 288.1303 | 848.3683 | 846.2807 | 848.3683 | 6163 | 848.3683 | 846.2807 | 975.5102 | 288.1303 | 1081 | 5878 | 5390 | 6038 | 6986 | 6309 | 7529 | 1367 | 697.8421 | 841.1355 | 972.7891 | 285.3116
| 6164 | 827.0694 | 869.8996 | 845.9775 | 869.8996 | 869.8996 | 845.9775 | 869.8996 | 869.8996 | 845.9775 | 869.8996 | 972.7891 | 263.0755 | 869.8996 | 845.9775 | 869.8996 | 6164 | 869.8996 | 845.9776 | 972.7891 | 263.0755 | 811 | 5898 | 6228 | 6993 | 5027 | 8437 | 7508 | 669 | 697.8421 | 841.1268 | 972.7891 | 285.3116
| 6165 | 819.1947 | 858.7495 | 840.479 | 858.7495 | 858.7495 | 840.479 | 858.7495 | 858.7495 | 840.479 | 858.7495 | 976.8707 | 259.9436 | 858.7495 | 840.479 | 858.7495 | 6165 | 858.7495 | 840.479 | 976.8708 | 259.9436 | 940 | 6199 | 4973 | 7102 | 8743 | 5398 | 7487 | 387 | 697.794 | 841.1017 | 972.7891 | 285.3116
| 6166 | 779.8997 | 779.5934 | 855.3786 | 779.5934 | 779.5934 | 855.3786 | 779.5934 | 779.5934 | 855.3786 | 779.5934 | 989.1156 | 271.2183 | 779.5934 | 855.3786 | 779.5934 | 6166 | 779.5934 | 855.3786 | 989.1157 | 271.2183 | 2888 | 5284 | 1172 | 6712 | 6726 | 1232 | 7471 | 288 | 697.794 | 841.0807 | 972.7891 | 285.3116
| 6167 | 761.4925 | 747.9694 | 845.6479 | 747.9694 | 747.9694 | 845.6479 | 747.9694 | 747.9694 | 845.6479 | 747.9694 | 978.2313 | 316.3169 | 747.9694 | 845.6479 | 747.9694 | 6167 | 747.9694 | 845.6479 | 978.2313 | 316.3169 | 4083 | 5924 | 4409 | 5134 | 3316 | 786 | 7455 | 134 | 697.794 | 841.0807 | 972.7891 | 285.3116
| 6168 | 743.9702 | 716.0571 | 840.868 | 716.0571 | 716.0571 | 840.868 | 716.0571 | 716.0571 | 840.868 | 716.0571 | 970.068 | 353.586 | 716.0571 | 840.868 | 716.0571 | 6168 | 716.0571 | 840.868 | 970.068 | 353.586 | 5390 | 6183 | 7011 | 4387 | 4047 | 5974 | 7431 | 81 | 697.746 | 841.0681 | 972.7891 | 285.3116
| 6169 | 721.6319 | 685.2502 | 836.1669 | 685.2502 | 685.2502 | 836.1669 | 685.2502 | 685.2502 | 836.1669 | 685.2502 | 979.5918 | 296.5863 | 685.2502 | 836.1669 | 685.2502 | 6169 | 685.2502 | 836.1669 | 979.5918 | 296.5863 | 6726 | 6384 | 4075 | 5746 | 4187 | 5496 | 7397 | 8085 | 697.6979 | 841.0622 | 972.7891 | 284.9984
| 6170 | 710.6968 | 667.3716 | 834.3366 | 667.3716 | 667.3716 | 834.3366 | 667.3716 | 667.3716 | 834.3366 | 667.3716 | 968.7075 | 304.7291 | 667.3716 | 834.3366 | 667.3716 | 6170 | 667.3716 | 834.3366 | 968.7075 | 304.7291 | 7366 | 6451 | 7350 | 5483 | 2392 | 5401 | 7394 | 7843 | 697.6018 | 841.044 | 972.7891 | 284.9984
| 6171 | 723.5585 | 681.6456 | 828.8518 | 681.6456 | 681.6456 | 828.8518 | 681.6456 | 681.6456 | 828.8518 | 681.6456 | 974.1497 | 387.0968 | 681.6456 | 828.8518 | 681.6456 | 6171 | 681.6456 | 828.8518 | 974.1497 | 387.0968 | 6884 | 6652 | 5810 | 3716 | 1549 | 5378 | 7361 | 7826 | 697.6018 | 841.0212 | 972.7891 | 284.9984
| 6172 | 707.9303 | 664.0554 | 826.3457 | 664.0554 | 664.0554 | 826.3457 | 664.0554 | 664.0554 | 826.3457 | 664.0554 | 980.9524 | 312.2455 | 664.0554 | 826.3457 | 664.0554 | 6172 | 664.0554 | 826.3457 | 980.9524 | 312.2455 | 7469 | 6718 | 3721 | 5243 | 4301 | 6037 | 7340 | 7640 | 697.4095 | 841.0182 | 972.7891 | 284.9984
| 6173 | 720.6836 | 676.7915 | 843.7094 | 676.7915 | 676.7915 | 843.7094 | 676.7915 | 676.7915 | 843.7094 | 676.7915 | 980.9524 | 319.4488 | 676.7915 | 843.7094 | 676.7915 | 6173 | 676.7915 | 843.7094 | 980.9524 | 319.4488 | 7073 | 6013 | 3720 | 5077 | 2891 | 921 | 7319 | 7388 | 697.4095 | 841.0092 | 972.7891 | 284.9984
| 6174 | 734.4157 | 705.1473 | 829.1315 | 705.1473 | 705.1473 | 829.1315 | 705.1473 | 705.1473 | 829.1315 | 705.1473 | 987.7551 | 336.3608 | 705.1473 | 829.1315 | 705.1473 | 6174 | 705.1473 | 829.1315 | 987.7551 | 336.3608 | 5869 | 6645 | 1463 | 4717 | 8672 | 6330 | 7303 | 3197 | 697.3615 | 841.0045 | 972.7891 | 284.9984
| 6175 | 722.7846 | 679.1464 | 836.6468 | 679.1464 | 679.1464 | 836.6468 | 679.1464 | 679.1464 | 836.6468 | 679.1464 | 976.8707 | 362.3552 | 679.1464 | 836.6468 | 679.1464 | 6175 | 679.1464 | 836.6469 | 976.8708 | 362.3552 | 6978 | 6367 | 4972 | 4226 | 6891 | 2639 | 7287 | 1638 | 697.3615 | 840.9935 | 972.7891 | 284.9984
| 6176 | 731.0542 | 677.0318 | 828.5306 | 677.0318 | 677.0318 | 828.5306 | 677.0318 | 677.0318 | 828.5306 | 677.0318 | 978.2313 | 526.151 | 677.0318 | 828.5306 | 677.0318 | 6176 | 677.0318 | 828.5306 | 978.2313 | 526.151 | 7058 | 6668 | 4408 | 1572 | 3368 | 965 | 7263 | 549 | 697.3615 | 840.9825 | 972.7891 | 284.9984
| 6177 | 724.1883 | 678.7139 | 836.2688 | 678.7139 | 678.7139 | 836.2688 | 678.7139 | 678.7139 | 836.2688 | 678.7139 | 971.4286 | 392.4209 | 678.7139 | 836.2688 | 678.7139 | 6177 | 678.7139 | 836.2688 | 971.4286 | 392.4209 | 6996 | 6379 | 6630 | 3629 | 1216 | 5910 | 7229 | 332 | 697.3615 | 840.9676 | 972.7891 | 284.9984
| 6178 | 747.8692 | 692.4593 | 839.1052 | 692.4593 | 692.4593 | 839.1052 | 692.4593 | 692.4593 | 839.1052 | 692.4593 | 960.5442 | 613.5296 | 692.4593 | 839.1052 | 692.4593 | 6178 | 692.4593 | 839.1052 | 960.5442 | 613.5296 | 6404 | 6254 | 8219 | 723 | 5938 | 7503 | 7226 | 8330 | 697.3134 | 840.9307 | 972.7891 | 284.8105
| 6179 | 740.2315 | 691.1136 | 834.8633 | 691.1136 | 691.1136 | 834.8633 | 691.1136 | 691.1136 | 834.8633 | 691.1136 | 976.8707 | 518.0081 | 691.1136 | 834.8633 | 691.1136 | 6179 | 691.1136 | 834.8633 | 976.8708 | 518.0081 | 6458 | 6428 | 4971 | 1669 | 5022 | 447 | 7193 | 7952 | 697.2653 | 840.9307 | 972.7891 | 284.7636
| 6180 | 729.9102 | 680.0596 | 839.2001 | 680.0596 | 680.0596 | 839.2001 | 680.0596 | 680.0596 | 839.2001 | 680.0596 | 967.3469 | 454.1184 | 680.0596 | 839.2001 | 680.0596 | 6180 | 680.0596 | 839.2001 | 967.3469 | 454.1184 | 6945 | 6250 | 7550 | 2590 | 4151 | 2624 | 7172 | 8209 | 697.2653 | 840.9045 | 972.7891 | 284.6853
| 6181 | 721.0599 | 676.1186 | 817.7411 | 676.1186 | 676.1186 | 817.7411 | 676.1186 | 676.1186 | 817.7411 | 676.1186 | 940.1361 | 474.7886 | 676.1186 | 817.7411 | 676.1186 | 6181 | 676.1186 | 817.7411 | 940.1361 | 474.7886 | 7099 | 6882 | 8670 | 2229 | 4090 | 8188 | 7151 | 6196 | 697.2653 | 840.8765 | 972.7891 | 284.6853
| 6182 | 731.3557 | 687.1245 | 811.9775 | 687.1245 | 687.1245 | 811.9775 | 687.1245 | 687.1245 | 811.9775 | 687.1245 | 946.9388 | 547.1344 | 687.1245 | 811.9775 | 687.1245 | 6182 | 687.1245 | 811.9775 | 946.9388 | 547.1344 | 6642 | 6978 | 8567 | 1327 | 6340 | 652 | 7135 | 2311 | 697.2173 | 840.8765 | 972.7891 | 284.6853
| 6183 | 752.6402 | 706.9736 | 827.4937 | 706.9736 | 706.9736 | 827.4937 | 706.9736 | 706.9736 | 827.4937 | 706.9736 | 979.5918 | 591.6066 | 706.9736 | 827.4937 | 706.9736 | 6183 | 706.9736 | 827.4937 | 979.5918 | 591.6066 | 5775 | 6690 | 4074 | 912 | 6303 | 6168 | 7119 | 673 | 697.2173 | 840.868 | 972.7891 | 284.6852
| 6184 | 758.5158 | 703.4171 | 849.1745 | 703.4171 | 703.4171 | 849.1745 | 703.4171 | 703.4171 | 849.1745 | 703.4171 | 970.068 | 625.1174 | 703.4171 | 849.1745 | 703.4171 | 6184 | 703.4171 | 849.1745 | 970.068 | 625.1175 | 5937 | 5707 | 7010 | 656 | 5441 | 6454 | 7095 | 7949 | 697.2173 | 840.8224 | 972.7891 | 284.607
| 6185 | 745.4882 | 708.6557 | 838.7721 | 708.6557 | 708.6557 | 838.7721 | 708.6557 | 708.6557 | 838.7721 | 708.6557 | 972.7891 | 439.7119 | 708.6557 | 838.7721 | 708.6557 | 6185 | 708.6557 | 838.7722 | 972.7891 | 439.7119 | 5694 | 6270 | 6227 | 2834 | 3726 | 2218 | 7061 | 8696 | 697.1692 | 840.782 | 972.7891 | 284.3721
| 6186 | 788.5856 | 791.5125 | 843.8305 | 791.5125 | 791.5125 | 843.8305 | 791.5125 | 791.5125 | 843.8305 | 791.5125 | 986.3946 | 346.3827 | 791.5125 | 843.8305 | 791.5125 | 6186 | 791.5125 | 843.8305 | 986.3946 | 346.3827 | 2496 | 6007 | 1825 | 4523 | 6938 | 8402 | 7058 | 8550 | 697.1212 | 840.7528 | 972.7891 | 284.3721
| 6187 | 834.193 | 842.9375 | 848.7062 | 842.9375 | 842.9375 | 848.7062 | 842.9375 | 842.9375 | 848.7062 | 842.9375 | 970.068 | 570.3101 | 842.9375 | 848.7062 | 842.9375 | 6187 | 842.9375 | 848.7062 | 970.068 | 570.3101 | 1177 | 5743 | 7009 | 1100 | 5456 | 5937 | 7025 | 8235 | 697.1212 | 840.7301 | 972.7891 | 284.3721
| 6188 | 825.8342 | 867.2562 | 839.0524 | 867.2562 | 867.2562 | 839.0524 | 867.2562 | 867.2562 | 839.0524 | 867.2562 | 983.6735 | 283.7457 | 867.2562 | 839.0524 | 867.2562 | 6188 | 867.2562 | 839.0524 | 983.6735 | 283.7457 | 843 | 6256 | 2602 | 6221 | 7233 | 6407 | 7004 | 8112 | 697.0731 | 840.7291 | 972.7891 | 284.3721
| 6189 | 847.0306 | 871.9662 | 854.2583 | 871.9662 | 871.9662 | 854.2583 | 871.9662 | 871.9662 | 854.2583 | 871.9662 | 983.6735 | 481.9919 | 871.9662 | 854.2583 | 871.9662 | 6189 | 871.9662 | 854.2583 | 983.6735 | 481.9919 | 795 | 5356 | 2601 | 2122 | 8668 | 5541 | 6983 | 7390 | 697.025 | 840.7136 | 972.7891 | 284.3721
| 6190 | 805.036 | 822.6558 | 847.4759 | 822.6558 | 822.6558 | 847.4759 | 822.6558 | 822.6558 | 847.4759 | 822.6558 | 979.5918 | 319.762 | 822.6558 | 847.4759 | 822.6558 | 6190 | 822.6558 | 847.4759 | 979.5918 | 319.762 | 1563 | 5805 | 4073 | 5067 | 7591 | 2604 | 6967 | 7094 | 697.025 | 840.674 | 972.7891 | 284.3721
| 6191 | 801.9822 | 777.7671 | 859.9003 | 777.7671 | 777.7671 | 859.9003 | 777.7671 | 777.7671 | 859.9003 | 777.7671 | 993.1973 | 572.8155 | 777.7671 | 859.9003 | 777.7671 | 6191 | 777.7671 | 859.9003 | 993.1973 | 572.8155 | 2957 | 4985 | 617 | 1071 | 6847 | 927 | 6951 | 6512 | 696.977 | 840.64 | 972.7891 | 284.3721
| 6192 | 765.296 | 738.0689 | 837.2615 | 738.0689 | 738.0689 | 837.2615 | 738.0689 | 738.0689 | 837.2615 | 738.0689 | 982.3129 | 478.2336 | 738.0689 | 837.2615 | 738.0689 | 6192 | 738.0689 | 837.2616 | 982.3129 | 478.2336 | 4467 | 6349 | 3232 | 2172 | 6071 | 2536 | 6927 | 6144 | 696.977 | 840.6274 | 972.7891 | 284.3721
| 6193 | 754.4298 | 721.2477 | 849.2285 | 721.2477 | 721.2477 | 849.2285 | 721.2477 | 721.2477 | 849.2285 | 721.2477 | 994.5578 | 400.5637 | 721.2477 | 849.2285 | 721.2477 | 6193 | 721.2477 | 849.2286 | 994.5578 | 400.5637 | 5179 | 5703 | 462 | 3478 | 6196 | 6328 | 6893 | 6138 | 696.9289 | 840.6117 | 972.7891 | 284.3721
| 6194 | 734.6903 | 707.1178 | 834.0838 | 707.1178 | 707.1178 | 834.0838 | 707.1178 | 707.1178 | 834.0838 | 707.1178 | 990.4762 | 301.9104 | 707.1178 | 834.0838 | 707.1178 | 6194 | 707.1178 | 834.0838 | 990.4762 | 301.9104 | 5770 | 6460 | 1020 | 5580 | 5175 | 6769 | 6890 | 5055 | 696.9289 | 840.6014 | 972.7891 | 284.3721
| 6195 | 738.561 | 698.2266 | 837.2887 | 698.2266 | 698.2266 | 837.2887 | 698.2266 | 698.2266 | 837.2887 | 698.2266 | 975.5102 | 429.3768 | 698.2266 | 837.2887 | 698.2266 | 6195 | 698.2266 | 837.2887 | 975.5102 | 429.3768 | 6153 | 6347 | 5389 | 3012 | 8217 | 5581 | 6857 | 1826 | 696.8809 | 840.5967 | 972.7891 | 284.3721
| 6196 | 725.724 | 696.9289 | 830.107 | 696.9289 | 696.9289 | 830.107 | 696.9289 | 696.9289 | 830.107 | 696.9289 | 979.5918 | 284.6852 | 696.9289 | 830.107 | 696.9289 | 6196 | 696.9289 | 830.107 | 979.5918 | 284.6853 | 6193 | 6624 | 4072 | 6181 | 4015 | 6265 | 6836 | 1517 | 696.8809 | 840.5326 | 972.7891 | 284.3721
| 6197 | 746.5509 | 712.7409 | 844.9616 | 712.7409 | 712.7409 | 844.9616 | 712.7409 | 712.7409 | 844.9616 | 712.7409 | 985.034 | 384.9045 | 712.7409 | 844.9616 | 712.7409 | 6197 | 712.7409 | 844.9616 | 985.034 | 384.9045 | 5516 | 5955 | 2176 | 3759 | 681 | 2572 | 6815 | 1346 | 696.8809 | 840.5231 | 972.7891 | 284.3721
| 6198 | 743.3384 | 724.1313 | 822.4326 | 724.1313 | 724.1313 | 822.4326 | 724.1313 | 724.1313 | 822.4326 | 724.1313 | 965.9864 | 357.9706 | 724.1313 | 822.4326 | 724.1313 | 6198 | 724.1313 | 822.4326 | 965.9864 | 357.9706 | 5051 | 6804 | 7833 | 4303 | 5646 | 8703 | 6799 | 576 | 696.8328 | 840.489 | 972.7891 | 284.3721
| 6199 | 740.2278 | 693.4205 | 816.8208 | 693.4205 | 693.4205 | 816.8208 | 693.4205 | 693.4205 | 816.8208 | 693.4205 | 978.2313 | 570.3101 | 693.4205 | 816.8208 | 693.4205 | 6199 | 693.4205 | 816.8208 | 978.2313 | 570.3101 | 6358 | 6901 | 4407 | 1099 | 4298 | 6165 | 6783 | 334 | 696.8328 | 840.479 | 972.7891 | 284.3721
| 6200 | 726.808 | 706.5411 | 814.8846 | 706.5411 | 706.5411 | 814.8846 | 706.5411 | 706.5411 | 814.8846 | 706.5411 | 980.9524 | 282.493 | 706.5411 | 814.8846 | 706.5411 | 6200 | 706.5411 | 814.8846 | 980.9524 | 282.493 | 5799 | 6937 | 3719 | 6272 | 3795 | 5538 | 6759 | 157 | 696.8088 | 840.4479 | 972.7891 | 284.3721
| 6201 | 750.2249 | 708.9441 | 819.7432 | 708.9441 | 708.9441 | 819.7432 | 708.9441 | 708.9441 | 819.7432 | 708.9441 | 982.3129 | 570.3101 | 708.9441 | 819.7432 | 708.9441 | 6201 | 708.9441 | 819.7432 | 982.3129 | 570.3101 | 5686 | 6854 | 3231 | 1098 | 8219 | 6003 | 6725 | 131 | 696.7847 | 840.4276 | 972.7891 | 284.3721
| 6202 | 744.2544 | 722.0166 | 821.0911 | 722.0166 | 722.0166 | 821.0911 | 722.0166 | 722.0166 | 821.0911 | 722.0166 | 978.2313 | 380.8331 | 722.0166 | 821.0911 | 722.0166 | 6202 | 722.0166 | 821.0911 | 978.2313 | 380.8331 | 5141 | 6833 | 4406 | 3826 | 5121 | 2588 | 6722 | 8355 | 696.7847 | 840.3887 | 972.7891 | 284.2155
| 6203 | 761.6405 | 746.4796 | 816.4984 | 746.4796 | 746.4796 | 816.4984 | 746.4796 | 746.4796 | 816.4984 | 746.4796 | 974.1497 | 450.9865 | 746.4796 | 816.4984 | 746.4796 | 6203 | 746.4796 | 816.4984 | 974.1497 | 450.9865 | 4130 | 6906 | 5809 | 2646 | 4012 | 6243 | 6689 | 8019 | 696.7847 | 840.3422 | 972.7891 | 284.0589
| 6204 | 769.94 | 737.4922 | 831.3098 | 737.4922 | 737.4922 | 831.3098 | 737.4922 | 737.4922 | 831.3098 | 737.4922 | 983.6735 | 570.3101 | 737.4922 | 831.3098 | 737.4922 | 6204 | 737.4922 | 831.3098 | 983.6735 | 570.3101 | 4483 | 6579 | 2600 | 1097 | 2215 | 6285 | 6668 | 8018 | 696.7847 | 840.3355 | 972.7891 | 284.0589
| 6205 | 769.5399 | 742.4424 | 834.4916 | 742.4424 | 742.4424 | 834.4916 | 742.4424 | 742.4424 | 834.4916 | 742.4424 | 965.9864 | 530.0658 | 742.4424 | 834.4916 | 742.4424 | 6205 | 742.4425 | 834.4916 | 965.9864 | 530.0658 | 4300 | 6443 | 7832 | 1521 | 683 | 7399 | 6647 | 7829 | 696.7847 | 840.2785 | 972.7891 | 284.0589
| 6206 | 785.8147 | 745.9028 | 850.549 | 745.9028 | 745.9028 | 850.549 | 745.9028 | 745.9028 | 850.549 | 745.9028 | 991.8367 | 640.1503 | 745.9028 | 850.549 | 745.9028 | 6206 | 745.9028 | 850.5491 | 991.8367 | 640.1503 | 4152 | 5587 | 806 | 553 | 6444 | 343 | 6631 | 7806 | 696.7367 | 840.2785 | 972.7891 | 284.0589
| 6207 | 765.8493 | 750.9011 | 828.4176 | 750.9011 | 750.9011 | 828.4176 | 750.9011 | 750.9011 | 828.4176 | 750.9011 | 970.068 | 430.9427 | 750.9011 | 828.4176 | 750.9011 | 6207 | 750.9011 | 828.4176 | 970.068 | 430.9427 | 3979 | 6669 | 7008 | 2982 | 6120 | 5553 | 6615 | 6980 | 696.7367 | 840.2697 | 972.7891 | 284.0589
| 6208 | 794.6739 | 758.6389 | 843.5619 | 758.6389 | 758.6389 | 843.5619 | 758.6389 | 758.6389 | 843.5619 | 758.6389 | 983.6735 | 698.4028 | 758.6389 | 843.5619 | 758.6389 | 6208 | 758.6389 | 843.5619 | 983.6735 | 698.4028 | 3668 | 6026 | 2599 | 290 | 5365 | 6317 | 6591 | 6614 | 696.6886 | 840.2308 | 972.7891 | 284.0589
| 6209 | 774.2053 | 753.16 | 844.0776 | 753.16 | 753.16 | 844.0776 | 753.16 | 753.16 | 844.0776 | 753.16 | 989.1156 | 448.1679 | 753.16 | 844.0776 | 753.16 | 6209 | 753.16 | 844.0776 | 989.1157 | 448.1679 | 3896 | 5992 | 1171 | 2692 | 4564 | 5871 | 6557 | 2180 | 696.6886 | 840.2308 | 972.7891 | 284.0589
| 6210 | 789.277 | 792.0892 | 828.6572 | 792.0892 | 792.0892 | 828.6572 | 792.0892 | 792.0892 | 828.6572 | 792.0892 | 982.3129 | 416.223 | 792.0892 | 828.6572 | 792.0892 | 6210 | 792.0892 | 828.6572 | 982.3129 | 416.223 | 2471 | 6663 | 3230 | 3216 | 901 | 5499 | 6554 | 1886 | 696.6886 | 840.1917 | 972.7891 | 284.0589
| 6211 | 858.7442 | 899.5388 | 824.4002 | 899.5388 | 899.5388 | 824.4002 | 899.5388 | 899.5388 | 824.4002 | 899.5388 | 982.3129 | 546.1948 | 899.5388 | 824.4002 | 899.5388 | 6211 | 899.5388 | 824.4002 | 982.3129 | 546.1948 | 486 | 6762 | 3229 | 1339 | 4110 | 2542 | 6521 | 1495 | 696.5925 | 840.1876 | 972.7891 | 284.0589
| 6212 | 851.7492 | 908.1798 | 847.9029 | 908.1798 | 908.1798 | 847.9029 | 908.1798 | 908.1798 | 847.9029 | 908.1798 | 991.8367 | 275.6029 | 908.1798 | 847.9029 | 908.1798 | 6212 | 908.1798 | 847.9029 | 991.8367 | 275.6029 | 406 | 5779 | 805 | 6551 | 1002 | 2569 | 6500 | 1275 | 696.5925 | 840.1811 | 972.7891 | 284.0589
| 6213 | 871.6131 | 898.8321 | 854.3392 | 898.8321 | 898.8321 | 854.3392 | 898.8321 | 898.8321 | 854.3392 | 898.8321 | 974.1497 | 620.4197 | 898.8321 | 854.3392 | 898.8321 | 6213 | 898.8321 | 854.3392 | 974.1497 | 620.4197 | 493 | 5352 | 5808 | 684 | 5872 | 862 | 6479 | 1271 | 696.5444 | 840.1778 | 972.7891 | 284.0589
| 6214 | 849.5194 | 864.8051 | 842.3787 | 864.8051 | 864.8051 | 842.3787 | 864.8051 | 864.8051 | 842.3787 | 864.8051 | 971.4286 | 633.8866 | 864.8051 | 842.3787 | 864.8051 | 6214 | 864.8051 | 842.3787 | 971.4286 | 633.8866 | 866 | 6095 | 6629 | 601 | 5866 | 909 | 6463 | 483 | 696.5444 | 840.1715 | 972.7891 | 284.0589
| 6215 | 806.118 | 802.6145 | 843.893 | 802.6145 | 802.6145 | 843.893 | 802.6145 | 802.6145 | 843.893 | 802.6145 | 987.7551 | 501.4093 | 802.6145 | 843.893 | 802.6145 | 6215 | 802.6145 | 843.893 | 987.7551 | 501.4093 | 2139 | 6003 | 1462 | 1871 | 5802 | 1851 | 6447 | 482 | 696.5444 | 840.0795 | 972.7891 | 284.0589
| 6216 | 788.183 | 772.3362 | 845.1539 | 772.3362 | 772.3362 | 845.1539 | 772.3362 | 772.3362 | 845.1539 | 772.3362 | 978.2313 | 497.0247 | 772.3362 | 845.1539 | 772.3362 | 6216 | 772.3362 | 845.1539 | 978.2313 | 497.0247 | 3167 | 5941 | 4405 | 1933 | 4300 | 5965 | 6423 | 8753 | 696.5444 | 840.0713 | 972.7891 | 283.7457
| 6217 | 753.6641 | 734.4163 | 838.7186 | 734.4163 | 734.4163 | 838.7186 | 734.4163 | 734.4163 | 838.7186 | 734.4163 | 989.1156 | 331.9762 | 734.4163 | 838.7186 | 734.4163 | 6217 | 734.4163 | 838.7186 | 989.1157 | 331.9762 | 4623 | 6274 | 1170 | 4795 | 4998 | 976 | 6389 | 7458 | 696.4964 | 840.0683 | 972.7891 | 283.7457
| 6218 | 744.5699 | 706.6372 | 832.2353 | 706.6372 | 706.6372 | 832.2353 | 706.6372 | 706.6372 | 832.2353 | 706.6372 | 972.7891 | 469.1513 | 706.6372 | 832.2353 | 706.6372 | 6218 | 706.6372 | 832.2353 | 972.7891 | 469.1513 | 5792 | 6538 | 6226 | 2319 | 5644 | 5752 | 6386 | 7351 | 696.4483 | 840 | 972.7891 | 283.7457
| 6219 | 741.9907 | 700.6296 | 833.9087 | 700.6296 | 700.6296 | 833.9087 | 700.6296 | 700.6296 | 833.9087 | 700.6296 | 987.7551 | 459.4425 | 700.6296 | 833.9087 | 700.6296 | 6219 | 700.6296 | 833.9087 | 987.7551 | 459.4425 | 6060 | 6471 | 1461 | 2493 | 3938 | 5781 | 6353 | 6720 | 696.4483 | 839.9949 | 972.7891 | 283.7457
| 6220 | 743.8161 | 692.8918 | 859.842 | 692.8918 | 692.8918 | 859.842 | 692.8918 | 692.8918 | 859.842 | 692.8918 | 991.8367 | 439.0855 | 692.8918 | 859.842 | 692.8918 | 6220 | 692.8918 | 859.842 | 991.8367 | 439.0855 | 6384 | 4989 | 804 | 2841 | 6299 | 5748 | 6332 | 6382 | 696.4003 | 839.9599 | 972.7891 | 283.7457
| 6221 | 733.5179 | 688.326 | 853.5078 | 688.326 | 688.326 | 853.5078 | 688.326 | 688.326 | 853.5078 | 688.326 | 972.7891 | 375.8221 | 688.326 | 853.5078 | 688.326 | 6221 | 688.3261 | 853.5078 | 972.7891 | 375.8221 | 6586 | 5401 | 6225 | 3949 | 6401 | 8195 | 6311 | 6188 | 696.3522 | 839.925 | 972.7891 | 283.7457
| 6222 | 713.0604 | 671.4087 | 830.2966 | 671.4087 | 671.4087 | 830.2966 | 671.4087 | 671.4087 | 830.2966 | 671.4087 | 985.034 | 305.3555 | 671.4087 | 830.2966 | 671.4087 | 6222 | 671.4087 | 830.2966 | 985.034 | 305.3555 | 7262 | 6615 | 2175 | 5461 | 5861 | 659 | 6295 | 2745 | 696.3522 | 839.925 | 972.7891 | 283.7457
| 6223 | 711.7922 | 659.1051 | 834.838 | 659.1051 | 659.1051 | 834.838 | 659.1051 | 659.1051 | 834.838 | 659.1051 | 975.5102 | 377.388 | 659.1051 | 834.838 | 659.1051 | 6223 | 659.1051 | 834.838 | 975.5102 | 377.388 | 7607 | 6429 | 5388 | 3909 | 4289 | 6344 | 6279 | 2144 | 696.3041 | 839.9187 | 972.7891 | 283.7457
| 6224 | 692.3546 | 637.3817 | 826.2987 | 637.3817 | 637.3817 | 826.2987 | 637.3817 | 637.3817 | 826.2987 | 637.3817 | 983.6735 | 305.0423 | 637.3817 | 826.2987 | 637.3817 | 6224 | 637.3817 | 826.2987 | 983.6735 | 305.0423 | 8100 | 6719 | 2598 | 5472 | 4705 | 5712 | 6255 | 2120 | 696.2561 | 839.9124 | 972.7891 | 283.7457
| 6225 | 710.0981 | 643.5334 | 830.7153 | 643.5334 | 643.5334 | 830.7153 | 643.5334 | 643.5334 | 830.7153 | 643.5334 | 978.2313 | 492.0138 | 643.5334 | 830.7153 | 643.5334 | 6225 | 643.5334 | 830.7153 | 978.2313 | 492.0138 | 7985 | 6601 | 4404 | 1993 | 4521 | 6660 | 6221 | 1575 | 696.2561 | 839.9017 | 972.7891 | 283.7457
| 6226 | 714.2432 | 650.2139 | 838.2042 | 650.2139 | 650.2139 | 838.2042 | 650.2139 | 650.2139 | 838.2042 | 650.2139 | 978.2313 | 466.6458 | 650.2139 | 838.2042 | 650.2139 | 6226 | 650.2139 | 838.2042 | 978.2313 | 466.6458 | 7836 | 6304 | 4403 | 2356 | 4137 | 5778 | 6218 | 1485 | 696.2561 | 839.8698 | 972.7891 | 283.7457
| 6227 | 737.9774 | 671.4567 | 836.4326 | 671.4567 | 671.4567 | 836.4326 | 671.4567 | 671.4567 | 836.4326 | 671.4567 | 974.1497 | 640.1503 | 671.4567 | 836.4326 | 671.4567 | 6227 | 671.4567 | 836.4326 | 974.1497 | 640.1503 | 7259 | 6374 | 5807 | 552 | 5478 | 2571 | 6185 | 1026 | 696.208 | 839.8397 | 972.7891 | 283.7457
| 6228 | 741.3 | 664.1515 | 828.5591 | 664.1515 | 664.1515 | 828.5591 | 664.1515 | 664.1515 | 828.5591 | 664.1515 | 976.8707 | 773.8804 | 664.1515 | 828.5591 | 664.1515 | 6228 | 664.1515 | 828.5591 | 976.8708 | 773.8804 | 7466 | 6667 | 4970 | 83 | 4943 | 2607 | 6164 | 784 | 696.16 | 839.8178 | 972.7891 | 283.7457
| 6229 | 741.4554 | 679.4348 | 843.9701 | 679.4348 | 679.4348 | 843.9701 | 679.4348 | 679.4348 | 843.9701 | 679.4348 | 983.6735 | 585.3429 | 679.4348 | 843.9701 | 679.4348 | 6229 | 679.4348 | 843.9701 | 983.6735 | 585.3429 | 6966 | 6000 | 2597 | 965 | 4011 | 8611 | 6143 | 402 | 696.16 | 839.8032 | 972.7891 | 283.7457
| 6230 | 743.1802 | 683.2316 | 848.9901 | 683.2316 | 683.2316 | 848.9901 | 683.2316 | 683.2316 | 848.9901 | 683.2316 | 983.6735 | 559.0354 | 683.2316 | 848.9901 | 683.2316 | 6230 | 683.2316 | 848.9901 | 983.6735 | 559.0354 | 6818 | 5724 | 2596 | 1205 | 2822 | 5908 | 6127 | 295 | 696.1599 | 839.7954 | 972.7891 | 283.7457
| 6231 | 738.0206 | 667.4677 | 850.7498 | 667.4677 | 667.4677 | 850.7498 | 667.4677 | 667.4677 | 850.7498 | 667.4677 | 970.068 | 619.4801 | 667.4677 | 850.7498 | 667.4677 | 6231 | 667.4677 | 850.7499 | 970.068 | 619.4801 | 7365 | 5575 | 7007 | 693 | 1569 | 5382 | 6111 | 36 | 696.1599 | 839.7722 | 972.7891 | 283.6674
| 6232 | 746.8189 | 690.3927 | 860.3007 | 690.3927 | 690.3927 | 860.3007 | 690.3927 | 690.3927 | 860.3007 | 690.3927 | 976.8707 | 514.2499 | 690.3927 | 860.3007 | 690.3927 | 6232 | 690.3927 | 860.3007 | 976.8708 | 514.2499 | 6481 | 4960 | 4969 | 1719 | 5190 | 6495 | 6087 | 8023 | 696.1119 | 839.7664 | 972.7891 | 283.5891
| 6233 | 735.4479 | 689.3353 | 852.7341 | 689.3353 | 689.3353 | 852.7341 | 689.3353 | 689.3353 | 852.7341 | 689.3353 | 978.2313 | 392.4209 | 689.3353 | 852.7341 | 689.3353 | 6233 | 689.3353 | 852.7341 | 978.2313 | 392.4209 | 6533 | 5440 | 4402 | 3628 | 4608 | 185 | 6053 | 487 | 696.1119 | 839.7607 | 972.7891 | 283.5891
| 6234 | 745.5496 | 726.1499 | 847.394 | 726.1499 | 726.1499 | 847.394 | 726.1499 | 726.1499 | 847.394 | 726.1499 | 983.6735 | 255.2459 | 726.1499 | 847.394 | 726.1499 | 6234 | 726.1499 | 847.394 | 983.6735 | 255.2459 | 4966 | 5807 | 2595 | 7259 | 8049 | 1000 | 6050 | 8742 | 696.0638 | 839.7601 | 972.7891 | 283.4325
| 6235 | 798.5806 | 823.3492 | 855.7595 | 823.3492 | 823.3492 | 855.7595 | 823.3492 | 823.3492 | 855.7595 | 823.3492 | 927.8912 | 242.4053 | 823.3492 | 855.7595 | 823.3492 | 6235 | 823.3492 | 855.7595 | 927.8912 | 242.4053 | 1546 | 5264 | 8723 | 7721 | 4064 | 6154 | 6017 | 8629 | 696.0638 | 839.7355 | 972.7891 | 283.4325
| 6236 | 827.9668 | 851.3452 | 863.9936 | 851.3452 | 851.3452 | 863.9936 | 851.3452 | 851.3452 | 863.9936 | 851.3452 | 968.7075 | 356.0915 | 851.3452 | 863.9936 | 851.3452 | 6236 | 851.3452 | 863.9936 | 968.7075 | 356.0915 | 1028 | 4707 | 7349 | 4332 | 513 | 5358 | 5996 | 7994 | 696.0638 | 839.7021 | 972.7891 | 283.4325
| 6237 | 810.3202 | 828.1828 | 851.3007 | 828.1828 | 828.1828 | 851.3007 | 828.1828 | 828.1828 | 851.3007 | 828.1828 | 960.5442 | 353.2728 | 828.1828 | 851.3007 | 828.1828 | 6237 | 828.1828 | 851.3007 | 960.5442 | 353.2728 | 1446 | 5541 | 8218 | 4392 | 4266 | 4794 | 5975 | 7398 | 696.0158 | 839.5985 | 972.7891 | 283.4325
| 6238 | 818.632 | 842.3127 | 856.9521 | 842.3127 | 842.3127 | 856.9521 | 842.3127 | 842.3127 | 856.9521 | 842.3127 | 974.1497 | 320.3883 | 842.3127 | 856.9521 | 842.3127 | 6238 | 842.3127 | 856.9522 | 974.1497 | 320.3884 | 1187 | 5193 | 5806 | 5051 | 6154 | 5115 | 5959 | 6787 | 695.9677 | 839.5604 | 972.7891 | 283.4325
| 6239 | 757.306 | 732.2055 | 864.8962 | 732.2055 | 732.2055 | 864.8962 | 732.2055 | 732.2055 | 864.8962 | 732.2055 | 980.9524 | 304.1027 | 732.2055 | 864.8962 | 732.2055 | 6239 | 732.2055 | 864.8962 | 980.9524 | 304.1027 | 4732 | 4643 | 3718 | 5500 | 1971 | 5580 | 5943 | 4424 | 695.9677 | 839.5588 | 972.7891 | 283.4325
| 6240 | 729.5203 | 705.8682 | 834.0547 | 705.8682 | 705.8682 | 834.0547 | 705.8682 | 705.8682 | 834.0547 | 705.8682 | 971.4286 | 258.6909 | 705.8682 | 834.0547 | 705.8682 | 6240 | 705.8682 | 834.0547 | 971.4286 | 258.6909 | 5837 | 6464 | 6628 | 7157 | 6461 | 6017 | 5919 | 3881 | 695.9196 | 839.5457 | 972.7891 | 283.4325
| 6241 | 708.4831 | 666.3623 | 853.3488 | 666.3623 | 666.3623 | 853.3488 | 666.3623 | 666.3623 | 853.3488 | 666.3623 | 968.7075 | 205.7626 | 666.3623 | 853.3488 | 666.3623 | 6241 | 666.3623 | 853.3488 | 968.7075 | 205.7626 | 7396 | 5409 | 7348 | 8487 | 5832 | 5639 | 5885 | 2882 | 695.9196 | 839.4804 | 972.7891 | 283.4325
| 6242 | 705.1312 | 665.4491 | 843.3137 | 665.4491 | 665.4491 | 843.3137 | 665.4491 | 665.4491 | 843.3137 | 665.4491 | 967.3469 | 207.6417 | 665.4491 | 843.3137 | 665.4491 | 6242 | 665.4491 | 843.3137 | 967.3469 | 207.6417 | 7420 | 6046 | 7549 | 8460 | 4332 | 7496 | 5882 | 1528 | 695.9196 | 839.4414 | 972.7891 | 283.4325
| 6243 | 706.1094 | 668.6211 | 840.3422 | 668.6211 | 668.6211 | 840.3422 | 668.6211 | 668.6211 | 840.3422 | 668.6211 | 965.9864 | 209.2076 | 668.6211 | 840.3422 | 668.6211 | 6243 | 668.6211 | 840.3422 | 965.9864 | 209.2076 | 7339 | 6203 | 7831 | 8435 | 8623 | 440 | 5849 | 479 | 695.8716 | 839.4414 | 972.7891 | 283.4325
| 6244 | 700.0541 | 657.5191 | 843.0509 | 657.5191 | 657.5191 | 843.0509 | 657.5191 | 657.5191 | 843.0509 | 657.5191 | 963.2653 | 205.1362 | 657.5191 | 843.0509 | 657.5191 | 6244 | 657.5191 | 843.0509 | 963.2653 | 205.1362 | 7645 | 6058 | 8076 | 8495 | 5977 | 6773 | 5828 | 342 | 695.8716 | 839.4076 | 972.7891 | 283.4325
| 6245 | 713.4486 | 673.3311 | 854.6276 | 673.3311 | 673.3311 | 854.6276 | 673.3311 | 673.3311 | 854.6276 | 673.3311 | 963.2653 | 219.8559 | 673.3311 | 854.6276 | 673.3311 | 6245 | 673.3311 | 854.6276 | 963.2653 | 219.8559 | 7202 | 5335 | 8075 | 8283 | 8073 | 5490 | 5807 | 8451 | 695.8235 | 839.3986 | 972.7891 | 283.1193
| 6246 | 697.4098 | 643.1009 | 844.3743 | 643.1009 | 643.1009 | 844.3743 | 643.1009 | 643.1009 | 844.3743 | 643.1009 | 965.9864 | 275.4463 | 643.1009 | 844.3743 | 643.1009 | 6246 | 643.1009 | 844.3743 | 965.9864 | 275.4463 | 7994 | 5979 | 7830 | 6562 | 7569 | 5542 | 5791 | 8222 | 695.8235 | 839.3117 | 972.7891 | 283.1193
| 6247 | 700.948 | 655.3083 | 851.022 | 655.3083 | 655.3083 | 851.022 | 655.3083 | 655.3083 | 851.022 | 655.3083 | 957.8231 | 208.8945 | 655.3083 | 851.022 | 655.3083 | 6247 | 655.3083 | 851.022 | 957.8231 | 208.8945 | 7713 | 5561 | 8359 | 8442 | 3491 | 5787 | 5775 | 7582 | 695.8235 | 839.249 | 972.7891 | 283.1193
| 6248 | 706.0136 | 659.2974 | 844.2608 | 659.2974 | 659.2974 | 844.2608 | 659.2974 | 659.2974 | 844.2608 | 659.2974 | 945.5782 | 287.1907 | 659.2974 | 844.2608 | 659.2974 | 6248 | 659.2974 | 844.2608 | 945.5782 | 287.1907 | 7603 | 5982 | 8618 | 6074 | 537 | 6155 | 5751 | 6062 | 695.8235 | 839.2343 | 972.7891 | 283.1193
| 6249 | 685.5925 | 625.3184 | 854.5636 | 625.3184 | 625.3184 | 854.5636 | 625.3184 | 625.3184 | 854.5636 | 625.3184 | 967.3469 | 210.1472 | 625.3184 | 854.5636 | 625.3184 | 6249 | 625.3184 | 854.5636 | 967.3469 | 210.1472 | 8320 | 5336 | 7548 | 8422 | 5025 | 5841 | 5717 | 4399 | 695.7755 | 839.2252 | 972.7891 | 283.1193
| 6250 | 676.037 | 615.9946 | 838.0198 | 615.9946 | 615.9946 | 838.0198 | 615.9946 | 615.9946 | 838.0198 | 615.9946 | 964.6259 | 219.8559 | 615.9946 | 838.0198 | 615.9946 | 6250 | 615.9946 | 838.0198 | 964.6259 | 219.8559 | 8454 | 6313 | 7994 | 8282 | 4495 | 6180 | 5714 | 3752 | 695.7755 | 839.2001 | 972.7891 | 283.1193
| 6251 | 680.5242 | 608.7855 | 867.3845 | 608.7855 | 608.7855 | 867.3845 | 608.7855 | 608.7855 | 867.3845 | 608.7855 | 967.3469 | 220.1691 | 608.7855 | 867.3845 | 608.7855 | 6251 | 608.7855 | 867.3845 | 967.3469 | 220.1691 | 8541 | 4448 | 7547 | 8276 | 5822 | 5526 | 5681 | 2647 | 695.7274 | 839.1933 | 972.7891 | 283.1193
| 6252 | 697.997 | 635.2189 | 871.5423 | 635.2189 | 635.2189 | 871.5423 | 635.2189 | 635.2189 | 871.5423 | 635.2189 | 978.2313 | 225.8065 | 635.2189 | 871.5423 | 635.2189 | 6252 | 635.2189 | 871.5423 | 978.2313 | 225.8065 | 8148 | 4175 | 4401 | 8162 | 2837 | 6117 | 5660 | 1926 | 695.7274 | 839.1658 | 972.7891 | 283.1193
| 6253 | 695.9091 | 653.4339 | 832.7423 | 653.4339 | 653.4339 | 832.7423 | 653.4339 | 653.4339 | 832.7423 | 653.4339 | 970.068 | 214.2186 | 653.4339 | 832.7423 | 653.4339 | 6253 | 653.4339 | 832.7423 | 970.068 | 214.2186 | 7756 | 6517 | 7006 | 8363 | 2000 | 6298 | 5639 | 1365 | 695.7274 | 839.1348 | 972.7891 | 283.1193
| 6254 | 708.7123 | 670.5436 | 841.2961 | 670.5436 | 670.5436 | 841.2961 | 670.5436 | 670.5436 | 841.2961 | 670.5436 | 974.1497 | 218.29 | 670.5436 | 841.2961 | 670.5436 | 6254 | 670.5436 | 841.2961 | 974.1497 | 218.29 | 7283 | 6158 | 5805 | 8312 | 4281 | 6178 | 5623 | 1279 | 695.6793 | 839.1052 | 972.7891 | 283.1193
| 6255 | 709.8063 | 669.8707 | 846.4193 | 669.8707 | 669.8707 | 846.4193 | 669.8707 | 669.8707 | 846.4193 | 669.8707 | 972.7891 | 219.8559 | 669.8707 | 846.4193 | 669.8707 | 6255 | 669.8707 | 846.4193 | 972.7891 | 219.8559 | 7311 | 5868 | 6224 | 8281 | 3367 | 5514 | 5607 | 1110 | 695.6793 | 839.0909 | 972.7891 | 283.1193
| 6256 | 710.0836 | 670.7358 | 847.8275 | 670.7358 | 670.7358 | 847.8275 | 670.7358 | 670.7358 | 847.8275 | 670.7358 | 970.068 | 213.9054 | 670.7358 | 847.8275 | 670.7358 | 6256 | 670.7358 | 847.8275 | 970.068 | 213.9054 | 7277 | 5785 | 7005 | 8369 | 7766 | 6188 | 5583 | 686 | 695.6313 | 839.0524 | 972.7891 | 283.1193
| 6257 | 722.3338 | 688.6625 | 851.8183 | 688.6625 | 688.6625 | 851.8183 | 688.6625 | 688.6625 | 851.8183 | 688.6625 | 976.8707 | 219.2296 | 688.6625 | 851.8183 | 688.6625 | 6257 | 688.6625 | 851.8183 | 976.8708 | 219.2296 | 6566 | 5507 | 4968 | 8291 | 6268 | 5519 | 5549 | 8622 | 695.6313 | 839.0393 | 972.7891 | 282.8061
| 6258 | 754.2906 | 746.047 | 851.7169 | 746.047 | 746.047 | 851.7169 | 746.047 | 746.047 | 851.7169 | 746.047 | 976.8707 | 207.9549 | 746.047 | 851.7169 | 746.047 | 6258 | 746.047 | 851.7169 | 976.8708 | 207.9549 | 4149 | 5514 | 4967 | 8457 | 4458 | 985 | 5546 | 8599 | 695.5832 | 838.9916 | 972.7891 | 282.8061
| 6259 | 810.9328 | 847.3591 | 845.5523 | 847.3591 | 847.3591 | 845.5523 | 847.3591 | 847.3591 | 845.5523 | 847.3591 | 956.4626 | 235.5152 | 847.3591 | 845.5523 | 847.3591 | 6259 | 847.3591 | 845.5523 | 956.4626 | 235.5152 | 1096 | 5925 | 8426 | 7916 | 5693 | 755 | 5513 | 6320 | 695.5352 | 838.9916 | 972.7891 | 282.8061
| 6260 | 827.7564 | 859.0378 | 878.4321 | 859.0378 | 859.0378 | 878.4321 | 859.0378 | 859.0378 | 878.4321 | 859.0378 | 971.4286 | 231.1306 | 859.0378 | 878.4321 | 859.0378 | 6260 | 859.0378 | 878.4321 | 971.4286 | 231.1306 | 935 | 3709 | 6627 | 8036 | 4692 | 2512 | 5492 | 5636 | 695.5352 | 838.9513 | 972.7891 | 282.8061
| 6261 | 835.7928 | 876.0513 | 868.7716 | 876.0513 | 876.0513 | 868.7716 | 876.0513 | 876.0513 | 868.7716 | 876.0513 | 975.5102 | 242.0921 | 876.0513 | 868.7716 | 876.0513 | 6261 | 876.0513 | 868.7716 | 975.5102 | 242.0921 | 735 | 4346 | 5387 | 7729 | 4407 | 2665 | 5471 | 5503 | 695.5352 | 838.9153 | 972.7891 | 282.8061
| 6262 | 803.647 | 820.1567 | 864.6004 | 820.1567 | 820.1567 | 864.6004 | 820.1567 | 820.1567 | 864.6004 | 820.1567 | 983.6735 | 247.7294 | 820.1567 | 864.6004 | 820.1567 | 6262 | 820.1567 | 864.6004 | 983.6735 | 247.7294 | 1625 | 4669 | 2594 | 7543 | 4305 | 2205 | 5455 | 5468 | 695.4871 | 838.9153 | 972.7891 | 282.8061
| 6263 | 781.4161 | 773.9222 | 850.2133 | 773.9222 | 773.9222 | 850.2133 | 773.9222 | 773.9222 | 850.2133 | 773.9222 | 983.6735 | 363.9211 | 773.9222 | 850.2133 | 773.9222 | 6263 | 773.9222 | 850.2133 | 983.6735 | 363.9211 | 3101 | 5610 | 2593 | 4188 | 6491 | 5969 | 5439 | 3152 | 695.439 | 838.9149 | 972.7891 | 282.8061
| 6264 | 764.398 | 739.2224 | 842.2488 | 739.2224 | 739.2224 | 842.2488 | 739.2224 | 739.2224 | 842.2488 | 739.2224 | 975.5102 | 443.2874 | 739.2224 | 842.2488 | 739.2224 | 6264 | 739.2224 | 842.2488 | 975.5102 | 443.2874 | 4419 | 6101 | 5386 | 2777 | 5957 | 981 | 5415 | 2088 | 695.439 | 838.8519 | 972.7891 | 282.8061
| 6265 | 752.7738 | 720.3826 | 840.5326 | 720.3826 | 720.3826 | 840.5326 | 720.3826 | 720.3826 | 840.5326 | 720.3826 | 970.068 | 443.5745 | 720.3826 | 840.5326 | 720.3826 | 6265 | 720.3826 | 840.5326 | 970.068 | 443.5745 | 5215 | 6196 | 7004 | 2772 | 5341 | 7526 | 5381 | 1149 | 695.439 | 838.8439 | 972.7891 | 282.8061
| 6266 | 728.3151 | 705.1954 | 842.2221 | 705.1954 | 705.1954 | 842.2221 | 705.1954 | 705.1954 | 842.2221 | 705.1954 | 971.4286 | 214.5318 | 705.1954 | 842.2221 | 705.1954 | 6266 | 705.1954 | 842.2221 | 971.4286 | 214.5318 | 5867 | 6104 | 6626 | 8354 | 4401 | 5948 | 5378 | 1133 | 695.439 | 838.8157 | 972.7891 | 282.8061
| 6267 | 719.9161 | 685.4905 | 851.8465 | 685.4905 | 685.4905 | 851.8465 | 685.4905 | 685.4905 | 851.8465 | 685.4905 | 967.3469 | 220.1691 | 685.4905 | 851.8465 | 685.4905 | 6267 | 685.4905 | 851.8465 | 967.3469 | 220.1691 | 6707 | 5504 | 7546 | 8275 | 1239 | 5454 | 5345 | 4558 | 695.3429 | 838.8128 | 972.7891 | 282.6235
| 6268 | 732.285 | 695.6313 | 860.3931 | 695.6313 | 695.6313 | 860.3931 | 695.6313 | 695.6313 | 860.3931 | 695.6313 | 974.1497 | 271.2183 | 695.6313 | 860.3931 | 695.6313 | 6268 | 695.6313 | 860.3931 | 974.1497 | 271.2183 | 6257 | 4955 | 5804 | 6711 | 6871 | 5452 | 5324 | 8693 | 695.2949 | 838.801 | 972.7891 | 282.493
| 6269 | 748.0687 | 727.6878 | 858.1512 | 727.6878 | 727.6878 | 858.1512 | 727.6878 | 727.6878 | 858.1512 | 727.6878 | 975.5102 | 243.3448 | 727.6878 | 858.1512 | 727.6878 | 6269 | 727.6878 | 858.1512 | 975.5102 | 243.3448 | 4901 | 5114 | 5385 | 7693 | 6482 | 5952 | 5303 | 8585 | 695.2468 | 838.7874 | 972.7891 | 282.493
| 6270 | 739.6818 | 723.8429 | 833.8976 | 723.8429 | 723.8429 | 833.8976 | 723.8429 | 723.8429 | 833.8976 | 723.8429 | 983.6735 | 245.5371 | 723.8429 | 833.8976 | 723.8429 | 6270 | 723.8429 | 833.8976 | 983.6735 | 245.5371 | 5062 | 6472 | 2592 | 7608 | 5367 | 6185 | 5287 | 7963 | 695.2468 | 838.7722 | 972.7891 | 282.493
| 6271 | 731.024 | 690.3927 | 848.4435 | 690.3927 | 690.3927 | 848.4435 | 690.3927 | 690.3927 | 848.4435 | 690.3927 | 982.3129 | 335.108 | 690.3927 | 848.4435 | 690.3927 | 6271 | 690.3927 | 848.4436 | 982.3129 | 335.1081 | 6480 | 5751 | 3228 | 4743 | 4770 | 5634 | 5271 | 7883 | 695.2468 | 838.7608 | 972.7891 | 282.493
| 6272 | 731.1273 | 702.3598 | 842.3334 | 702.3598 | 702.3598 | 842.3334 | 702.3598 | 702.3598 | 842.3334 | 702.3598 | 978.2313 | 269.3392 | 702.3598 | 842.3334 | 702.3598 | 6272 | 702.3598 | 842.3334 | 978.2313 | 269.3392 | 5994 | 6098 | 4400 | 6783 | 8160 | 6343 | 5247 | 6200 | 695.1987 | 838.7459 | 972.7891 | 282.493
| 6273 | 751.0286 | 708.5116 | 830.8595 | 708.5116 | 708.5116 | 830.8595 | 708.5116 | 708.5116 | 830.8595 | 708.5116 | 982.3129 | 540.5575 | 708.5116 | 830.8595 | 708.5116 | 6273 | 708.5116 | 830.8595 | 982.3129 | 540.5575 | 5700 | 6592 | 3227 | 1398 | 5774 | 5741 | 5213 | 6032 | 695.1987 | 838.7411 | 972.7891 | 282.493
| 6274 | 771.2257 | 719.4213 | 837.7602 | 719.4213 | 719.4213 | 837.7602 | 719.4213 | 719.4213 | 837.7602 | 719.4213 | 986.3946 | 704.3533 | 719.4213 | 837.7602 | 719.4213 | 6274 | 719.4214 | 837.7602 | 986.3946 | 704.3533 | 5255 | 6326 | 1824 | 266 | 5497 | 6217 | 5210 | 5658 | 695.1987 | 838.7186 | 972.7891 | 282.493
| 6275 | 763.4736 | 719.9981 | 848.3119 | 719.9981 | 719.9981 | 848.3119 | 719.9981 | 719.9981 | 848.3119 | 719.9981 | 982.3129 | 553.0849 | 719.9981 | 848.3119 | 719.9981 | 6275 | 719.9981 | 848.3119 | 982.3129 | 553.0849 | 5230 | 5757 | 3226 | 1269 | 5480 | 1973 | 5177 | 3479 | 695.1987 | 838.7135 | 972.7891 | 282.493
| 6276 | 775.6675 | 735.5217 | 842.1727 | 735.5217 | 735.5217 | 842.1727 | 735.5217 | 735.5217 | 842.1727 | 735.5217 | 978.2313 | 628.2493 | 735.5217 | 842.1727 | 735.5217 | 6276 | 735.5217 | 842.1727 | 978.2313 | 628.2493 | 4581 | 6108 | 4399 | 636 | 3750 | 8462 | 5156 | 2372 | 695.1987 | 838.7056 | 972.7891 | 282.493
| 6277 | 763.8 | 728.5529 | 843.568 | 728.5529 | 728.5529 | 843.568 | 728.5529 | 728.5529 | 843.568 | 728.5529 | 980.9524 | 509.5521 | 728.5529 | 843.568 | 728.5529 | 6277 | 728.5529 | 843.568 | 980.9524 | 509.5522 | 4866 | 6022 | 3717 | 1769 | 782 | 1304 | 5135 | 1847 | 695.1987 | 838.6907 | 972.7891 | 282.493
| 6278 | 780.7169 | 742.3944 | 821.8527 | 742.3944 | 742.3944 | 821.8527 | 742.3944 | 742.3944 | 821.8527 | 742.3944 | 980.9524 | 722.518 | 742.3944 | 821.8527 | 742.3944 | 6278 | 742.3944 | 821.8527 | 980.9524 | 722.518 | 4305 | 6821 | 3716 | 204 | 624 | 6434 | 5119 | 138 | 695.1987 | 838.6639 | 972.7891 | 282.493
| 6279 | 771.8004 | 743.7881 | 817.8501 | 743.7881 | 743.7881 | 817.8501 | 743.7881 | 743.7881 | 817.8501 | 743.7881 | 972.7891 | 610.7109 | 743.7881 | 817.8501 | 743.7881 | 6279 | 743.7882 | 817.8501 | 972.7891 | 610.7109 | 4241 | 6880 | 6223 | 742 | 8225 | 6607 | 5103 | 8352 | 695.1507 | 838.663 | 972.7891 | 282.4538
| 6280 | 787.1488 | 766.617 | 819.5943 | 766.617 | 766.617 | 819.5943 | 766.617 | 766.617 | 819.5943 | 766.617 | 975.5102 | 633.2603 | 766.617 | 819.5943 | 766.617 | 6280 | 766.617 | 819.5943 | 975.5102 | 633.2603 | 3412 | 6856 | 5384 | 603 | 6900 | 5747 | 5079 | 8744 | 695.1507 | 838.6531 | 972.7891 | 282.1798
| 6281 | 785.8548 | 757.6296 | 832.33 | 757.6296 | 757.6296 | 832.33 | 757.6296 | 757.6296 | 832.33 | 757.6296 | 983.6735 | 627.9361 | 757.6296 | 832.33 | 757.6296 | 6281 | 757.6297 | 832.33 | 983.6735 | 627.9361 | 3714 | 6529 | 2591 | 637 | 4517 | 872 | 5045 | 8404 | 695.1507 | 838.6136 | 972.7891 | 282.1798
| 6282 | 815.8439 | 773.1052 | 871.2743 | 773.1052 | 773.1052 | 871.2743 | 773.1052 | 773.1052 | 871.2743 | 773.1052 | 967.3469 | 784.5287 | 773.1052 | 871.2743 | 773.1052 | 6282 | 773.1052 | 871.2743 | 967.3469 | 784.5287 | 3134 | 4192 | 7545 | 72 | 3968 | 6156 | 5042 | 3882 | 695.1507 | 838.5605 | 972.7891 | 282.1798
| 6283 | 866.3446 | 887.5859 | 846.8261 | 887.5859 | 887.5859 | 846.8261 | 887.5859 | 887.5859 | 846.8261 | 887.5859 | 980.9524 | 659.881 | 887.5859 | 846.8261 | 887.5859 | 6283 | 887.5859 | 846.8261 | 980.9524 | 659.881 | 604 | 5842 | 3715 | 454 | 3802 | 6102 | 5009 | 3440 | 695.1507 | 838.4946 | 972.7891 | 282.1798
| 6284 | 867.3936 | 904.2149 | 831.8512 | 904.2149 | 904.2149 | 831.8512 | 904.2149 | 904.2149 | 831.8512 | 904.2149 | 986.3946 | 595.9912 | 904.2149 | 831.8512 | 904.2149 | 6284 | 904.2149 | 831.8512 | 986.3946 | 595.9912 | 447 | 6552 | 1823 | 872 | 689 | 8272 | 4988 | 3217 | 695.1507 | 838.4742 | 972.7891 | 282.1798
| 6285 | 868.401 | 901.6196 | 840.3355 | 901.6196 | 901.6196 | 840.3355 | 901.6196 | 901.6196 | 840.3355 | 901.6196 | 982.3129 | 601.0022 | 901.6196 | 840.3355 | 901.6196 | 6285 | 901.6197 | 840.3355 | 982.3129 | 601.0022 | 465 | 6204 | 3225 | 829 | 7590 | 7449 | 4967 | 1493 | 695.1026 | 838.4635 | 972.7891 | 282.1798
| 6286 | 844.663 | 875.2824 | 838.1728 | 875.2824 | 875.2824 | 838.1728 | 875.2824 | 875.2824 | 838.1728 | 875.2824 | 971.4286 | 498.9039 | 875.2824 | 838.1728 | 875.2824 | 6286 | 875.2824 | 838.1728 | 971.4286 | 498.9039 | 743 | 6307 | 6625 | 1906 | 4500 | 393 | 4951 | 8357 | 695.0546 | 838.4635 | 972.7891 | 282.1145
| 6287 | 787.6705 | 786.1297 | 832.394 | 786.1297 | 786.1297 | 832.394 | 786.1297 | 786.1297 | 832.394 | 786.1297 | 985.034 | 423.7394 | 786.1297 | 832.394 | 786.1297 | 6287 | 786.1297 | 832.394 | 985.034 | 423.7394 | 2672 | 6525 | 2174 | 3099 | 7416 | 5745 | 4935 | 8264 | 695.0065 | 838.4588 | 972.7891 | 282.0232
| 6288 | 774.9903 | 763.2047 | 830.8963 | 763.2047 | 763.2047 | 830.8963 | 763.2047 | 763.2047 | 830.8963 | 763.2047 | 987.7551 | 432.887 | 763.2047 | 830.8963 | 763.2047 | 6288 | 763.2047 | 830.8963 | 987.7551 | 432.8871 | 3518 | 6591 | 1460 | 2945 | 4189 | 5505 | 4911 | 8234 | 695.0065 | 838.4482 | 972.7891 | 281.9762
| 6289 | 758.6339 | 729.418 | 837.7805 | 729.418 | 729.418 | 837.7805 | 729.418 | 729.418 | 837.7805 | 729.418 | 987.7551 | 446.6541 | 729.418 | 837.7805 | 729.418 | 6289 | 729.418 | 837.7805 | 987.7551 | 446.6541 | 4843 | 6324 | 1459 | 2724 | 2721 | 7024 | 4877 | 8165 | 695.0065 | 838.4408 | 972.7891 | 281.8666
| 6290 | 742.0432 | 719.133 | 854.5502 | 719.133 | 719.133 | 854.5502 | 719.133 | 719.133 | 854.5502 | 719.133 | 995.9184 | 221.4219 | 719.133 | 854.5502 | 719.133 | 6290 | 719.133 | 854.5502 | 995.9184 | 221.4219 | 5266 | 5337 | 268 | 8250 | 360 | 958 | 4874 | 8131 | 695.0065 | 838.383 | 972.7891 | 281.8666
| 6291 | 742.1212 | 712.5487 | 865.9048 | 712.5487 | 712.5487 | 865.9048 | 712.5487 | 712.5487 | 865.9048 | 712.5487 | 994.5578 | 231.1306 | 712.5487 | 865.9048 | 712.5487 | 6291 | 712.5487 | 865.9048 | 994.5578 | 231.1306 | 5523 | 4564 | 461 | 8035 | 8190 | 5973 | 4841 | 2305 | 694.8623 | 838.379 | 972.7891 | 281.8666
| 6292 | 733.8909 | 699.1878 | 862.935 | 699.1878 | 699.1878 | 862.935 | 699.1878 | 699.1878 | 862.935 | 699.1878 | 991.8367 | 237.3943 | 699.1878 | 862.935 | 699.1878 | 6292 | 699.1878 | 862.935 | 991.8367 | 237.3943 | 6120 | 4780 | 803 | 7864 | 5378 | 6158 | 4820 | 1737 | 694.8623 | 838.3527 | 972.7891 | 281.8666
| 6293 | 755.9398 | 728.1684 | 832.5049 | 728.1684 | 728.1684 | 832.5049 | 728.1684 | 728.1684 | 832.5049 | 728.1684 | 991.8367 | 435.9536 | 728.1684 | 832.5049 | 728.1684 | 6293 | 728.1684 | 832.5049 | 991.8367 | 435.9537 | 4883 | 6520 | 802 | 2887 | 3296 | 2521 | 4799 | 1171 | 694.8623 | 838.3052 | 972.7891 | 281.8666
| 6294 | 756.8114 | 722.1128 | 829.6908 | 722.1128 | 722.1128 | 829.6908 | 722.1128 | 722.1128 | 829.6908 | 722.1128 | 982.3129 | 517.3818 | 722.1128 | 829.6908 | 722.1128 | 6294 | 722.1128 | 829.6908 | 982.3129 | 517.3818 | 5137 | 6632 | 3224 | 1679 | 3032 | 6641 | 4783 | 629 | 694.8623 | 838.2994 | 972.7891 | 281.8666
| 6295 | 744.1349 | 692.0267 | 851.6341 | 692.0267 | 692.0267 | 851.6341 | 692.0267 | 692.0267 | 851.6341 | 692.0267 | 972.7891 | 502.3489 | 692.0267 | 851.6341 | 692.0267 | 6295 | 692.0267 | 851.6341 | 972.7891 | 502.3489 | 6420 | 5521 | 6222 | 1860 | 654 | 6332 | 4767 | 595 | 694.8623 | 838.2927 | 972.7891 | 281.8666
| 6296 | 737.3622 | 692.8438 | 858.9106 | 692.8438 | 692.8438 | 858.9106 | 692.8438 | 692.8438 | 858.9106 | 692.8438 | 986.3946 | 358.2837 | 692.8438 | 858.9106 | 692.8438 | 6296 | 692.8438 | 858.9106 | 986.3946 | 358.2838 | 6388 | 5066 | 1822 | 4297 | 7311 | 5936 | 4743 | 8332 | 694.8143 | 838.2806 | 972.7891 | 281.616
| 6297 | 743.1134 | 693.3244 | 845.0285 | 693.3244 | 693.3244 | 845.0285 | 693.3244 | 693.3244 | 845.0285 | 693.3244 | 959.1837 | 517.695 | 693.3244 | 845.0285 | 693.3244 | 6297 | 693.3244 | 845.0285 | 959.1837 | 517.695 | 6360 | 5949 | 8307 | 1672 | 6567 | 5785 | 4709 | 8750 | 694.8143 | 838.2799 | 972.7891 | 281.5534
| 6298 | 756.65 | 699.4281 | 839.1348 | 699.4281 | 699.4281 | 839.1348 | 699.4281 | 699.4281 | 839.1348 | 699.4281 | 976.8707 | 664.2656 | 699.4281 | 839.1348 | 699.4281 | 6298 | 699.4281 | 839.1348 | 976.8708 | 664.2656 | 6112 | 6253 | 4966 | 429 | 2530 | 5508 | 4706 | 8331 | 694.8142 | 838.2673 | 972.7891 | 281.5534
| 6299 | 741.7468 | 696.4002 | 831.4677 | 696.4002 | 696.4002 | 831.4677 | 696.4002 | 696.4002 | 831.4677 | 696.4002 | 985.034 | 502.3489 | 696.4002 | 831.4677 | 696.4002 | 6299 | 696.4003 | 831.4677 | 985.034 | 502.3489 | 6220 | 6573 | 2173 | 1859 | 968 | 7040 | 4673 | 7910 | 694.8142 | 838.2581 | 972.7891 | 281.5534
| 6300 | 732.2078 | 670.0149 | 787.7424 | 670.0149 | 670.0149 | 787.7424 | 670.0149 | 670.0149 | 787.7424 | 670.0149 | 989.1156 | 750.7047 | 670.0149 | 787.7424 | 670.0149 | 6300 | 670.0149 | 787.7424 | 989.1157 | 750.7047 | 7301 | 7145 | 1169 | 145 | 255 | 6594 | 4652 | 7819 | 694.8142 | 838.2581 | 972.7891 | 281.5534
| 6301 | 710.2445 | 661.412 | 795.5437 | 661.412 | 661.412 | 795.5437 | 661.412 | 661.412 | 795.5437 | 661.412 | 986.3946 | 483.5578 | 661.412 | 795.5437 | 661.412 | 6301 | 661.412 | 795.5437 | 986.3946 | 483.5578 | 7547 | 7104 | 1821 | 2106 | 6762 | 7490 | 4631 | 7804 | 694.7662 | 838.2571 | 972.7891 | 281.5534
| 6302 | 704.9265 | 664.0554 | 785.9478 | 664.0554 | 664.0554 | 785.9478 | 664.0554 | 664.0554 | 785.9478 | 664.0554 | 983.6735 | 429.0636 | 664.0554 | 785.9478 | 664.0554 | 6302 | 664.0554 | 785.9478 | 983.6735 | 429.0636 | 7468 | 7149 | 2590 | 3016 | 6735 | 434 | 4615 | 7743 | 694.7662 | 838.2571 | 972.7891 | 281.5534
| 6303 | 735.2701 | 697.2173 | 775.1663 | 697.2173 | 697.2173 | 775.1663 | 697.2173 | 697.2173 | 775.1663 | 697.2173 | 987.7551 | 627.6229 | 697.2173 | 775.1663 | 697.2173 | 6303 | 697.2173 | 775.1663 | 987.7551 | 627.6229 | 6183 | 7207 | 1458 | 640 | 4622 | 6586 | 4599 | 7349 | 694.7662 | 838.2539 | 972.7891 | 281.5534
| 6304 | 734.7755 | 706.8294 | 802.2066 | 706.8294 | 706.8294 | 802.2066 | 706.8294 | 706.8294 | 802.2066 | 706.8294 | 987.7551 | 435.6405 | 706.8294 | 802.2066 | 706.8294 | 6304 | 706.8294 | 802.2066 | 987.7551 | 435.6405 | 5782 | 7081 | 1457 | 2895 | 4432 | 6226 | 4575 | 7340 | 694.7662 | 838.2042 | 972.7891 | 281.5534
| 6305 | 783.5492 | 744.2207 | 835.4091 | 744.2207 | 744.2207 | 835.4091 | 744.2207 | 744.2207 | 835.4091 | 744.2207 | 1000 | 674.2875 | 744.2207 | 835.4091 | 744.2207 | 6305 | 744.2207 | 835.4091 | 1000 | 674.2875 | 4226 | 6411 | 15 | 382 | 5904 | 5954 | 4541 | 6900 | 694.6701 | 838.1977 | 972.7891 | 281.5534
| 6306 | 779.0302 | 768.203 | 826.7341 | 768.203 | 768.203 | 826.7341 | 768.203 | 768.203 | 826.7341 | 768.203 | 980.9524 | 472.9095 | 768.203 | 826.7341 | 768.203 | 6306 | 768.203 | 826.7341 | 980.9524 | 472.9095 | 3341 | 6707 | 3714 | 2254 | 5619 | 2541 | 4538 | 3969 | 694.6701 | 838.195 | 972.7891 | 281.5534
| 6307 | 848.3555 | 876.7722 | 843.0122 | 876.7722 | 876.7722 | 843.0122 | 876.7722 | 876.7722 | 843.0122 | 876.7722 | 995.9184 | 494.8324 | 876.7722 | 843.0122 | 876.7722 | 6307 | 876.7722 | 843.0122 | 995.9184 | 494.8325 | 725 | 6060 | 267 | 1950 | 4422 | 6286 | 4505 | 2877 | 694.6701 | 838.1728 | 972.7891 | 281.5534
| 6308 | 833.7469 | 877.2528 | 820.1624 | 877.2528 | 877.2528 | 820.1624 | 877.2528 | 877.2528 | 820.1624 | 877.2528 | 978.2313 | 395.5528 | 877.2528 | 820.1624 | 877.2528 | 6308 | 877.2529 | 820.1625 | 978.2313 | 395.5528 | 721 | 6845 | 4398 | 3569 | 896 | 2233 | 4484 | 2702 | 694.6701 | 838.1638 | 972.7891 | 281.5534
| 6309 | 819.6089 | 842.0724 | 841.1355 | 842.0724 | 842.0724 | 841.1355 | 842.0724 | 842.0724 | 841.1355 | 842.0724 | 993.1973 | 380.2067 | 842.0724 | 841.1355 | 842.0724 | 6309 | 842.0724 | 841.1355 | 993.1973 | 380.2067 | 1190 | 6163 | 616 | 3838 | 7070 | 7010 | 4463 | 1822 | 694.622 | 838.1307 | 972.7891 | 281.5534
| 6310 | 830.3816 | 860.1432 | 856.3732 | 860.1432 | 860.1432 | 856.3732 | 860.1432 | 860.1432 | 856.3732 | 860.1432 | 994.5578 | 324.1466 | 860.1432 | 856.3732 | 860.1432 | 6310 | 860.1432 | 856.3732 | 994.5578 | 324.1466 | 924 | 5231 | 460 | 4968 | 6399 | 5788 | 4447 | 1390 | 694.5739 | 838.0788 | 972.7891 | 281.5534
| 6311 | 795.8826 | 763.8295 | 853.2076 | 763.8295 | 763.8295 | 853.2076 | 763.8295 | 763.8295 | 853.2076 | 763.8295 | 972.7891 | 646.1008 | 763.8295 | 853.2076 | 763.8295 | 6311 | 763.8295 | 853.2076 | 972.7891 | 646.1009 | 3501 | 5421 | 6221 | 514 | 921 | 6435 | 4431 | 1132 | 694.5259 | 838.0481 | 972.7891 | 281.5534
| 6312 | 761.7353 | 738.9821 | 834.1884 | 738.9821 | 738.9821 | 834.1884 | 738.9821 | 738.9821 | 834.1884 | 738.9821 | 993.1973 | 422.4867 | 738.9821 | 834.1884 | 738.9821 | 6312 | 738.9821 | 834.1884 | 993.1973 | 422.4867 | 4426 | 6453 | 615 | 3117 | 8162 | 6628 | 4407 | 293 | 694.4778 | 838.0235 | 972.7891 | 281.5534
| 6313 | 754.0543 | 716.2493 | 846.6388 | 716.2493 | 716.2493 | 846.6388 | 716.2493 | 716.2493 | 846.6388 | 716.2493 | 990.4762 | 449.7338 | 716.2493 | 846.6388 | 716.2493 | 6313 | 716.2493 | 846.6388 | 990.4762 | 449.7338 | 5380 | 5852 | 1019 | 2663 | 7232 | 6250 | 4373 | 284 | 694.4778 | 838.0198 | 972.7891 | 281.5534
| 6314 | 760.6239 | 732.4939 | 817.4076 | 732.4939 | 732.4939 | 817.4076 | 732.4939 | 732.4939 | 817.4076 | 732.4939 | 998.6395 | 520.5136 | 732.4939 | 817.4076 | 732.4939 | 6314 | 732.4939 | 817.4076 | 998.6395 | 520.5136 | 4714 | 6889 | 82 | 1632 | 6315 | 4745 | 4370 | 209 | 694.4778 | 838.0002 | 972.7891 | 281.5534
| 6315 | 753.6221 | 694.4778 | 834.1455 | 694.4778 | 694.4778 | 834.1455 | 694.4778 | 694.4778 | 834.1455 | 694.4778 | 995.9184 | 662.3865 | 694.4778 | 834.1455 | 694.4778 | 6315 | 694.4778 | 834.1455 | 995.9184 | 662.3865 | 6314 | 6456 | 266 | 437 | 4085 | 4461 | 4337 | 7179 | 694.4778 | 837.9586 | 972.7891 | 281.4164
| 6316 | 751.024 | 682.3665 | 832.0035 | 682.3665 | 682.3665 | 832.0035 | 682.3665 | 682.3665 | 832.0035 | 682.3665 | 986.3946 | 740.9959 | 682.3665 | 832.0035 | 682.3665 | 6316 | 682.3665 | 832.0035 | 986.3946 | 740.9959 | 6854 | 6547 | 1820 | 165 | 626 | 5704 | 4316 | 8428 | 694.4778 | 837.9527 | 972.7891 | 281.3968
| 6317 | 754.501 | 701.9272 | 840.2308 | 701.9272 | 701.9272 | 840.2308 | 701.9272 | 701.9272 | 840.2308 | 701.9272 | 989.1156 | 597.5572 | 701.9272 | 840.2308 | 701.9272 | 6317 | 701.9272 | 840.2308 | 989.1157 | 597.5572 | 6017 | 6208 | 1168 | 855 | 6802 | 8634 | 4295 | 8754 | 694.3817 | 837.9436 | 972.7891 | 281.2402
| 6318 | 738.6541 | 670.0149 | 859.1049 | 670.0149 | 670.0149 | 859.1049 | 670.0149 | 670.0149 | 859.1049 | 670.0149 | 995.9184 | 548.7003 | 670.0149 | 859.1049 | 670.0149 | 6318 | 670.0149 | 859.1049 | 995.9184 | 548.7003 | 7300 | 5050 | 265 | 1312 | 5504 | 926 | 4279 | 8089 | 694.3817 | 837.9172 | 972.7891 | 281.2402
| 6319 | 706.6942 | 650.1658 | 849.8552 | 650.1658 | 650.1658 | 849.8552 | 650.1658 | 650.1658 | 849.8552 | 650.1658 | 974.1497 | 318.8224 | 650.1658 | 849.8552 | 650.1658 | 6319 | 650.1658 | 849.8552 | 974.1497 | 318.8224 | 7838 | 5640 | 5803 | 5087 | 4727 | 5167 | 4263 | 7570 | 694.3817 | 837.8866 | 972.7891 | 281.2402
| 6320 | 708.033 | 667.8522 | 825.111 | 667.8522 | 667.8522 | 825.111 | 667.8522 | 667.8522 | 825.111 | 667.8522 | 986.3946 | 282.8061 | 667.8522 | 825.111 | 667.8522 | 6320 | 667.8522 | 825.111 | 986.3946 | 282.8061 | 7358 | 6749 | 1819 | 6259 | 3801 | 850 | 4239 | 7278 | 694.3817 | 837.8282 | 972.7891 | 281.2402
| 6321 | 721.328 | 663.767 | 854.8399 | 663.767 | 663.767 | 854.8399 | 663.767 | 663.767 | 854.8399 | 663.767 | 982.3129 | 386.7836 | 663.767 | 854.8399 | 663.767 | 6321 | 663.767 | 854.8399 | 982.3129 | 386.7836 | 7477 | 5321 | 3223 | 3722 | 6490 | 163 | 4205 | 6745 | 694.3336 | 837.8142 | 972.7891 | 281.2402
| 6322 | 733.1953 | 675.4938 | 854.1549 | 675.4938 | 675.4938 | 854.1549 | 675.4938 | 675.4938 | 854.1549 | 675.4938 | 985.034 | 459.1293 | 675.4938 | 854.1549 | 675.4938 | 6322 | 675.4938 | 854.1549 | 985.034 | 459.1294 | 7125 | 5371 | 2172 | 2501 | 1744 | 6437 | 4202 | 6126 | 694.3336 | 837.8058 | 972.7891 | 281.2402
| 6323 | 729.5517 | 689.4314 | 844.6454 | 689.4314 | 689.4314 | 844.6454 | 689.4314 | 689.4314 | 844.6454 | 689.4314 | 971.4286 | 348.2618 | 689.4314 | 844.6454 | 689.4314 | 6323 | 689.4314 | 844.6455 | 971.4286 | 348.2618 | 6528 | 5968 | 6624 | 4496 | 6151 | 8624 | 4169 | 5792 | 694.2856 | 837.7975 | 972.7891 | 281.2402
| 6324 | 742.8143 | 683.7603 | 822.8413 | 683.7603 | 683.7603 | 822.8413 | 683.7603 | 683.7603 | 822.8413 | 683.7603 | 956.4626 | 681.4908 | 683.7603 | 822.8413 | 683.7603 | 6324 | 683.7603 | 822.8413 | 956.4626 | 681.4908 | 6792 | 6797 | 8425 | 350 | 4479 | 6289 | 4148 | 4520 | 694.2856 | 837.7805 | 972.7891 | 281.2402
| 6325 | 723.0855 | 681.5975 | 834.3984 | 681.5975 | 681.5975 | 834.3984 | 681.5975 | 681.5975 | 834.3984 | 681.5975 | 963.2653 | 369.5584 | 681.5975 | 834.3984 | 681.5975 | 6325 | 681.5975 | 834.3984 | 963.2653 | 369.5584 | 6885 | 6449 | 8074 | 4075 | 4522 | 32 | 4127 | 2095 | 694.2375 | 837.7688 | 972.7891 | 281.2402
| 6326 | 725.0234 | 677.4163 | 846.4038 | 677.4163 | 677.4163 | 846.4038 | 677.4163 | 677.4163 | 846.4038 | 677.4163 | 975.5102 | 369.8716 | 677.4163 | 846.4038 | 677.4163 | 6326 | 677.4163 | 846.4038 | 975.5102 | 369.8716 | 7030 | 5871 | 5383 | 4070 | 5097 | 6274 | 4111 | 2074 | 694.1895 | 837.7602 | 972.7891 | 281.2402
| 6327 | 749.0232 | 684.3851 | 841.7312 | 684.3851 | 684.3851 | 841.7312 | 684.3851 | 684.3851 | 841.7312 | 684.3851 | 997.2789 | 647.0404 | 684.3851 | 841.7312 | 684.3851 | 6327 | 684.3851 | 841.7312 | 997.2789 | 647.0404 | 6763 | 6128 | 171 | 511 | 4183 | 5636 | 4095 | 1989 | 694.1895 | 837.7003 | 972.7891 | 281.2402
| 6328 | 754.9686 | 693.7088 | 840.6117 | 693.7088 | 693.7088 | 840.6117 | 693.7088 | 693.7088 | 840.6117 | 693.7088 | 985.034 | 672.4084 | 693.7088 | 840.6117 | 693.7088 | 6328 | 693.7089 | 840.6117 | 985.034 | 672.4084 | 6351 | 6193 | 2171 | 390 | 995 | 6329 | 4071 | 710 | 694.1895 | 837.6975 | 972.7891 | 281.2402
| 6329 | 767.7191 | 718.9888 | 837.6975 | 718.9888 | 718.9888 | 837.6975 | 718.9888 | 718.9888 | 837.6975 | 718.9888 | 998.6395 | 646.7272 | 718.9888 | 837.6975 | 718.9888 | 6329 | 718.9888 | 837.6975 | 998.6395 | 646.7272 | 5272 | 6328 | 81 | 512 | 909 | 8459 | 4037 | 553 | 694.1895 | 837.6882 | 972.7891 | 281.2402
| 6330 | 795.6414 | 784.4956 | 841.0045 | 784.4956 | 784.4956 | 841.0045 | 784.4956 | 784.4956 | 841.0045 | 784.4956 | 953.7415 | 545.2552 | 784.4956 | 841.0045 | 784.4956 | 6330 | 784.4956 | 841.0045 | 953.7415 | 545.2553 | 2713 | 6174 | 8515 | 1349 | 4799 | 5786 | 4034 | 8312 | 694.1414 | 837.6486 | 972.7891 | 281.2089
| 6331 | 863.2259 | 871.9662 | 855.1219 | 871.9662 | 871.9662 | 855.1219 | 871.9662 | 871.9662 | 855.1219 | 871.9662 | 975.5102 | 713.4356 | 871.9662 | 855.1219 | 871.9662 | 6331 | 871.9662 | 855.1219 | 975.5102 | 713.4356 | 794 | 5304 | 5382 | 233 | 6945 | 991 | 4001 | 4559 | 694.0933 | 837.6418 | 972.7891 | 281.0836
| 6332 | 836.0061 | 887.3456 | 838.2927 | 887.3456 | 887.3456 | 838.2927 | 887.3456 | 887.3456 | 838.2927 | 887.3456 | 972.7891 | 279.3611 | 887.3456 | 838.2927 | 887.3456 | 6332 | 887.3456 | 838.2927 | 972.7891 | 279.3611 | 606 | 6295 | 6220 | 6391 | 7905 | 761 | 3980 | 8139 | 694.0453 | 837.6418 | 972.7891 | 280.927
| 6333 | 852.8544 | 881.7706 | 848.8258 | 881.7706 | 881.7706 | 848.8258 | 881.7706 | 881.7706 | 848.8258 | 881.7706 | 976.8707 | 513.6236 | 881.7706 | 848.8258 | 881.7706 | 6333 | 881.7706 | 848.8258 | 976.8708 | 513.6236 | 668 | 5736 | 4965 | 1727 | 3964 | 5453 | 3959 | 8118 | 694.0453 | 837.5649 | 972.7891 | 280.927
| 6334 | 833.0081 | 819.9164 | 867.9876 | 819.9164 | 819.9164 | 867.9876 | 819.9164 | 819.9164 | 867.9876 | 819.9164 | 989.1156 | 641.7163 | 819.9164 | 867.9876 | 819.9164 | 6334 | 819.9164 | 867.9876 | 989.1157 | 641.7163 | 1636 | 4410 | 1167 | 542 | 6848 | 7531 | 3943 | 7803 | 693.9972 | 837.5567 | 972.7891 | 280.927
| 6335 | 827.4756 | 784.832 | 864.827 | 784.832 | 784.832 | 864.827 | 784.832 | 784.832 | 864.827 | 784.832 | 978.2313 | 868.4623 | 784.832 | 864.827 | 784.832 | 6335 | 784.832 | 864.827 | 978.2313 | 868.4623 | 2701 | 4649 | 4397 | 13 | 6744 | 1837 | 3927 | 7749 | 693.9972 | 837.5564 | 972.7891 | 280.927
| 6336 | 789.7419 | 767.9627 | 850.5933 | 767.9627 | 767.9627 | 850.5933 | 767.9627 | 767.9627 | 850.5933 | 767.9627 | 970.068 | 540.2443 | 767.9627 | 850.5933 | 767.9627 | 6336 | 767.9627 | 850.5933 | 970.068 | 540.2443 | 3355 | 5583 | 7003 | 1408 | 4893 | 7607 | 3903 | 7389 | 693.9972 | 837.5446 | 972.7891 | 280.927
| 6337 | 785.1364 | 733.359 | 862.6222 | 733.359 | 733.359 | 862.6222 | 733.359 | 733.359 | 862.6222 | 733.359 | 979.5918 | 694.9577 | 733.359 | 862.6222 | 733.359 | 6337 | 733.359 | 862.6223 | 979.5918 | 694.9577 | 4679 | 4802 | 4071 | 301 | 6997 | 6623 | 3869 | 7348 | 693.9492 | 837.5247 | 972.7891 | 280.927
| 6338 | 755.3108 | 712.4525 | 861.8802 | 712.4525 | 712.4525 | 861.8802 | 712.4525 | 712.4525 | 861.8802 | 712.4525 | 968.7075 | 458.503 | 712.4525 | 861.8802 | 712.4525 | 6338 | 712.4525 | 861.8802 | 968.7075 | 458.503 | 5527 | 4863 | 7347 | 2510 | 6095 | 2212 | 3866 | 5785 | 693.9492 | 837.5004 | 972.7891 | 280.927
| 6339 | 736.5568 | 682.9432 | 861.9638 | 682.9432 | 682.9432 | 861.9638 | 682.9432 | 682.9432 | 861.9638 | 682.9432 | 974.1497 | 426.2449 | 682.9432 | 861.9638 | 682.9432 | 6339 | 682.9432 | 861.9638 | 974.1497 | 426.2449 | 6830 | 4856 | 5802 | 3058 | 3304 | 949 | 3833 | 5555 | 693.9011 | 837.4907 | 972.7891 | 280.927
| 6340 | 741.0075 | 697.2173 | 868.5106 | 697.2173 | 697.2173 | 868.5106 | 697.2173 | 697.2173 | 868.5106 | 697.2173 | 980.9524 | 341.3718 | 697.2173 | 868.5106 | 697.2173 | 6340 | 697.2173 | 868.5106 | 980.9524 | 341.3718 | 6182 | 4377 | 3713 | 4615 | 2186 | 5746 | 3812 | 3908 | 693.9011 | 837.4878 | 972.7891 | 280.927
| 6341 | 748.3029 | 701.6389 | 853.5698 | 701.6389 | 701.6389 | 853.5698 | 701.6389 | 701.6389 | 853.5698 | 701.6389 | 980.9524 | 467.8985 | 701.6389 | 853.5698 | 701.6389 | 6341 | 701.6389 | 853.5698 | 980.9524 | 467.8985 | 6025 | 5399 | 3712 | 2337 | 6628 | 5582 | 3791 | 2687 | 693.805 | 837.4163 | 972.7891 | 280.927
| 6342 | 748.4958 | 723.7468 | 836.828 | 723.7468 | 723.7468 | 836.828 | 723.7468 | 723.7468 | 836.828 | 723.7468 | 987.7551 | 353.8992 | 723.7468 | 836.828 | 723.7468 | 6342 | 723.7468 | 836.828 | 987.7551 | 353.8992 | 5065 | 6359 | 1456 | 4381 | 4467 | 6345 | 3775 | 1988 | 693.805 | 837.392 | 972.7891 | 280.927
| 6343 | 745.2237 | 706.0124 | 838.7459 | 706.0124 | 706.0124 | 838.7459 | 706.0124 | 706.0124 | 838.7459 | 706.0124 | 976.8707 | 453.1788 | 706.0124 | 838.7459 | 706.0124 | 6343 | 706.0124 | 838.7459 | 976.8708 | 453.1788 | 5828 | 6272 | 4964 | 2609 | 4113 | 6795 | 3759 | 1825 | 693.805 | 837.3897 | 972.7891 | 280.927
| 6344 | 725.3716 | 691.4981 | 839.9187 | 691.4981 | 691.4981 | 839.9187 | 691.4981 | 691.4981 | 839.9187 | 691.4981 | 978.2313 | 285.3116 | 691.4981 | 839.9187 | 691.4981 | 6344 | 691.4981 | 839.9187 | 978.2313 | 285.3116 | 6442 | 6223 | 4396 | 6155 | 3893 | 6565 | 3735 | 603 | 693.805 | 837.3897 | 972.7891 | 280.927
| 6345 | 749.5275 | 707.5023 | 837.392 | 707.5023 | 707.5023 | 837.392 | 707.5023 | 707.5023 | 837.392 | 707.5023 | 971.4286 | 512.3708 | 707.5023 | 837.392 | 707.5023 | 6345 | 707.5023 | 837.392 | 971.4286 | 512.3708 | 5748 | 6342 | 6623 | 1741 | 2202 | 112 | 3701 | 582 | 693.805 | 837.3356 | 972.7891 | 280.927
| 6346 | 775.7424 | 732.1094 | 851.0192 | 732.1094 | 732.1094 | 851.0192 | 732.1094 | 732.1094 | 851.0192 | 732.1094 | 960.5442 | 638.8976 | 732.1094 | 851.0192 | 732.1094 | 6346 | 732.1094 | 851.0192 | 960.5442 | 638.8976 | 4737 | 5562 | 8217 | 562 | 8125 | 970 | 3698 | 333 | 693.7569 | 837.3021 | 972.7891 | 280.927
| 6347 | 770.0443 | 723.0259 | 826.9964 | 723.0259 | 723.0259 | 826.9964 | 723.0259 | 723.0259 | 826.9964 | 723.0259 | 976.8707 | 711.5565 | 723.0259 | 826.9964 | 723.0259 | 6347 | 723.0259 | 826.9964 | 976.8708 | 711.5565 | 5100 | 6699 | 4963 | 238 | 5006 | 6195 | 3665 | 292 | 693.7569 | 837.2887 | 972.7891 | 280.927
| 6348 | 740.9597 | 731.5807 | 698.0226 | 731.5807 | 731.5807 | 698.0226 | 731.5807 | 731.5807 | 698.0226 | 731.5807 | 967.3469 | 761.353 | 731.5807 | 698.0226 | 731.5807 | 6348 | 731.5807 | 698.0226 | 967.3469 | 761.353 | 4754 | 8046 | 7544 | 118 | 4539 | 6119 | 3644 | 7606 | 693.7569 | 837.2824 | 972.7891 | 280.7704
| 6349 | 716.8718 | 722.4011 | 682.3311 | 722.4011 | 722.4011 | 682.3311 | 722.4011 | 722.4011 | 682.3311 | 722.4011 | 940.1361 | 587.5352 | 722.4011 | 682.3311 | 722.4011 | 6349 | 722.4011 | 682.3311 | 940.1361 | 587.5352 | 5125 | 8192 | 8669 | 949 | 589 | 6192 | 3623 | 8751 | 693.7569 | 837.2616 | 972.7891 | 280.6139
| 6350 | 731.4337 | 724.0832 | 680.6289 | 724.0832 | 724.0832 | 680.6289 | 724.0832 | 724.0832 | 680.6289 | 724.0832 | 946.9388 | 777.9518 | 724.0832 | 680.6289 | 724.0832 | 6350 | 724.0832 | 680.6289 | 946.9388 | 777.9518 | 5054 | 8205 | 8566 | 78 | 6849 | 29 | 3607 | 8452 | 693.7089 | 837.2355 | 972.7891 | 280.6139
| 6351 | 721.6824 | 734.8008 | 657.5367 | 734.8008 | 734.8008 | 657.5367 | 734.8008 | 734.8008 | 657.5367 | 734.8008 | 979.5918 | 615.4087 | 734.8008 | 657.5367 | 734.8008 | 6351 | 734.8008 | 657.5367 | 979.5918 | 615.4087 | 4611 | 8371 | 4070 | 713 | 6328 | 6561 | 3591 | 8208 | 693.7089 | 837.204 | 972.7891 | 280.6139
| 6352 | 727.0123 | 740.3278 | 690.5373 | 740.3278 | 740.3278 | 690.5373 | 740.3278 | 740.3278 | 690.5373 | 740.3278 | 970.068 | 523.3323 | 740.3278 | 690.5373 | 740.3278 | 6352 | 740.3278 | 690.5373 | 970.068 | 523.3323 | 4379 | 8116 | 7002 | 1602 | 5771 | 5177 | 3567 | 8088 | 693.7089 | 837.1641 | 972.7891 | 280.6139
| 6353 | 749.5429 | 764.8868 | 697.2818 | 764.8868 | 764.8868 | 697.2818 | 764.8868 | 764.8868 | 697.2818 | 764.8868 | 972.7891 | 612.59 | 764.8868 | 697.2818 | 764.8868 | 6353 | 764.8868 | 697.2818 | 972.7891 | 612.59 | 3472 | 8050 | 6219 | 729 | 2359 | 5584 | 3533 | 7970 | 693.6608 | 837.1591 | 972.7891 | 280.6139
| 6354 | 758.8269 | 804.0083 | 686.1835 | 804.0083 | 804.0083 | 686.1835 | 804.0083 | 804.0083 | 686.1835 | 804.0083 | 986.3946 | 460.3821 | 804.0083 | 686.1835 | 804.0083 | 6354 | 804.0083 | 686.1835 | 986.3946 | 460.3821 | 2095 | 8161 | 1818 | 2478 | 5527 | 5501 | 3530 | 7825 | 693.5647 | 837.153 | 972.7891 | 280.6139
| 6355 | 811.9428 | 900.0336 | 701.6584 | 900.0336 | 900.0336 | 701.6584 | 900.0336 | 900.0336 | 701.6584 | 900.0336 | 970.068 | 390.2286 | 900.0336 | 701.6584 | 900.0336 | 6355 | 900.0336 | 701.6584 | 970.068 | 390.2286 | 480 | 8009 | 7001 | 3666 | 5525 | 3707 | 3497 | 7096 | 693.5647 | 837.0909 | 972.7891 | 280.6138
| 6356 | 791.0138 | 880.6171 | 689.0501 | 880.6171 | 880.6171 | 689.0501 | 880.6171 | 880.6171 | 689.0501 | 880.6171 | 983.6735 | 289.383 | 880.6171 | 689.0501 | 880.6171 | 6356 | 880.6171 | 689.0501 | 983.6735 | 289.383 | 681 | 8134 | 2589 | 5991 | 775 | 2938 | 3476 | 6128 | 693.5166 | 837.0801 | 972.7891 | 280.6138
| 6357 | 799.9356 | 879.3675 | 701.0092 | 879.3675 | 879.3675 | 701.0092 | 879.3675 | 879.3675 | 701.0092 | 879.3675 | 983.6735 | 376.4485 | 879.3675 | 701.0092 | 879.3675 | 6357 | 879.3675 | 701.0092 | 983.6735 | 376.4485 | 691 | 8021 | 2588 | 3931 | 8695 | 6556 | 3455 | 2525 | 693.4205 | 837.0153 | 972.7891 | 280.6138
| 6358 | 802.6263 | 868.8422 | 700.7874 | 868.8422 | 868.8422 | 700.7874 | 868.8422 | 868.8422 | 700.7874 | 868.8422 | 979.5918 | 503.2884 | 868.8422 | 700.7874 | 868.8422 | 6358 | 868.8422 | 700.7874 | 979.5918 | 503.2884 | 820 | 8023 | 4069 | 1849 | 6199 | 111 | 3439 | 1443 | 693.4205 | 836.912 | 972.7891 | 280.6138
| 6359 | 762.868 | 806.7477 | 695.1051 | 806.7477 | 806.7477 | 695.1051 | 806.7477 | 806.7477 | 695.1051 | 806.7477 | 993.1973 | 452.5525 | 806.7477 | 695.1051 | 806.7477 | 6359 | 806.7477 | 695.1051 | 993.1973 | 452.5525 | 2007 | 8071 | 614 | 2616 | 6632 | 6342 | 3423 | 672 | 693.3724 | 836.828 | 972.7891 | 280.6138
| 6360 | 769.7943 | 782.5251 | 693.3916 | 782.5251 | 782.5251 | 693.3916 | 782.5251 | 782.5251 | 693.3916 | 782.5251 | 982.3129 | 761.0398 | 782.5251 | 693.3916 | 782.5251 | 6360 | 782.5251 | 693.3916 | 982.3129 | 761.0398 | 2779 | 8087 | 3222 | 120 | 6297 | 5520 | 3399 | 552 | 693.3244 | 836.7996 | 972.7891 | 280.6138
| 6361 | 733.4217 | 758.735 | 693.1308 | 758.735 | 758.735 | 693.1308 | 758.735 | 758.735 | 693.1308 | 758.735 | 994.5578 | 430.9427 | 758.735 | 693.1308 | 758.735 | 6361 | 758.735 | 693.1308 | 994.5578 | 430.9427 | 3663 | 8090 | 459 | 2981 | 5189 | 6077 | 3365 | 8210 | 693.3244 | 836.7951 | 972.7891 | 280.3007
| 6362 | 712.8584 | 733.0225 | 690.9081 | 733.0225 | 733.0225 | 690.9081 | 733.0225 | 733.0225 | 690.9081 | 733.0225 | 990.4762 | 361.7288 | 733.0225 | 690.9081 | 733.0225 | 6362 | 733.0225 | 690.9081 | 990.4762 | 361.7288 | 4694 | 8115 | 1018 | 4237 | 8652 | 5847 | 3362 | 5048 | 693.2763 | 836.7951 | 972.7891 | 280.3007
| 6363 | 711.0928 | 721.0074 | 673.822 | 721.0074 | 721.0074 | 673.822 | 721.0074 | 721.0074 | 673.822 | 721.0074 | 975.5102 | 516.4422 | 721.0074 | 673.822 | 721.0074 | 6363 | 721.0074 | 673.8221 | 975.5102 | 516.4422 | 5194 | 8268 | 5381 | 1695 | 6929 | 5769 | 3329 | 2306 | 693.2763 | 836.6814 | 972.7891 | 280.3007
| 6364 | 717.5202 | 721.1515 | 670.424 | 721.1515 | 721.1515 | 670.424 | 721.1515 | 721.1515 | 670.424 | 721.1515 | 979.5918 | 614.7823 | 721.1515 | 670.424 | 721.1515 | 6364 | 721.1515 | 670.424 | 979.5918 | 614.7823 | 5188 | 8290 | 4068 | 716 | 5339 | 5407 | 3308 | 1614 | 693.2763 | 836.6734 | 972.7891 | 280.3007
| 6365 | 722.2196 | 707.8868 | 706.795 | 707.8868 | 707.8868 | 706.795 | 707.8868 | 707.8868 | 706.795 | 707.8868 | 985.034 | 635.7657 | 707.8868 | 706.795 | 707.8868 | 6365 | 707.8868 | 706.795 | 985.034 | 635.7657 | 5728 | 7964 | 2170 | 585 | 5789 | 2605 | 3287 | 674 | 693.2282 | 836.6703 | 972.7891 | 280.3007
| 6366 | 727.6105 | 729.5141 | 688.4233 | 729.5141 | 729.5141 | 688.4233 | 729.5141 | 729.5141 | 688.4233 | 729.5141 | 965.9864 | 630.7548 | 729.5141 | 688.4233 | 729.5141 | 6366 | 729.5141 | 688.4233 | 965.9864 | 630.7548 | 4840 | 8142 | 7829 | 623 | 5126 | 856 | 3271 | 8444 | 693.1802 | 836.6542 | 972.7891 | 279.9875
| 6367 | 708.5526 | 689.5756 | 682.4857 | 689.5756 | 689.5756 | 682.4857 | 689.5756 | 689.5756 | 682.4857 | 689.5756 | 978.2313 | 694.9577 | 689.5756 | 682.4857 | 689.5756 | 6367 | 689.5756 | 682.4857 | 978.2313 | 694.9577 | 6520 | 8191 | 4395 | 300 | 7928 | 6175 | 3255 | 8375 | 693.1321 | 836.6469 | 972.7891 | 279.9875
| 6368 | 695.3559 | 698.6591 | 692.9276 | 698.6591 | 698.6591 | 692.9276 | 698.6591 | 698.6591 | 692.9276 | 698.6591 | 980.9524 | 393.0473 | 698.6591 | 692.9276 | 698.6591 | 6368 | 698.6591 | 692.9277 | 980.9524 | 393.0473 | 6142 | 8091 | 3711 | 3616 | 5484 | 5768 | 3231 | 8190 | 693.1321 | 836.6206 | 972.7891 | 279.9875
| 6369 | 722.8302 | 721.536 | 696.4857 | 721.536 | 721.536 | 696.4857 | 721.536 | 721.536 | 696.4857 | 721.536 | 982.3129 | 579.0792 | 721.536 | 696.4857 | 721.536 | 6369 | 721.536 | 696.4857 | 982.3129 | 579.0792 | 5171 | 8054 | 3221 | 1012 | 878 | 8271 | 3197 | 7852 | 693.0841 | 836.5744 | 972.7891 | 279.9875
| 6370 | 741.7252 | 736.0023 | 703.9355 | 736.0023 | 736.0023 | 703.9355 | 736.0023 | 736.0023 | 703.9355 | 736.0023 | 978.2313 | 702.161 | 736.0023 | 703.9355 | 736.0023 | 6370 | 736.0023 | 703.9355 | 978.2313 | 702.161 | 4553 | 7987 | 4394 | 280 | 8215 | 6160 | 3194 | 6044 | 693.036 | 836.5704 | 972.7891 | 279.9875
| 6371 | 721.6245 | 713.0293 | 674.5207 | 713.0293 | 713.0293 | 674.5207 | 713.0293 | 713.0293 | 674.5207 | 713.0293 | 974.1497 | 726.2762 | 713.0293 | 674.5207 | 713.0293 | 6371 | 713.0293 | 674.5207 | 974.1497 | 726.2762 | 5505 | 8265 | 5801 | 197 | 5546 | 6433 | 3161 | 5499 | 693.036 | 836.5112 | 972.7891 | 279.9875
| 6372 | 716.6537 | 714.9036 | 679.9628 | 714.9036 | 714.9036 | 679.9628 | 714.9036 | 714.9036 | 679.9628 | 714.9036 | 983.6735 | 610.3977 | 714.9036 | 679.9628 | 714.9036 | 6372 | 714.9036 | 679.9628 | 983.6735 | 610.3978 | 5426 | 8208 | 2587 | 745 | 2360 | 843 | 3140 | 5423 | 693.036 | 836.4555 | 972.7891 | 279.9875
| 6373 | 719.1026 | 706.1085 | 677.9746 | 706.1085 | 706.1085 | 677.9746 | 706.1085 | 706.1085 | 677.9746 | 706.1085 | 965.9864 | 740.6827 | 706.1085 | 677.9746 | 706.1085 | 6373 | 706.1085 | 677.9746 | 965.9864 | 740.6827 | 5819 | 8233 | 7828 | 166 | 913 | 6511 | 3119 | 5158 | 693.036 | 836.4545 | 972.7891 | 279.9875
| 6374 | 720.4664 | 716.2013 | 676.2221 | 716.2013 | 716.2013 | 676.2221 | 716.2013 | 716.2013 | 676.2221 | 716.2013 | 991.8367 | 660.1942 | 716.2013 | 676.2221 | 716.2013 | 6374 | 716.2013 | 676.2221 | 991.8367 | 660.1942 | 5382 | 8247 | 801 | 452 | 679 | 6227 | 3103 | 3919 | 693.036 | 836.4326 | 972.7891 | 279.9875
| 6375 | 707.6379 | 724.5158 | 679.7973 | 724.5158 | 724.5158 | 679.7973 | 724.5158 | 724.5158 | 679.7973 | 724.5158 | 970.068 | 421.5471 | 724.5158 | 679.7973 | 724.5158 | 6375 | 724.5158 | 679.7973 | 970.068 | 421.5471 | 5031 | 8213 | 7000 | 3133 | 7369 | 6528 | 3087 | 1574 | 692.9879 | 836.3979 | 972.7891 | 279.9875
| 6376 | 764.6336 | 775.2199 | 703.6147 | 775.2199 | 775.2199 | 703.6147 | 775.2199 | 775.2199 | 703.6147 | 775.2199 | 983.6735 | 704.9796 | 775.2199 | 703.6147 | 775.2199 | 6376 | 775.2199 | 703.6147 | 983.6735 | 704.9796 | 3059 | 7991 | 2586 | 263 | 5101 | 2411 | 3063 | 1508 | 692.9879 | 836.3471 | 972.7891 | 279.9875
| 6377 | 743.421 | 739.751 | 688.2992 | 739.751 | 739.751 | 688.2992 | 739.751 | 739.751 | 688.2992 | 739.751 | 989.1156 | 747.5728 | 739.751 | 688.2992 | 739.751 | 6377 | 739.7511 | 688.2992 | 989.1157 | 747.5728 | 4402 | 8143 | 1166 | 152 | 1762 | 5774 | 3029 | 1342 | 692.9879 | 836.3068 | 972.7891 | 279.9875
| 6378 | 737.6952 | 773.9222 | 688.9177 | 773.9222 | 773.9222 | 688.9177 | 773.9222 | 773.9222 | 688.9177 | 773.9222 | 982.3129 | 398.3714 | 773.9222 | 688.9177 | 773.9222 | 6378 | 773.9222 | 688.9177 | 982.3129 | 398.3714 | 3100 | 8138 | 3220 | 3519 | 313 | 5535 | 3026 | 654 | 692.9879 | 836.2914 | 972.7891 | 279.9875
| 6379 | 818.5356 | 872.8313 | 692.0647 | 872.8313 | 872.8313 | 692.0647 | 872.8313 | 872.8313 | 692.0647 | 872.8313 | 982.3129 | 726.2762 | 872.8313 | 692.0647 | 872.8313 | 6379 | 872.8313 | 692.0647 | 982.3129 | 726.2762 | 783 | 8099 | 3219 | 196 | 7333 | 6177 | 2993 | 8632 | 692.9399 | 836.2688 | 972.7891 | 279.6743
| 6380 | 799.1942 | 888.0665 | 692.1291 | 888.0665 | 888.0665 | 692.1291 | 888.0665 | 888.0665 | 692.1291 | 888.0665 | 991.8367 | 323.8334 | 888.0665 | 692.1291 | 888.0665 | 6380 | 888.0665 | 692.1291 | 991.8367 | 323.8334 | 597 | 8096 | 800 | 4974 | 5718 | 8675 | 2972 | 8140 | 692.9399 | 836.2544 | 972.7891 | 279.6743
| 6381 | 801.5566 | 865.8625 | 686.9819 | 865.8625 | 865.8625 | 686.9819 | 865.8625 | 865.8625 | 686.9819 | 865.8625 | 974.1497 | 572.8155 | 865.8625 | 686.9819 | 865.8625 | 6381 | 865.8625 | 686.9819 | 974.1497 | 572.8155 | 858 | 8154 | 5800 | 1070 | 4184 | 6661 | 2951 | 7471 | 692.9399 | 836.2165 | 972.7891 | 279.6743
| 6382 | 765.3748 | 837.843 | 689.3321 | 837.843 | 837.843 | 689.3321 | 837.843 | 837.843 | 689.3321 | 837.843 | 971.4286 | 283.7457 | 837.843 | 689.3321 | 837.843 | 6382 | 837.843 | 689.3321 | 971.4286 | 283.7457 | 1256 | 8131 | 6622 | 6220 | 2561 | 154 | 2935 | 5576 | 692.9399 | 836.2106 | 972.7891 | 279.6743
| 6383 | 731.5311 | 767.2418 | 684.5112 | 767.2418 | 767.2418 | 684.5112 | 767.2418 | 767.2418 | 684.5112 | 767.2418 | 987.7551 | 377.7012 | 767.2418 | 684.5112 | 767.2418 | 6383 | 767.2418 | 684.5112 | 987.7551 | 377.7012 | 3387 | 8175 | 1455 | 3901 | 277 | 8649 | 2919 | 2378 | 692.9399 | 836.1972 | 972.7891 | 279.6743
| 6384 | 738.8727 | 751.4298 | 680.4785 | 751.4298 | 751.4298 | 680.4785 | 751.4298 | 751.4298 | 680.4785 | 751.4298 | 978.2313 | 632.6339 | 751.4298 | 680.4785 | 751.4298 | 6384 | 751.4298 | 680.4785 | 978.2313 | 632.6339 | 3957 | 8206 | 4393 | 609 | 6220 | 6169 | 2895 | 2108 | 692.8918 | 836.1669 | 972.7891 | 279.6743
| 6385 | 715.1765 | 713.1735 | 675.8748 | 713.1735 | 713.1735 | 675.8748 | 713.1735 | 713.1735 | 675.8748 | 713.1735 | 989.1156 | 614.4692 | 713.1735 | 675.8748 | 713.1735 | 6385 | 713.1735 | 675.8748 | 989.1157 | 614.4692 | 5500 | 8250 | 1165 | 718 | 6028 | 5485 | 2861 | 1375 | 692.8918 | 836.1631 | 972.7891 | 279.6743
| 6386 | 697.5109 | 710.7704 | 674.3736 | 710.7704 | 710.7704 | 674.3736 | 710.7704 | 710.7704 | 674.3736 | 710.7704 | 972.7891 | 408.7065 | 710.7704 | 674.3736 | 710.7704 | 6386 | 710.7704 | 674.3736 | 972.7891 | 408.7066 | 5605 | 8266 | 6218 | 3336 | 5736 | 6552 | 2858 | 1196 | 692.8918 | 836.1609 | 972.7891 | 279.6743
| 6387 | 699.888 | 692.3151 | 681.9603 | 692.3151 | 692.3151 | 681.9603 | 692.3151 | 692.3151 | 681.9603 | 692.3151 | 987.7551 | 544.3157 | 692.3151 | 681.9603 | 692.3151 | 6387 | 692.3151 | 681.9603 | 987.7551 | 544.3157 | 6409 | 8194 | 1454 | 1358 | 3414 | 4743 | 2825 | 604 | 692.8918 | 836.0959 | 972.7891 | 279.6743
| 6388 | 679.3354 | 683.9525 | 683.9832 | 683.9525 | 683.9525 | 683.9832 | 683.9525 | 683.9525 | 683.9832 | 683.9525 | 991.8367 | 311.306 | 683.9525 | 683.9832 | 683.9525 | 6388 | 683.9525 | 683.9832 | 991.8367 | 311.306 | 6778 | 8179 | 799 | 5267 | 6296 | 2232 | 2804 | 415 | 692.8438 | 836.0012 | 972.7891 | 279.6743
| 6389 | 701.3178 | 723.6988 | 627.5473 | 723.6988 | 723.6988 | 627.5473 | 723.6988 | 723.6988 | 627.5473 | 723.6988 | 972.7891 | 545.8816 | 723.6988 | 627.5473 | 723.6988 | 6389 | 723.6988 | 627.5473 | 972.7891 | 545.8816 | 5068 | 8475 | 6217 | 1342 | 5353 | 7450 | 2783 | 6747 | 692.8438 | 835.9954 | 972.7891 | 279.4786
| 6390 | 694.2235 | 660.0183 | 675.5763 | 660.0183 | 660.0183 | 675.5763 | 660.0183 | 660.0183 | 675.5763 | 660.0183 | 985.034 | 751.6442 | 660.0183 | 675.5763 | 660.0183 | 6390 | 660.0183 | 675.5763 | 985.034 | 751.6442 | 7586 | 8253 | 2169 | 142 | 2575 | 394 | 2767 | 7391 | 692.8438 | 835.9954 | 972.7891 | 279.3611
| 6391 | 667.6243 | 643.5815 | 680.8404 | 643.5815 | 643.5815 | 680.8404 | 643.5815 | 643.5815 | 680.8404 | 643.5815 | 975.5102 | 499.217 | 643.5815 | 680.8404 | 643.5815 | 6391 | 643.5815 | 680.8404 | 975.5102 | 499.217 | 7982 | 8204 | 5380 | 1899 | 6004 | 5026 | 2751 | 6332 | 692.7957 | 835.9593 | 972.7891 | 279.3611
| 6392 | 656.9762 | 656.2215 | 662.1327 | 656.2215 | 656.2215 | 662.1327 | 656.2215 | 656.2215 | 662.1327 | 656.2215 | 983.6735 | 315.6906 | 656.2215 | 662.1327 | 656.2215 | 6392 | 656.2215 | 662.1327 | 983.6735 | 315.6906 | 7683 | 8348 | 2585 | 5155 | 5545 | 6630 | 2727 | 5553 | 692.7957 | 835.9438 | 972.7891 | 279.3611
| 6393 | 674.3503 | 665.1608 | 668.607 | 665.1608 | 665.1608 | 668.607 | 665.1608 | 665.1608 | 668.607 | 665.1608 | 978.2313 | 466.959 | 665.1608 | 668.607 | 665.1608 | 6393 | 665.1608 | 668.607 | 978.2313 | 466.959 | 7429 | 8304 | 4392 | 2348 | 4111 | 5935 | 2693 | 5543 | 692.7957 | 835.9052 | 972.7891 | 279.3611
| 6394 | 676.0683 | 671.697 | 679.6338 | 671.697 | 671.697 | 679.6338 | 671.697 | 671.697 | 679.6338 | 671.697 | 978.2313 | 394.6132 | 671.697 | 679.6338 | 671.697 | 6394 | 671.697 | 679.6338 | 978.2313 | 394.6132 | 7250 | 8216 | 4391 | 3586 | 3223 | 6403 | 2690 | 4290 | 692.6515 | 835.8632 | 972.7891 | 279.3611
| 6395 | 667.846 | 657.6633 | 678.6909 | 657.6633 | 657.6633 | 678.6909 | 657.6633 | 657.6633 | 678.6909 | 657.6633 | 974.1497 | 399.6242 | 657.6633 | 678.6909 | 657.6633 | 6395 | 657.6633 | 678.6909 | 974.1497 | 399.6242 | 7639 | 8224 | 5799 | 3496 | 8653 | 5794 | 2657 | 1295 | 692.6035 | 835.6983 | 972.7891 | 279.3611
| 6396 | 689.6325 | 649.8294 | 700.9522 | 649.8294 | 649.8294 | 700.9522 | 649.8294 | 649.8294 | 700.9522 | 649.8294 | 976.8707 | 675.5402 | 649.8294 | 700.9522 | 649.8294 | 6396 | 649.8294 | 700.9522 | 976.8708 | 675.5403 | 7844 | 8022 | 4962 | 373 | 7334 | 975 | 2636 | 1150 | 692.5554 | 835.6883 | 972.7891 | 279.3611
| 6397 | 685.678 | 682.2704 | 669.1508 | 682.2704 | 682.2704 | 669.1508 | 682.2704 | 682.2704 | 669.1508 | 682.2704 | 983.6735 | 481.0523 | 682.2704 | 669.1508 | 682.2704 | 6397 | 682.2704 | 669.1508 | 983.6735 | 481.0523 | 6856 | 8297 | 2584 | 2137 | 6152 | 967 | 2615 | 1107 | 692.5554 | 835.6674 | 972.7891 | 279.3611
| 6398 | 681.4253 | 679.627 | 666.7562 | 679.627 | 679.627 | 666.7562 | 679.627 | 679.627 | 666.7562 | 679.627 | 983.6735 | 452.2393 | 679.627 | 666.7562 | 679.627 | 6398 | 679.6271 | 666.7562 | 983.6735 | 452.2393 | 6963 | 8316 | 2583 | 2620 | 5400 | 804 | 2599 | 335 | 692.5554 | 835.6673 | 972.7891 | 279.3611
| 6399 | 697.8762 | 694.5739 | 686.036 | 694.5739 | 694.5739 | 684.7166 | 694.5739 | 694.5739 | 686.036 | 694.5739 | 970.068 | 500.783 | 694.5739 | 686.036 | 694.5739 | 6399 | 694.5739 | 686.036 | 970.068 | 500.783 | 6310 | 8163 | 6999 | 1880 | 4681 | 5361 | 2583 | 1654 | 692.5554 | 835.5947 | 972.7891 | 279.1262
| 6400 | 704.2012 | 688.0857 | 702.6771 | 688.0857 | 688.0857 | 702.6771 | 688.0857 | 688.0857 | 702.6771 | 688.0857 | 976.8707 | 566.5518 | 688.0857 | 702.6771 | 688.0857 | 6400 | 688.0857 | 702.6771 | 976.8708 | 566.5518 | 6597 | 8001 | 4961 | 1128 | 278 | 2235 | 2559 | 8000 | 692.5554 | 835.5422 | 972.7891 | 279.0479
| 6401 | 721.0007 | 696.3522 | 679.6946 | 696.3522 | 696.3522 | 679.6946 | 696.3522 | 696.3522 | 679.6946 | 696.3522 | 978.2313 | 826.1823 | 696.3522 | 679.6946 | 696.3522 | 6401 | 696.3522 | 679.6946 | 978.2313 | 826.1823 | 6221 | 8214 | 4390 | 34 | 6159 | 5450 | 2525 | 7911 | 692.5073 | 835.5398 | 972.7891 | 279.0479
| 6402 | 705.6836 | 732.8303 | 672.2661 | 732.8303 | 732.8303 | 672.2661 | 732.8303 | 732.8303 | 672.2661 | 732.8303 | 983.6735 | 344.1904 | 732.8303 | 672.2661 | 732.8303 | 6402 | 732.8303 | 672.2661 | 983.6735 | 344.1904 | 4704 | 8279 | 2582 | 4563 | 5759 | 5376 | 2522 | 7909 | 692.5073 | 835.5361 | 972.7891 | 279.0479
| 6403 | 811.5567 | 853.0302 | 835.8632 | 853.0302 | 853.0302 | 835.8632 | 853.0302 | 853.0302 | 835.8632 | 853.0302 | 927.8912 | 266.2073 | 853.0302 | 835.8632 | 853.0302 | 6403 | 853.0302 | 835.8632 | 927.8912 | 266.2073 | 1004 | 6394 | 8722 | 6896 | 3229 | 869 | 2489 | 6892 | 692.5073 | 835.5045 | 972.7891 | 279.0479
| 6404 | 819.0349 | 863.2672 | 841.7724 | 863.2672 | 863.2672 | 841.7724 | 863.2672 | 863.2672 | 841.7724 | 863.2672 | 968.7075 | 224.5537 | 863.2672 | 841.7724 | 863.2672 | 6404 | 863.2672 | 841.7724 | 968.7075 | 224.5537 | 884 | 6124 | 7346 | 8194 | 6178 | 989 | 2468 | 5335 | 692.4593 | 835.4976 | 972.7891 | 279.0479
| 6405 | 782.7167 | 859.3262 | 677.4472 | 859.3262 | 859.3262 | 677.4472 | 859.3262 | 859.3262 | 677.4472 | 859.3262 | 960.5442 | 413.0911 | 859.3262 | 677.4472 | 859.3262 | 6405 | 859.3262 | 677.4472 | 960.5442 | 413.0911 | 933 | 8241 | 8216 | 3264 | 3748 | 759 | 2447 | 3904 | 692.4112 | 835.4976 | 972.7891 | 279.0479
| 6406 | 735.8882 | 778.2958 | 692.0941 | 778.2958 | 778.2958 | 692.0941 | 778.2958 | 778.2958 | 692.0941 | 778.2958 | 974.1497 | 333.5421 | 778.2958 | 692.0941 | 778.2958 | 6406 | 778.2958 | 692.0941 | 974.1497 | 333.5421 | 2937 | 8097 | 5798 | 4767 | 6030 | 5802 | 2431 | 2040 | 692.3632 | 835.4766 | 972.7891 | 279.0479
| 6407 | 784.0495 | 778.6803 | 840.7291 | 778.6803 | 778.6803 | 840.7291 | 778.6803 | 778.6803 | 840.7291 | 778.6803 | 980.9524 | 403.3824 | 778.6803 | 840.7291 | 778.6803 | 6407 | 778.6803 | 840.7291 | 980.9524 | 403.3824 | 2929 | 6188 | 3710 | 3422 | 3199 | 5705 | 2415 | 1925 | 692.3632 | 835.4701 | 972.7891 | 279.0479
| 6408 | 739.6982 | 708.031 | 833.7984 | 708.031 | 708.031 | 833.7984 | 708.031 | 708.031 | 833.7984 | 708.031 | 971.4286 | 384.9045 | 708.031 | 833.7984 | 708.031 | 6408 | 708.031 | 833.7984 | 971.4286 | 384.9045 | 5725 | 6477 | 6621 | 3758 | 7108 | 5503 | 2391 | 1584 | 692.3151 | 835.4476 | 972.7891 | 279.0479
| 6409 | 747.2056 | 706.1085 | 828.6617 | 706.1085 | 706.1085 | 828.6617 | 706.1085 | 706.1085 | 828.6617 | 706.1085 | 968.7075 | 528.6564 | 706.1085 | 828.6617 | 706.1085 | 6409 | 706.1085 | 828.6617 | 968.7075 | 528.6564 | 5818 | 6662 | 7345 | 1540 | 6387 | 860 | 2357 | 1516 | 692.3151 | 835.4411 | 972.7891 | 279.0479
| 6410 | 719.8697 | 666.17 | 829.0972 | 666.17 | 666.17 | 829.0972 | 666.17 | 666.17 | 829.0972 | 666.17 | 967.3469 | 465.0799 | 666.17 | 829.0972 | 666.17 | 6410 | 666.17 | 829.0972 | 967.3469 | 465.0799 | 7400 | 6646 | 7543 | 2381 | 5149 | 6007 | 2354 | 1134 | 692.3151 | 835.4256 | 972.7891 | 279.0479
| 6411 | 704.8965 | 657.471 | 843.1294 | 657.471 | 657.471 | 843.1294 | 657.471 | 657.471 | 843.1294 | 657.471 | 965.9864 | 270.2787 | 657.471 | 843.1294 | 657.471 | 6411 | 657.471 | 843.1294 | 965.9864 | 270.2787 | 7647 | 6050 | 7827 | 6753 | 4691 | 6305 | 2321 | 225 | 692.3151 | 835.4091 | 972.7891 | 279.0479
| 6412 | 716.2916 | 665.9297 | 833.8122 | 665.9297 | 665.9297 | 833.8122 | 665.9297 | 665.9297 | 833.8122 | 665.9297 | 963.2653 | 402.1297 | 665.9297 | 833.8122 | 665.9297 | 6412 | 665.9297 | 833.8122 | 963.2653 | 402.1297 | 7405 | 6476 | 8073 | 3452 | 4345 | 5489 | 2300 | 8335 | 692.3151 | 835.3831 | 972.7891 | 278.7974
| 6413 | 693.3537 | 636.7569 | 820.0183 | 636.7569 | 636.7569 | 820.0183 | 636.7569 | 636.7569 | 820.0183 | 636.7569 | 963.2653 | 369.5584 | 636.7569 | 820.0183 | 636.7569 | 6413 | 636.7569 | 820.0183 | 963.2653 | 369.5584 | 8120 | 6847 | 8072 | 4074 | 8648 | 6438 | 2279 | 8356 | 692.219 | 835.356 | 972.7891 | 278.7661
| 6414 | 686.6228 | 632.4314 | 829.2506 | 632.4314 | 632.4314 | 829.2506 | 632.4314 | 632.4314 | 829.2506 | 632.4314 | 965.9864 | 270.2787 | 632.4314 | 829.2506 | 632.4314 | 6414 | 632.4314 | 829.2506 | 965.9864 | 270.2787 | 8188 | 6643 | 7826 | 6752 | 8124 | 8425 | 2263 | 8360 | 692.1229 | 835.3434 | 972.7891 | 278.7347
| 6415 | 621.5937 | 606.9592 | 653.5381 | 606.9592 | 606.9592 | 653.5381 | 606.9592 | 606.9592 | 653.5381 | 606.9592 | 957.8231 | 274.6633 | 606.9592 | 653.5381 | 606.9592 | 6415 | 606.9592 | 653.5381 | 957.8231 | 274.6633 | 8561 | 8394 | 8358 | 6588 | 8096 | 6625 | 2247 | 8167 | 692.1229 | 835.2554 | 972.7891 | 278.7347
| 6416 | 630.0158 | 600.0384 | 704.1461 | 600.0384 | 600.0384 | 704.1461 | 600.0384 | 600.0384 | 704.1461 | 600.0384 | 945.5782 | 257.7513 | 600.0384 | 704.1461 | 600.0384 | 6416 | 600.0385 | 704.1461 | 945.5782 | 257.7513 | 8631 | 7984 | 8617 | 7177 | 588 | 957 | 2223 | 7399 | 692.1228 | 835.2376 | 972.7891 | 278.7347
| 6417 | 675.6535 | 607.7282 | 846.5796 | 607.7282 | 607.7282 | 846.5796 | 607.7282 | 607.7282 | 846.5796 | 607.7282 | 967.3469 | 243.658 | 607.7282 | 846.5796 | 607.7282 | 6417 | 607.7282 | 846.5796 | 967.3469 | 243.658 | 8553 | 5858 | 7542 | 7676 | 560 | 2582 | 2189 | 7062 | 692.1228 | 835.2129 | 972.7891 | 278.7347
| 6418 | 660.0196 | 591.2914 | 823.9271 | 591.2914 | 591.2914 | 823.9271 | 591.2914 | 591.2914 | 823.9271 | 591.2914 | 964.6259 | 249.6085 | 591.2914 | 823.9271 | 591.2914 | 6418 | 591.2914 | 823.9271 | 964.6259 | 249.6085 | 8698 | 6770 | 7993 | 7479 | 7879 | 5448 | 2186 | 5556 | 692.0748 | 835.2086 | 972.7891 | 278.7347
| 6419 | 714.3889 | 679.3147 | 782.6998 | 679.3147 | 679.3147 | 795.9536 | 679.3147 | 679.3147 | 782.6998 | 679.3147 | 967.3469 | 455.5277 | 679.3147 | 782.6998 | 679.3147 | 6419 | 679.3147 | 782.6998 | 967.3469 | 455.5277 | 6974 | 7166 | 7541 | 2563 | 1068 | 6113 | 2153 | 5454 | 692.0748 | 835.1476 | 972.7891 | 278.7347
| 6420 | 731.9874 | 673.283 | 811.9849 | 673.283 | 673.283 | 785.613 | 673.283 | 673.283 | 811.9849 | 673.283 | 978.2313 | 661.7601 | 673.283 | 811.9849 | 673.283 | 6420 | 673.283 | 811.9849 | 978.2313 | 661.7601 | 7204 | 6977 | 4389 | 442 | 6295 | 861 | 2132 | 5138 | 692.0267 | 835.0186 | 972.7891 | 278.7347
| 6421 | 737.7454 | 691.8825 | 819.1049 | 691.8825 | 691.8825 | 802.2594 | 691.8825 | 691.8825 | 819.1049 | 691.8825 | 970.068 | 563.7332 | 691.8825 | 819.1049 | 691.8825 | 6421 | 691.8825 | 819.1049 | 970.068 | 563.7332 | 6427 | 6865 | 6998 | 1161 | 8105 | 6012 | 2111 | 2143 | 691.9787 | 835.0158 | 972.7891 | 278.7347
| 6422 | 663.4572 | 593.5983 | 831.5478 | 593.5983 | 593.5983 | 831.5478 | 593.5983 | 593.5983 | 831.5478 | 593.5983 | 974.1497 | 239.2734 | 593.5983 | 831.5478 | 593.5983 | 6422 | 593.5983 | 831.5478 | 974.1497 | 239.2734 | 8679 | 6568 | 5797 | 7810 | 5462 | 2594 | 2095 | 1731 | 691.9787 | 835.0046 | 972.7891 | 278.7347
| 6423 | 671.9587 | 608.4971 | 826.9911 | 608.4971 | 608.4971 | 826.9911 | 608.4971 | 608.4971 | 826.9911 | 608.4971 | 972.7891 | 258.6909 | 608.4971 | 826.9911 | 608.4971 | 6423 | 608.4971 | 826.9911 | 972.7891 | 258.6909 | 8543 | 6700 | 6216 | 7156 | 569 | 2638 | 2079 | 1489 | 691.9787 | 834.9623 | 972.7891 | 278.7347
| 6424 | 672.729 | 615.5621 | 817.2553 | 615.5621 | 615.5621 | 817.2553 | 615.5621 | 615.5621 | 817.2553 | 615.5621 | 970.068 | 254.6195 | 615.5621 | 817.2553 | 615.5621 | 6424 | 615.5621 | 817.2553 | 970.068 | 254.6195 | 8458 | 6893 | 6997 | 7283 | 3461 | 160 | 2055 | 1327 | 691.9306 | 834.9185 | 972.7891 | 278.7347
| 6425 | 674.0209 | 613.7838 | 820.7361 | 613.7838 | 613.7838 | 820.7361 | 613.7838 | 613.7838 | 820.7361 | 613.7838 | 976.8707 | 266.2073 | 613.7838 | 820.7361 | 613.7838 | 6425 | 613.7838 | 820.7361 | 976.8708 | 266.2073 | 8478 | 6834 | 4960 | 6895 | 2025 | 5449 | 2021 | 631 | 691.9306 | 834.9105 | 972.7891 | 278.7347
| 6426 | 710.9298 | 682.9913 | 812.6765 | 682.9913 | 682.9913 | 812.6765 | 682.9913 | 682.9913 | 812.6765 | 682.9913 | 976.8707 | 261.5096 | 682.9913 | 812.6765 | 682.9913 | 6426 | 682.9913 | 812.6765 | 976.8708 | 261.5096 | 6829 | 6968 | 4959 | 7036 | 7614 | 5730 | 2018 | 343 | 691.8825 | 834.8971 | 972.7891 | 278.7347
| 6427 | 784.9696 | 796.9914 | 851.2665 | 796.9914 | 796.9914 | 851.2665 | 796.9914 | 796.9914 | 851.2665 | 796.9914 | 956.4626 | 252.114 | 796.9914 | 851.2665 | 796.9914 | 6427 | 796.9914 | 851.2665 | 956.4626 | 252.114 | 2310 | 5542 | 8424 | 7382 | 6421 | 6010 | 1985 | 8285 | 691.8825 | 834.8646 | 972.7891 | 278.5781
| 6428 | 797.2644 | 814.053 | 857.6082 | 814.053 | 814.053 | 857.6082 | 814.053 | 814.053 | 857.6082 | 814.053 | 971.4286 | 247.4162 | 814.053 | 857.6082 | 814.053 | 6428 | 814.053 | 857.6082 | 971.4286 | 247.4162 | 1796 | 5160 | 6620 | 7554 | 6130 | 6179 | 1964 | 3098 | 691.8825 | 834.8633 | 972.7891 | 278.5781
| 6429 | 789.2699 | 804.8253 | 845.888 | 804.8253 | 804.8253 | 845.888 | 804.8253 | 804.8253 | 845.888 | 804.8253 | 975.5102 | 252.114 | 804.8253 | 845.888 | 804.8253 | 6429 | 804.8253 | 845.888 | 975.5102 | 252.114 | 2075 | 5908 | 5379 | 7381 | 3969 | 6223 | 1943 | 8743 | 691.7864 | 834.838 | 972.7891 | 278.4216
| 6430 | 765.4391 | 757.4374 | 852.3965 | 757.4374 | 757.4374 | 852.3965 | 757.4374 | 757.4374 | 852.3965 | 757.4374 | 983.6735 | 263.3887 | 757.4374 | 852.3965 | 757.4374 | 6430 | 757.4374 | 852.3965 | 983.6735 | 263.3887 | 3725 | 5460 | 2581 | 6983 | 4430 | 6118 | 1927 | 8695 | 691.7384 | 834.7789 | 972.7891 | 278.4216
| 6431 | 735.5017 | 701.2063 | 854.5187 | 701.2063 | 701.2063 | 854.5187 | 701.2063 | 701.2063 | 854.5187 | 701.2063 | 983.6735 | 285.6248 | 701.2063 | 854.5187 | 701.2063 | 6431 | 701.2063 | 854.5187 | 983.6735 | 285.6248 | 6036 | 5339 | 2580 | 6143 | 162 | 6090 | 1911 | 8339 | 691.7384 | 834.7535 | 972.7891 | 278.4216
| 6432 | 732.1936 | 690.681 | 841.8384 | 690.681 | 690.681 | 841.8384 | 690.681 | 690.681 | 841.8384 | 690.681 | 975.5102 | 382.399 | 690.681 | 841.8384 | 690.681 | 6432 | 690.681 | 841.8384 | 975.5102 | 382.399 | 6477 | 6122 | 5378 | 3802 | 914 | 1975 | 1887 | 8164 | 691.6903 | 834.7289 | 972.7891 | 278.4216
| 6433 | 707.5808 | 639.208 | 836.5112 | 639.208 | 639.208 | 836.5112 | 639.208 | 639.208 | 836.5112 | 639.208 | 970.068 | 476.3545 | 639.208 | 836.5112 | 639.208 | 6433 | 639.208 | 836.5112 | 970.068 | 476.3545 | 8063 | 6371 | 6996 | 2204 | 6893 | 5451 | 1853 | 8104 | 691.5942 | 834.7259 | 972.7891 | 278.4216
| 6434 | 688.4955 | 623.5882 | 838.6639 | 623.5882 | 623.5882 | 838.6639 | 623.5882 | 623.5882 | 838.6639 | 623.5882 | 971.4286 | 324.1466 | 623.5882 | 838.6639 | 623.5882 | 6434 | 623.5882 | 838.6639 | 971.4286 | 324.1466 | 8354 | 6278 | 6619 | 4967 | 3560 | 5546 | 1850 | 8090 | 691.5942 | 834.688 | 972.7891 | 278.4216
| 6435 | 696.1373 | 618.2054 | 838.0481 | 618.2054 | 618.2054 | 838.0481 | 618.2054 | 618.2054 | 838.0481 | 618.2054 | 967.3469 | 480.7391 | 618.2054 | 838.0481 | 618.2054 | 6435 | 618.2054 | 838.0481 | 967.3469 | 480.7391 | 8429 | 6311 | 7540 | 2140 | 1999 | 2560 | 1817 | 8086 | 691.5942 | 834.6875 | 972.7891 | 278.4216
| 6436 | 694.2368 | 618.0132 | 841.3548 | 618.0132 | 618.0132 | 841.3548 | 618.0132 | 618.0132 | 841.3548 | 618.0132 | 974.1497 | 435.6405 | 618.0132 | 841.3548 | 618.0132 | 6436 | 618.0132 | 841.3549 | 974.1497 | 435.6405 | 8431 | 6153 | 5796 | 2894 | 777 | 980 | 1796 | 7630 | 691.5942 | 834.6688 | 972.7891 | 278.4216
| 6437 | 714.4665 | 643.197 | 837.8058 | 643.197 | 643.197 | 837.8058 | 643.197 | 643.197 | 837.8058 | 643.197 | 975.5102 | 530.2224 | 643.197 | 837.8058 | 643.197 | 6437 | 643.197 | 837.8058 | 975.5102 | 530.2224 | 7992 | 6322 | 5377 | 1517 | 7335 | 5027 | 1775 | 7462 | 691.5461 | 834.6592 | 972.7891 | 278.4216
| 6438 | 730.6314 | 672.0815 | 835.356 | 672.0815 | 672.0815 | 835.356 | 672.0815 | 672.0815 | 835.356 | 672.0815 | 983.6735 | 527.0905 | 672.0815 | 835.356 | 672.0815 | 6438 | 672.0815 | 835.356 | 983.6735 | 527.0905 | 7234 | 6413 | 2579 | 1560 | 279 | 1233 | 1759 | 7341 | 691.5461 | 834.5997 | 972.7891 | 278.4216
| 6439 | 728.0853 | 658.1439 | 857.87 | 658.1439 | 658.1439 | 857.87 | 658.1439 | 658.1439 | 857.87 | 658.1439 | 982.3129 | 514.2499 | 658.1439 | 857.87 | 658.1439 | 6439 | 658.1439 | 857.87 | 982.3129 | 514.2499 | 7626 | 5141 | 3218 | 1718 | 4961 | 787 | 1743 | 7321 | 691.5221 | 834.5997 | 972.7891 | 278.4216
| 6440 | 714.4464 | 667.2274 | 850.0652 | 667.2274 | 667.2274 | 850.0652 | 667.2274 | 667.2274 | 850.0652 | 667.2274 | 978.2313 | 285.938 | 667.2274 | 850.0652 | 667.2274 | 6440 | 667.2274 | 850.0652 | 978.2313 | 285.938 | 7371 | 5625 | 4388 | 6131 | 8116 | 6579 | 1719 | 5132 | 691.4981 | 834.5986 | 972.7891 | 278.4216
| 6441 | 744.9078 | 685.0099 | 862.7037 | 685.0099 | 685.0099 | 862.7037 | 685.0099 | 685.0099 | 862.7037 | 685.0099 | 982.3129 | 515.5027 | 685.0099 | 862.7037 | 685.0099 | 6441 | 685.0099 | 862.7037 | 982.3129 | 515.5027 | 6735 | 4798 | 3217 | 1699 | 7929 | 2563 | 1685 | 3920 | 691.4981 | 834.5746 | 972.7891 | 278.4216
| 6442 | 762.4116 | 687.5571 | 860.3828 | 687.5571 | 687.5571 | 860.3828 | 687.5571 | 687.5571 | 860.3828 | 687.5571 | 986.3946 | 745.3805 | 687.5571 | 860.3828 | 687.5571 | 6442 | 687.5571 | 860.3828 | 986.3946 | 745.3805 | 6626 | 4957 | 1817 | 155 | 6344 | 2234 | 1682 | 3898 | 691.4981 | 834.5479 | 972.7891 | 278.4216
| 6443 | 768.167 | 700.966 | 913.2164 | 700.966 | 700.966 | 913.2164 | 700.966 | 700.966 | 913.2164 | 700.966 | 982.3129 | 511.4313 | 700.966 | 913.2164 | 700.966 | 6443 | 700.966 | 913.2164 | 982.3129 | 511.4313 | 6050 | 1306 | 3216 | 1750 | 5333 | 6205 | 1649 | 2039 | 691.4981 | 834.4916 | 972.7891 | 278.4215
| 6444 | 762.9429 | 696.7367 | 870.2739 | 696.7367 | 696.7367 | 870.2739 | 696.7367 | 696.7367 | 870.2739 | 696.7367 | 978.2313 | 647.98 | 696.7367 | 870.2739 | 696.7367 | 6444 | 696.7367 | 870.2739 | 978.2313 | 647.98 | 6206 | 4266 | 4387 | 505 | 4178 | 6582 | 1628 | 1868 | 691.4981 | 834.4812 | 972.7891 | 278.4215
| 6445 | 784.3426 | 701.4947 | 935.368 | 701.4947 | 701.4947 | 935.368 | 701.4947 | 701.4947 | 935.368 | 701.4947 | 980.9524 | 646.414 | 701.4947 | 935.368 | 701.4947 | 6445 | 701.4947 | 935.368 | 980.9524 | 646.414 | 6028 | 358 | 3709 | 513 | 580 | 5176 | 1607 | 1487 | 691.4981 | 834.4768 | 972.7891 | 278.4215
| 6446 | 735.2981 | 681.6456 | 812.9627 | 681.6456 | 681.6456 | 812.9627 | 681.6456 | 681.6456 | 812.9627 | 681.6456 | 980.9524 | 608.2054 | 681.6456 | 812.9627 | 681.6456 | 6446 | 681.6456 | 812.9627 | 980.9524 | 608.2055 | 6883 | 6961 | 3708 | 768 | 4794 | 5728 | 1591 | 1200 | 691.45 | 834.4758 | 972.7891 | 278.4215
| 6447 | 774.8139 | 735.5698 | 841.7024 | 735.5698 | 735.5698 | 841.7024 | 735.5698 | 735.5698 | 841.7024 | 735.5698 | 972.7891 | 623.2383 | 735.5698 | 841.7024 | 735.5698 | 6447 | 735.5698 | 841.7024 | 972.7891 | 623.2383 | 4574 | 6129 | 6215 | 669 | 4288 | 935 | 1575 | 628 | 691.4019 | 834.4521 | 972.7891 | 278.4215
| 6448 | 782.7772 | 722.9298 | 847.3525 | 722.9298 | 722.9298 | 847.3525 | 722.9298 | 722.9298 | 847.3525 | 722.9298 | 975.5102 | 810.523 | 722.9298 | 847.3525 | 722.9298 | 6448 | 722.9298 | 847.3525 | 975.5102 | 810.523 | 5108 | 5810 | 5376 | 45 | 4697 | 6152 | 1551 | 568 | 691.3539 | 834.4056 | 972.7891 | 278.4215
| 6449 | 765.2817 | 723.3623 | 846.3971 | 723.3623 | 723.3623 | 846.3971 | 723.3623 | 723.3623 | 846.3971 | 723.3623 | 983.6735 | 557.7826 | 723.3623 | 846.3971 | 723.3623 | 6449 | 723.3623 | 846.3971 | 983.6735 | 557.7827 | 5084 | 5872 | 2578 | 1216 | 4214 | 6325 | 1517 | 554 | 691.3539 | 834.3984 | 972.7891 | 278.4215
| 6450 | 780.4717 | 777.671 | 826.9715 | 777.671 | 777.671 | 826.9715 | 777.671 | 777.671 | 826.9715 | 777.671 | 967.3469 | 430.0031 | 777.671 | 826.9715 | 777.671 | 6450 | 777.671 | 826.9715 | 967.3469 | 430.0031 | 2962 | 6702 | 7539 | 3000 | 7322 | 2559 | 1514 | 550 | 691.3058 | 834.3458 | 972.7891 | 278.4215
| 6451 | 832.9188 | 874.367 | 844.9833 | 874.367 | 874.367 | 844.9833 | 874.367 | 874.367 | 844.9833 | 874.367 | 980.9524 | 305.0423 | 874.367 | 844.9833 | 874.367 | 6451 | 874.367 | 844.9833 | 980.9524 | 305.0423 | 760 | 5952 | 3707 | 5471 | 266 | 6170 | 1481 | 406 | 691.3058 | 834.3366 | 972.7891 | 278.4215
| 6452 | 837.0053 | 868.4829 | 859.5151 | 868.4829 | 868.4829 | 859.5151 | 868.4829 | 868.4829 | 859.5151 | 868.4829 | 986.3946 | 345.7563 | 868.4829 | 859.5151 | 868.4829 | 6452 | 868.4829 | 859.5151 | 986.3946 | 345.7563 | 828 | 5021 | 1816 | 4532 | 8115 | 164 | 1460 | 285 | 691.2097 | 834.3123 | 972.7891 | 278.4215
| 6453 | 833.7212 | 851.8768 | 845.9239 | 851.8768 | 851.8768 | 845.9239 | 851.8768 | 851.8768 | 845.9239 | 851.8768 | 982.3129 | 491.0742 | 851.8768 | 845.9239 | 851.8768 | 6453 | 851.8768 | 845.9239 | 982.3129 | 491.0742 | 1017 | 5905 | 3215 | 2005 | 4393 | 6312 | 1439 | 265 | 691.2097 | 834.1884 | 972.7891 | 278.4215
| 6454 | 816.0427 | 819.2916 | 840.8224 | 819.2916 | 819.2916 | 840.8224 | 819.2916 | 819.2916 | 840.8224 | 819.2916 | 971.4286 | 535.5465 | 819.2916 | 840.8224 | 819.2916 | 6454 | 819.2916 | 840.8224 | 971.4286 | 535.5465 | 1645 | 6184 | 6618 | 1467 | 3450 | 5486 | 1423 | 8382 | 691.2097 | 834.1749 | 972.7891 | 278.1084
| 6455 | 784.9823 | 752.2949 | 829.0359 | 752.2949 | 752.2949 | 829.0359 | 752.2949 | 752.2949 | 829.0359 | 752.2949 | 985.034 | 670.2161 | 752.2949 | 829.0359 | 752.2949 | 6455 | 752.2949 | 829.0359 | 985.034 | 670.2161 | 3932 | 6648 | 2168 | 403 | 1764 | 5502 | 1407 | 8301 | 691.2097 | 834.1467 | 972.7891 | 278.1084
| 6456 | 757.4359 | 705.4837 | 831.6724 | 705.4837 | 705.4837 | 831.6724 | 705.4837 | 705.4837 | 831.6724 | 705.4837 | 987.7551 | 645.7877 | 705.4837 | 831.6724 | 705.4837 | 6456 | 705.4837 | 831.6724 | 987.7551 | 645.7877 | 5850 | 6563 | 1453 | 516 | 579 | 6315 | 1383 | 7968 | 691.2097 | 834.1455 | 972.7891 | 278.1084
| 6457 | 753.1137 | 699.4281 | 832.1011 | 699.4281 | 699.4281 | 832.1011 | 699.4281 | 699.4281 | 832.1011 | 699.4281 | 987.7551 | 632.0075 | 699.4281 | 832.1011 | 699.4281 | 6457 | 699.4281 | 832.1011 | 987.7551 | 632.0075 | 6111 | 6545 | 1452 | 615 | 4157 | 5869 | 1349 | 5745 | 691.1616 | 834.1455 | 972.7891 | 278.1084
| 6458 | 738.1169 | 699.4761 | 834.0835 | 699.4761 | 699.4761 | 834.0835 | 699.4761 | 699.4761 | 834.0835 | 699.4761 | 995.9184 | 405.5747 | 699.4761 | 834.0835 | 699.4761 | 6458 | 699.4761 | 834.0835 | 995.9184 | 405.5747 | 6108 | 6461 | 264 | 3381 | 6179 | 4887 | 1346 | 3906 | 691.1136 | 834.1163 | 972.7891 | 278.1084
| 6459 | 730.0043 | 684.2409 | 823.2288 | 684.2409 | 684.2409 | 823.2288 | 684.2409 | 684.2409 | 823.2288 | 684.2409 | 994.5578 | 458.6596 | 684.2409 | 823.2288 | 684.2409 | 6459 | 684.2409 | 823.2288 | 994.5578 | 458.6596 | 6769 | 6790 | 458 | 2508 | 5026 | 6730 | 1313 | 3845 | 691.1136 | 834.1073 | 972.7891 | 278.1084
| 6460 | 730.5002 | 653.8184 | 823.0307 | 653.8184 | 653.8184 | 823.0307 | 653.8184 | 653.8184 | 823.0307 | 653.8184 | 991.8367 | 712.4961 | 653.8184 | 823.0307 | 653.8184 | 6460 | 653.8184 | 823.0307 | 991.8367 | 712.4961 | 7746 | 6793 | 798 | 237 | 713 | 6194 | 1292 | 1514 | 691.1136 | 834.0838 | 972.7891 | 278.1084
| 6461 | 739.5958 | 695.9196 | 815.9964 | 695.9196 | 695.9196 | 815.9964 | 695.9196 | 695.9196 | 815.9964 | 695.9196 | 991.8367 | 531.1619 | 695.9196 | 815.9964 | 695.9196 | 6461 | 695.9196 | 815.9964 | 991.8367 | 531.1619 | 6240 | 6918 | 797 | 1505 | 5958 | 6458 | 1271 | 1388 | 691.0655 | 834.0835 | 972.7891 | 278.1084
| 6462 | 744.5318 | 685.0099 | 814.3315 | 685.0099 | 685.0099 | 814.3315 | 685.0099 | 685.0099 | 814.3315 | 685.0099 | 982.3129 | 703.7269 | 685.0099 | 814.3315 | 685.0099 | 6462 | 685.0099 | 814.3315 | 982.3129 | 703.7269 | 6734 | 6946 | 3214 | 270 | 3992 | 7361 | 1255 | 1111 | 691.0655 | 834.0831 | 972.7891 | 278.1084
| 6463 | 721.5206 | 687.8454 | 806.841 | 687.8454 | 687.8454 | 806.841 | 687.8454 | 687.8454 | 806.841 | 687.8454 | 972.7891 | 398.3714 | 687.8454 | 806.841 | 687.8454 | 6463 | 687.8454 | 806.841 | 972.7891 | 398.3714 | 6611 | 7036 | 6214 | 3518 | 6065 | 305 | 1239 | 463 | 690.9694 | 834.0831 | 972.7891 | 278.1084
| 6464 | 715.641 | 681.7898 | 815.8777 | 681.7898 | 681.7898 | 815.8777 | 681.7898 | 681.7898 | 815.8777 | 681.7898 | 986.3946 | 314.751 | 681.7898 | 815.8777 | 681.7898 | 6464 | 681.7898 | 815.8777 | 986.3946 | 314.751 | 6877 | 6920 | 1815 | 5179 | 4139 | 6240 | 1215 | 5166 | 690.9213 | 834.0547 | 972.7891 | 277.7952
| 6465 | 740.3581 | 685.0579 | 731.3415 | 685.0579 | 685.0579 | 731.3415 | 685.0579 | 685.0579 | 731.3415 | 685.0579 | 959.1837 | 1000 | 685.0579 | 731.3415 | 685.0579 | 6465 | 685.0579 | 731.3415 | 959.1837 | 1000 | 6730 | 7671 | 8306 | 1 | 3277 | 6162 | 1181 | 4913 | 690.9213 | 834.0462 | 972.7891 | 277.7952
| 6466 | 704.1953 | 710.3859 | 672.6973 | 710.3859 | 710.3859 | 672.6973 | 710.3859 | 710.3859 | 672.6973 | 710.3859 | 976.8707 | 507.9862 | 710.3859 | 672.6973 | 710.3859 | 6466 | 710.3859 | 672.6973 | 976.8708 | 507.9862 | 5627 | 8274 | 4958 | 1787 | 1568 | 5395 | 1178 | 2456 | 690.9213 | 834.0178 | 972.7891 | 277.7952
| 6467 | 732.3945 | 725.5731 | 671.9579 | 725.5731 | 725.5731 | 671.9579 | 725.5731 | 725.5731 | 671.9579 | 725.5731 | 985.034 | 776.0727 | 725.5731 | 671.9579 | 725.5731 | 6467 | 725.5731 | 671.9579 | 985.034 | 776.0727 | 4989 | 8281 | 2167 | 80 | 5534 | 6513 | 1145 | 1537 | 690.8733 | 834.0156 | 972.7891 | 277.7952
| 6468 | 716.8509 | 713.9905 | 674.9336 | 713.9905 | 713.9905 | 674.9336 | 713.9905 | 713.9905 | 674.9336 | 713.9905 | 989.1156 | 635.1394 | 713.9905 | 674.9336 | 713.9905 | 6468 | 713.9905 | 674.9336 | 989.1157 | 635.1394 | 5465 | 8258 | 1164 | 589 | 5005 | 2215 | 1124 | 8103 | 690.8733 | 833.9896 | 972.7891 | 277.482
| 6469 | 707.1019 | 689.7198 | 671.3991 | 689.7198 | 689.7198 | 671.3991 | 689.7198 | 689.7198 | 671.3991 | 689.7198 | 986.3946 | 709.6774 | 689.7198 | 671.3991 | 689.7198 | 6469 | 689.7198 | 671.3991 | 986.3946 | 709.6774 | 6510 | 8286 | 1814 | 247 | 1240 | 6114 | 1103 | 7915 | 690.8733 | 833.9849 | 972.7891 | 277.482
| 6470 | 730.5805 | 731.1482 | 670.668 | 731.1482 | 731.1482 | 663.8778 | 731.1482 | 731.1482 | 670.668 | 731.1482 | 983.6735 | 719.3862 | 731.1482 | 670.668 | 731.1482 | 6470 | 731.1482 | 670.668 | 983.6735 | 719.3862 | 4775 | 8288 | 2577 | 216 | 6031 | 1044 | 1087 | 7808 | 690.8252 | 833.9286 | 972.7891 | 277.482
| 6471 | 702.2181 | 730.1389 | 656.3564 | 730.1389 | 730.1389 | 656.3564 | 730.1389 | 730.1389 | 656.3564 | 730.1389 | 987.7551 | 376.7617 | 730.1389 | 656.3564 | 730.1389 | 6471 | 730.1389 | 656.3564 | 987.7551 | 376.7617 | 4814 | 8379 | 1451 | 3921 | 5694 | 6219 | 1071 | 7125 | 690.8252 | 833.9087 | 972.7891 | 277.482
| 6472 | 706.8924 | 725.5731 | 660.0032 | 725.5731 | 725.5731 | 660.0032 | 725.5731 | 725.5731 | 660.0032 | 725.5731 | 987.7551 | 464.1403 | 725.5731 | 660.0032 | 725.5731 | 6472 | 725.5731 | 660.0032 | 987.7551 | 464.1403 | 4988 | 8356 | 1450 | 2407 | 5364 | 6270 | 1047 | 7097 | 690.8252 | 833.8976 | 972.7891 | 277.482
| 6473 | 734.6453 | 753.4003 | 642.206 | 753.4003 | 753.4003 | 642.206 | 753.4003 | 753.4003 | 642.206 | 753.4003 | 1000 | 689.0072 | 753.4003 | 642.206 | 753.4003 | 6473 | 753.4003 | 642.206 | 1000 | 689.0072 | 3883 | 8433 | 14 | 322 | 5654 | 7500 | 1013 | 4779 | 690.7771 | 833.8939 | 972.7891 | 277.482
| 6474 | 752.7281 | 803.0471 | 633.5918 | 803.0471 | 803.0471 | 633.5918 | 803.0471 | 803.0471 | 633.5918 | 803.0471 | 980.9524 | 598.4967 | 803.0471 | 633.5918 | 803.0471 | 6474 | 803.0471 | 633.5918 | 980.9524 | 598.4967 | 2125 | 8459 | 3706 | 841 | 1715 | 444 | 1010 | 4230 | 690.7771 | 833.8939 | 972.7891 | 277.482
| 6475 | 780.5879 | 868.7942 | 655.997 | 868.7942 | 868.7942 | 655.997 | 868.7942 | 868.7942 | 655.997 | 868.7942 | 995.9184 | 357.9706 | 868.7942 | 655.997 | 868.7942 | 6475 | 868.7942 | 655.997 | 995.9184 | 357.9706 | 821 | 8381 | 263 | 4302 | 8216 | 6523 | 977 | 785 | 690.7291 | 833.8733 | 972.7891 | 277.482
| 6476 | 794.6103 | 891.9114 | 668.2738 | 891.9114 | 891.9114 | 668.2738 | 891.9114 | 891.9114 | 668.2738 | 891.9114 | 978.2313 | 337.9267 | 891.9114 | 668.2738 | 891.9114 | 6476 | 891.9114 | 668.2738 | 978.2313 | 337.9267 | 556 | 8308 | 4386 | 4686 | 680 | 6412 | 956 | 567 | 690.7291 | 833.8122 | 972.7891 | 277.482
| 6477 | 807.3344 | 879.5598 | 678.4926 | 879.5598 | 879.5598 | 678.4926 | 879.5598 | 879.5598 | 678.4926 | 879.5598 | 993.1973 | 559.0354 | 879.5598 | 678.4926 | 879.5598 | 6477 | 879.5598 | 678.4926 | 993.1973 | 559.0354 | 689 | 8227 | 613 | 1204 | 6432 | 6408 | 935 | 35 | 690.681 | 833.7984 | 972.7891 | 277.3254
| 6478 | 779.6176 | 831.6432 | 672.514 | 831.6432 | 831.6432 | 672.514 | 831.6432 | 831.6432 | 672.514 | 831.6432 | 994.5578 | 576.8869 | 831.6432 | 672.514 | 831.6432 | 6478 | 831.6432 | 672.514 | 994.5578 | 576.8869 | 1372 | 8276 | 457 | 1030 | 3566 | 5170 | 919 | 8353 | 690.681 | 833.796 | 972.7891 | 277.1688
| 6479 | 732.5709 | 770.0774 | 667.8994 | 770.0774 | 770.0774 | 667.8994 | 770.0774 | 770.0774 | 667.8994 | 770.0774 | 972.7891 | 450.9865 | 770.0774 | 667.8994 | 770.0774 | 6479 | 770.0774 | 667.8994 | 972.7891 | 450.9865 | 3264 | 8310 | 6213 | 2645 | 4588 | 7060 | 903 | 8166 | 690.633 | 833.7942 | 972.7891 | 277.1688
| 6480 | 721.24 | 735.8101 | 668.3418 | 735.8101 | 735.8101 | 668.3418 | 735.8101 | 735.8101 | 668.3418 | 735.8101 | 993.1973 | 544.3157 | 735.8101 | 668.3418 | 735.8101 | 6480 | 735.8101 | 668.3418 | 993.1973 | 544.3157 | 4566 | 8307 | 612 | 1357 | 6271 | 6600 | 879 | 7824 | 690.3927 | 833.7942 | 972.7891 | 277.1688
| 6481 | 694.9729 | 718.364 | 647.5256 | 718.364 | 718.364 | 647.5256 | 718.364 | 718.364 | 647.5256 | 718.364 | 990.4762 | 402.1297 | 718.364 | 647.5256 | 718.364 | 6481 | 718.364 | 647.5256 | 990.4762 | 402.1297 | 5302 | 8418 | 1017 | 3451 | 6232 | 875 | 845 | 6704 | 690.3927 | 833.7868 | 972.7891 | 277.1688
| 6482 | 689.4176 | 695.2468 | 651.0573 | 695.2468 | 695.2468 | 651.0573 | 695.2468 | 695.2468 | 651.0573 | 695.2468 | 998.6395 | 487.0028 | 695.2468 | 651.0573 | 695.2468 | 6482 | 695.2468 | 651.0573 | 998.6395 | 487.0028 | 6269 | 8406 | 80 | 2056 | 6146 | 754 | 842 | 5432 | 690.3927 | 833.7741 | 972.7891 | 277.1688
| 6483 | 681.2671 | 683.1835 | 659.9432 | 683.1835 | 683.1835 | 659.9432 | 683.1835 | 683.1835 | 659.9432 | 683.1835 | 995.9184 | 436.58 | 683.1835 | 659.9432 | 683.1835 | 6483 | 683.1836 | 659.9432 | 995.9184 | 436.58 | 6821 | 8357 | 262 | 2876 | 4040 | 7528 | 809 | 5157 | 690.3927 | 833.7577 | 972.7891 | 277.1688
| 6484 | 673.8647 | 675.7822 | 652.0014 | 675.7822 | 675.7822 | 652.0014 | 675.7822 | 675.7822 | 652.0014 | 675.7822 | 986.3946 | 433.4482 | 675.7822 | 652.0014 | 675.7822 | 6484 | 675.7822 | 652.0014 | 986.3946 | 433.4482 | 7112 | 8400 | 1813 | 2933 | 4975 | 7143 | 788 | 2624 | 690.3446 | 833.7295 | 972.7891 | 277.1688
| 6485 | 691.6245 | 704.5225 | 650.9889 | 704.5225 | 704.5225 | 650.9889 | 704.5225 | 704.5225 | 650.9889 | 704.5225 | 989.1156 | 453.492 | 704.5225 | 650.9889 | 704.5225 | 6485 | 704.5225 | 650.9889 | 989.1157 | 453.492 | 5893 | 8407 | 1163 | 2604 | 4307 | 5166 | 767 | 2073 | 690.3446 | 833.6891 | 972.7891 | 277.1688
| 6486 | 687.1223 | 681.3092 | 653.6497 | 681.3092 | 681.3092 | 653.6497 | 681.3092 | 681.3092 | 653.6497 | 681.3092 | 995.9184 | 558.7222 | 681.3092 | 653.6497 | 681.3092 | 6486 | 681.3092 | 653.6497 | 995.9184 | 558.7222 | 6892 | 8392 | 261 | 1208 | 4688 | 800 | 751 | 1571 | 690.2965 | 833.6549 | 972.7891 | 277.1688
| 6487 | 694.445 | 702.0234 | 658.3257 | 702.0234 | 702.0234 | 658.3257 | 702.0234 | 702.0234 | 658.3257 | 702.0234 | 974.1497 | 498.5907 | 702.0234 | 658.3257 | 702.0234 | 6487 | 702.0234 | 658.3257 | 974.1497 | 498.5907 | 6010 | 8366 | 5795 | 1912 | 4087 | 6508 | 735 | 1492 | 690.2485 | 833.5622 | 972.7891 | 277.1688
| 6488 | 688.4735 | 666.2181 | 657.1963 | 666.2181 | 666.2181 | 657.1963 | 666.2181 | 666.2181 | 657.1963 | 666.2181 | 986.3946 | 693.705 | 666.2181 | 657.1963 | 666.2181 | 6488 | 666.2181 | 657.1963 | 986.3946 | 693.705 | 7398 | 8374 | 1812 | 307 | 2704 | 5175 | 711 | 1406 | 690.2485 | 833.5468 | 972.7891 | 277.1688
| 6489 | 681.6924 | 684.2409 | 671.4094 | 684.2409 | 684.2409 | 671.4094 | 684.2409 | 684.2409 | 671.4094 | 684.2409 | 982.3129 | 401.8165 | 684.2409 | 671.4094 | 684.2409 | 6489 | 684.2409 | 671.4094 | 982.3129 | 401.8165 | 6768 | 8285 | 3213 | 3457 | 5424 | 6078 | 677 | 1086 | 690.2004 | 833.5199 | 972.7891 | 277.1688
| 6490 | 738.1655 | 694.3336 | 737.5666 | 694.3336 | 694.3336 | 737.5666 | 694.3336 | 694.3336 | 737.5666 | 694.3336 | 985.034 | 844.347 | 694.3336 | 737.5666 | 694.3336 | 6490 | 694.3336 | 737.5666 | 985.034 | 844.347 | 6321 | 7614 | 2166 | 20 | 4454 | 5848 | 674 | 783 | 690.2004 | 833.5199 | 972.7891 | 277.1688
| 6491 | 727.2682 | 695.439 | 758.3993 | 695.439 | 695.439 | 758.3993 | 695.439 | 695.439 | 758.3993 | 695.439 | 971.4286 | 613.2164 | 695.439 | 758.3993 | 695.439 | 6491 | 695.439 | 758.3993 | 971.4286 | 613.2164 | 6263 | 7363 | 6617 | 724 | 6801 | 2166 | 641 | 761 | 690.1043 | 833.4965 | 972.7891 | 277.1688
| 6492 | 772.954 | 722.0647 | 822.2037 | 722.0647 | 722.0647 | 822.2037 | 722.0647 | 722.0647 | 822.2037 | 722.0647 | 956.4626 | 799.5615 | 722.0647 | 822.2037 | 722.0647 | 6492 | 722.0647 | 822.2037 | 956.4626 | 799.5615 | 5140 | 6817 | 8423 | 55 | 5537 | 6510 | 620 | 630 | 690.1043 | 833.4791 | 972.7891 | 277.1688
| 6493 | 750.5006 | 710.0014 | 829.854 | 710.0014 | 710.0014 | 829.854 | 710.0014 | 710.0014 | 829.854 | 710.0014 | 963.2653 | 544.3157 | 710.0014 | 829.854 | 710.0014 | 6493 | 710.0014 | 829.854 | 963.2653 | 544.3157 | 5645 | 6627 | 8071 | 1356 | 3278 | 5915 | 599 | 8338 | 690.1043 | 833.4562 | 972.7891 | 277.0122
| 6494 | 787.7047 | 719.95 | 846.756 | 719.95 | 719.95 | 846.756 | 719.95 | 719.95 | 846.756 | 719.95 | 975.5102 | 905.7313 | 719.95 | 846.756 | 719.95 | 6494 | 719.95 | 846.756 | 975.5102 | 905.7313 | 5233 | 5845 | 5375 | 5 | 1881 | 6056 | 583 | 8189 | 690.1043 | 833.4426 | 972.7891 | 276.8556
| 6495 | 794.2072 | 740.52 | 839.7663 | 740.52 | 740.52 | 839.7663 | 740.52 | 740.52 | 839.7663 | 740.52 | 997.2789 | 838.3965 | 740.52 | 839.7663 | 740.52 | 6495 | 740.52 | 839.7664 | 997.2789 | 838.3965 | 4371 | 6232 | 170 | 26 | 917 | 5951 | 567 | 8188 | 690.1043 | 833.436 | 972.7891 | 276.8556
| 6496 | 796.0076 | 751.5259 | 854.2078 | 751.5259 | 751.5259 | 854.2078 | 751.5259 | 751.5259 | 854.2078 | 751.5259 | 985.034 | 730.0345 | 751.5259 | 854.2078 | 751.5259 | 6496 | 751.5259 | 854.2078 | 985.034 | 730.0345 | 3954 | 5362 | 2165 | 186 | 7397 | 6016 | 543 | 7998 | 690.0562 | 833.4313 | 972.7891 | 276.8556
| 6497 | 795.6291 | 775.4602 | 856.4206 | 775.4602 | 775.4602 | 856.4206 | 775.4602 | 775.4602 | 856.4206 | 775.4602 | 998.6395 | 510.8049 | 775.4602 | 856.4206 | 775.4602 | 6497 | 775.4602 | 856.4206 | 998.6395 | 510.8049 | 3051 | 5225 | 79 | 1759 | 5788 | 6529 | 509 | 7508 | 690.0562 | 833.4276 | 972.7891 | 276.8556
| 6498 | 801.7641 | 793.7713 | 849.9896 | 793.7713 | 793.7713 | 849.9896 | 793.7713 | 793.7713 | 849.9896 | 793.7713 | 953.7415 | 520.8268 | 793.7713 | 849.9896 | 793.7713 | 6498 | 793.7713 | 849.9896 | 953.7415 | 520.8268 | 2412 | 5631 | 8514 | 1630 | 3882 | 5931 | 506 | 7350 | 690.0562 | 833.3534 | 972.7891 | 276.8556
| 6499 | 872.1242 | 897.5825 | 845.29 | 897.5825 | 897.5825 | 845.29 | 897.5825 | 897.5825 | 845.29 | 897.5825 | 975.5102 | 672.4084 | 897.5825 | 845.29 | 897.5825 | 6499 | 897.5826 | 845.29 | 975.5102 | 672.4084 | 510 | 5934 | 5374 | 389 | 341 | 5640 | 473 | 4207 | 690.0562 | 833.3192 | 972.7891 | 276.8556
| 6500 | 853.7151 | 904.8397 | 843.2063 | 904.8397 | 904.8397 | 843.2063 | 904.8397 | 904.8397 | 843.2063 | 904.8397 | 972.7891 | 367.6793 | 904.8397 | 843.2063 | 904.8397 | 6500 | 904.8397 | 843.2063 | 972.7891 | 367.6793 | 440 | 6047 | 6212 | 4122 | 5461 | 6743 | 452 | 3397 | 690.0082 | 833.3157 | 972.7891 | 276.8556
| 6501 | 864.1981 | 911.5682 | 848.3509 | 911.5682 | 911.5682 | 848.3509 | 911.5682 | 911.5682 | 848.3509 | 911.5682 | 976.8707 | 435.9536 | 911.5682 | 848.3509 | 911.5682 | 6501 | 911.5682 | 848.3509 | 976.8708 | 435.9537 | 366 | 5754 | 4957 | 2886 | 112 | 6504 | 431 | 1921 | 690.0082 | 833.2817 | 972.7891 | 276.8556
| 6502 | 840.9451 | 885.4712 | 848.5126 | 885.4712 | 885.4712 | 848.5126 | 885.4712 | 885.4712 | 848.5126 | 885.4712 | 989.1156 | 306.295 | 885.4712 | 848.5126 | 885.4712 | 6502 | 885.4712 | 848.5126 | 989.1157 | 306.295 | 631 | 5747 | 1162 | 5426 | 3794 | 1251 | 415 | 1241 | 689.9121 | 833.2454 | 972.7891 | 276.8556
| 6503 | 804.5985 | 810.4003 | 847.7767 | 810.4003 | 810.4003 | 847.7767 | 810.4003 | 810.4003 | 847.7767 | 810.4003 | 978.2313 | 411.8384 | 810.4003 | 847.7767 | 810.4003 | 6503 | 810.4004 | 847.7767 | 978.2313 | 411.8384 | 1892 | 5787 | 4385 | 3282 | 3706 | 791 | 399 | 1152 | 689.9121 | 833.2454 | 972.7891 | 276.8556
| 6504 | 794.8974 | 775.8927 | 833.2817 | 775.8927 | 775.8927 | 833.2817 | 775.8927 | 775.8927 | 833.2817 | 775.8927 | 970.068 | 618.2274 | 775.8927 | 833.2817 | 775.8927 | 6504 | 775.8927 | 833.2817 | 970.068 | 618.2274 | 3039 | 6501 | 6995 | 700 | 2864 | 2565 | 375 | 737 | 689.9121 | 833.2155 | 972.7891 | 276.8556
| 6505 | 776.732 | 743.0672 | 831.6416 | 743.0672 | 743.0672 | 831.6416 | 743.0672 | 743.0672 | 831.6416 | 743.0672 | 979.5918 | 623.5515 | 743.0672 | 831.6416 | 743.0672 | 6505 | 743.0672 | 831.6416 | 979.5918 | 623.5515 | 4268 | 6567 | 4067 | 664 | 5507 | 5477 | 341 | 653 | 689.864 | 833.2092 | 972.7891 | 276.8556
| 6506 | 781.9567 | 759.6001 | 832.1891 | 759.6001 | 759.6001 | 832.1891 | 759.6001 | 759.6001 | 832.1891 | 759.6001 | 968.7075 | 573.1287 | 759.6001 | 832.1891 | 759.6001 | 6506 | 759.6001 | 832.1891 | 968.7075 | 573.1287 | 3639 | 6541 | 7344 | 1067 | 3061 | 7520 | 338 | 652 | 689.864 | 833.202 | 972.7891 | 276.8556
| 6507 | 757.4983 | 714.9998 | 830.1186 | 714.9998 | 714.9998 | 830.1186 | 714.9998 | 714.9998 | 830.1186 | 714.9998 | 974.1497 | 590.3539 | 714.9998 | 830.1186 | 714.9998 | 6507 | 714.9998 | 830.1186 | 974.1497 | 590.3539 | 5423 | 6622 | 5794 | 924 | 7449 | 28 | 305 | 452 | 689.8159 | 833.1482 | 972.7891 | 276.8556
| 6508 | 756.747 | 724.2274 | 833.5622 | 724.2274 | 724.2274 | 833.5622 | 724.2274 | 724.2274 | 833.5622 | 724.2274 | 980.9524 | 485.4369 | 724.2274 | 833.5622 | 724.2274 | 6508 | 724.2274 | 833.5622 | 980.9524 | 485.4369 | 5045 | 6487 | 3705 | 2076 | 2528 | 6015 | 284 | 294 | 689.8159 | 833.0326 | 972.7891 | 276.8556
| 6509 | 790.4824 | 756.2359 | 828.6624 | 756.2359 | 756.2359 | 828.6624 | 756.2359 | 756.2359 | 828.6624 | 756.2359 | 980.9524 | 721.2653 | 756.2359 | 828.6624 | 756.2359 | 6509 | 756.2359 | 828.6624 | 980.9524 | 721.2653 | 3775 | 6660 | 3704 | 209 | 393 | 5698 | 263 | 8646 | 689.8159 | 833.0115 | 972.7891 | 276.5424
| 6510 | 752.5355 | 722.9778 | 833.4791 | 722.9778 | 722.9778 | 833.4791 | 722.9778 | 722.9778 | 833.4791 | 722.9778 | 987.7551 | 430.0031 | 722.9778 | 833.4791 | 722.9778 | 6510 | 722.9779 | 833.4791 | 987.7551 | 430.0031 | 5104 | 6492 | 1449 | 2999 | 6469 | 7009 | 247 | 8376 | 689.7198 | 832.9524 | 972.7891 | 276.5424
| 6511 | 735.8805 | 707.4062 | 836.4545 | 707.4062 | 707.4062 | 836.4545 | 707.4062 | 707.4062 | 836.4545 | 707.4062 | 976.8707 | 320.3883 | 707.4062 | 836.4545 | 707.4062 | 6511 | 707.4062 | 836.4545 | 976.8708 | 320.3884 | 5752 | 6373 | 4956 | 5050 | 5317 | 6075 | 231 | 8286 | 689.7198 | 832.937 | 972.7891 | 276.5424
| 6512 | 710.7172 | 673.3311 | 825.1973 | 673.3311 | 673.3311 | 825.1973 | 673.3311 | 673.3311 | 825.1973 | 673.3311 | 978.2313 | 284.3721 | 673.3311 | 825.1973 | 673.3311 | 6512 | 673.3311 | 825.1973 | 978.2313 | 284.3721 | 7201 | 6748 | 4384 | 6191 | 4683 | 5845 | 207 | 7561 | 689.7198 | 832.937 | 972.7891 | 276.5424
| 6513 | 758.5381 | 746.9602 | 834.0156 | 746.9602 | 746.9602 | 834.0156 | 746.9602 | 746.9602 | 834.0156 | 746.9602 | 971.4286 | 336.3608 | 746.9602 | 834.0156 | 746.9602 | 6513 | 746.9602 | 834.0156 | 971.4286 | 336.3608 | 4118 | 6467 | 6616 | 4716 | 2913 | 5703 | 173 | 7120 | 689.7198 | 832.9149 | 972.7891 | 276.5424
| 6514 | 759.3978 | 725.7173 | 845.902 | 725.7173 | 725.7173 | 845.902 | 725.7173 | 725.7173 | 845.902 | 725.7173 | 960.5442 | 481.6787 | 725.7173 | 845.902 | 725.7173 | 6514 | 725.7173 | 845.902 | 960.5442 | 481.6787 | 4983 | 5907 | 8215 | 2129 | 2835 | 882 | 170 | 6143 | 689.7198 | 832.8093 | 972.7891 | 276.5424
| 6515 | 779.301 | 744.9416 | 830.9878 | 744.9416 | 744.9416 | 830.9878 | 744.9416 | 744.9416 | 830.9878 | 744.9416 | 976.8707 | 649.8591 | 744.9416 | 830.9878 | 744.9416 | 6515 | 744.9416 | 830.9878 | 976.8708 | 649.8591 | 4184 | 6588 | 4955 | 492 | 7392 | 5917 | 137 | 5418 | 689.6718 | 832.7757 | 972.7891 | 276.5424
| 6516 | 766.1133 | 732.9745 | 819.2105 | 732.9745 | 732.9745 | 819.2105 | 732.9745 | 732.9745 | 819.2105 | 732.9745 | 967.3469 | 617.601 | 732.9745 | 819.2105 | 732.9745 | 6516 | 732.9745 | 819.2105 | 967.3469 | 617.601 | 4696 | 6863 | 7538 | 701 | 336 | 162 | 116 | 4256 | 689.6717 | 832.7566 | 972.7891 | 276.5424
| 6517 | 770.8489 | 735.2333 | 792.6582 | 735.2333 | 735.2333 | 792.6582 | 735.2333 | 735.2333 | 792.6582 | 735.2333 | 940.1361 | 799.2484 | 735.2333 | 792.6582 | 735.2333 | 6517 | 735.2333 | 792.6582 | 940.1361 | 799.2484 | 4596 | 7116 | 8668 | 56 | 4039 | 6253 | 95 | 3798 | 689.6237 | 832.7423 | 972.7891 | 276.5424
| 6518 | 753.7267 | 731.5327 | 776.1702 | 731.5327 | 731.5327 | 776.1702 | 731.5327 | 731.5327 | 776.1702 | 731.5327 | 946.9388 | 648.2931 | 731.5327 | 776.1702 | 731.5327 | 6518 | 731.5327 | 776.1702 | 946.9388 | 648.2931 | 4757 | 7204 | 8565 | 503 | 2890 | 6583 | 79 | 1437 | 689.6237 | 832.6431 | 972.7891 | 276.5424
| 6519 | 753.539 | 744.3649 | 774.022 | 744.3649 | 744.3649 | 774.022 | 744.3649 | 744.3649 | 774.022 | 744.3649 | 979.5918 | 518.9477 | 744.3649 | 774.022 | 744.3649 | 6519 | 744.3649 | 774.022 | 979.5918 | 518.9477 | 4211 | 7221 | 4066 | 1652 | 6914 | 6054 | 63 | 1277 | 689.5756 | 832.6089 | 972.7891 | 276.5424
| 6520 | 785.3321 | 769.9332 | 825.5804 | 769.9332 | 769.9332 | 825.5804 | 769.9332 | 769.9332 | 825.5804 | 769.9332 | 970.068 | 562.7936 | 769.9332 | 825.5804 | 769.9332 | 6520 | 769.9332 | 825.5804 | 970.068 | 562.7936 | 3272 | 6732 | 6994 | 1173 | 6367 | 6293 | 39 | 1130 | 689.5756 | 832.5049 | 972.7891 | 276.5424
| 6521 | 799.9157 | 800.3556 | 825.3158 | 800.3556 | 800.3556 | 825.3158 | 800.3556 | 800.3556 | 825.3158 | 800.3556 | 972.7891 | 521.923 | 800.3556 | 825.3158 | 800.3556 | 6521 | 800.3557 | 825.3158 | 972.7891 | 521.923 | 2200 | 6740 | 6211 | 1622 | 4441 | 7525 | 5 | 1519 | 689.5756 | 832.4984 | 972.7891 | 276.3858
| 6522 | 786.327 | 782.7654 | 804.8756 | 782.7654 | 782.7654 | 804.8756 | 782.7654 | 782.7654 | 804.8756 | 782.7654 | 986.3946 | 540.5575 | 782.7654 | 804.8756 | 782.7654 | 6522 | 782.7654 | 804.8756 | 986.3946 | 540.5575 | 2769 | 7059 | 1811 | 1397 | 5117 | 26 | 2 | 8307 | 689.5276 | 832.4825 | 972.7891 | 276.3467
| 6523 | 871.1359 | 910.4628 | 833.8732 | 910.4628 | 910.4628 | 833.8732 | 910.4628 | 910.4628 | 833.8732 | 910.4628 | 970.068 | 606.6395 | 910.4628 | 833.8732 | 910.4628 | 6523 | 910.4628 | 833.8733 | 970.068 | 606.6395 | 378 | 6475 | 6993 | 779 | 4278 | 5585 | 8760 | 8633 | 689.5276 | 832.4327 | 971.4286 | 276.2586
| 6524 | 866.0065 | 930.5522 | 841.2017 | 930.5522 | 930.5522 | 841.2017 | 930.5522 | 930.5522 | 841.2017 | 930.5522 | 983.6735 | 331.1932 | 930.5522 | 841.2017 | 930.5522 | 6524 | 930.5522 | 841.2017 | 983.6735 | 331.1932 | 213 | 6161 | 2576 | 4811 | 4089 | 4857 | 8734 | 8187 | 689.5276 | 832.4305 | 971.4286 | 276.2293
| 6525 | 872.4323 | 929.6391 | 850.2504 | 929.6391 | 929.6391 | 850.2504 | 929.6391 | 929.6391 | 850.2504 | 929.6391 | 983.6735 | 392.2643 | 929.6391 | 850.2504 | 929.6391 | 6525 | 929.6391 | 850.2504 | 983.6735 | 392.2643 | 223 | 5604 | 2575 | 3633 | 5622 | 6287 | 8697 | 8091 | 689.4795 | 832.394 | 971.4286 | 276.2293
| 6526 | 841.769 | 870.5243 | 856.8546 | 870.5243 | 870.5243 | 856.8546 | 870.5243 | 870.5243 | 856.8546 | 870.5243 | 979.5918 | 413.5609 | 870.5243 | 856.8546 | 870.5243 | 6526 | 870.5243 | 856.8546 | 979.5918 | 413.5609 | 809 | 5198 | 4065 | 3259 | 8121 | 7532 | 8675 | 7551 | 689.4314 | 832.3596 | 971.4286 | 276.2293
| 6527 | 814.3685 | 822.4636 | 846.7437 | 822.4636 | 822.4636 | 846.7437 | 822.4636 | 822.4636 | 846.7437 | 822.4636 | 993.1973 | 441.2778 | 822.4636 | 846.7437 | 822.4636 | 6527 | 822.4636 | 846.7437 | 993.1973 | 441.2778 | 1573 | 5846 | 611 | 2809 | 7601 | 5500 | 8638 | 5144 | 689.4314 | 832.3406 | 971.4286 | 276.2293
| 6528 | 802.2654 | 799.6347 | 836.3979 | 799.6347 | 799.6347 | 836.3979 | 799.6347 | 799.6347 | 836.3979 | 799.6347 | 982.3129 | 506.7335 | 799.6347 | 836.3979 | 799.6347 | 6528 | 799.6347 | 836.3979 | 982.3129 | 506.7335 | 2220 | 6375 | 3212 | 1802 | 6323 | 1162 | 8618 | 4760 | 689.4314 | 832.3311 | 971.4286 | 276.2293
| 6529 | 791.7891 | 797.4239 | 833.4276 | 797.4239 | 797.4239 | 833.4276 | 797.4239 | 797.4239 | 833.4276 | 797.4239 | 994.5578 | 377.388 | 797.4239 | 833.4276 | 797.4239 | 6529 | 797.424 | 833.4276 | 994.5578 | 377.388 | 2287 | 6497 | 456 | 3908 | 5481 | 6281 | 8612 | 3125 | 689.4314 | 832.33 | 971.4286 | 276.2293
| 6530 | 772.3844 | 762.5799 | 850.7045 | 762.5799 | 762.5799 | 850.7045 | 762.5799 | 762.5799 | 850.7045 | 762.5799 | 990.4762 | 319.4488 | 762.5799 | 850.7045 | 762.5799 | 6530 | 762.5799 | 850.7045 | 990.4762 | 319.4488 | 3540 | 5579 | 1016 | 5076 | 3986 | 3441 | 8592 | 2379 | 689.4314 | 832.3148 | 971.4286 | 276.2293
| 6531 | 780.2058 | 758.735 | 850.2253 | 758.735 | 758.735 | 850.2253 | 758.735 | 758.735 | 850.2253 | 758.735 | 975.5102 | 476.5894 | 758.735 | 850.2253 | 758.735 | 6531 | 758.735 | 850.2253 | 975.5102 | 476.5894 | 3662 | 5606 | 5373 | 2202 | 585 | 5555 | 8566 | 2373 | 689.4314 | 832.2928 | 971.4286 | 276.2293
| 6532 | 764.8509 | 749.9399 | 841.8466 | 749.9399 | 749.9399 | 841.8466 | 749.9399 | 749.9399 | 841.8466 | 749.9399 | 979.5918 | 361.4156 | 749.9399 | 841.8466 | 749.9399 | 6532 | 749.9399 | 841.8466 | 979.5918 | 361.4156 | 4012 | 6121 | 4064 | 4241 | 5513 | 2554 | 8529 | 2086 | 689.3834 | 832.2808 | 971.4286 | 276.2293
| 6533 | 789.8429 | 757.5335 | 846.8844 | 757.5335 | 757.5335 | 846.8844 | 757.5335 | 757.5335 | 846.8844 | 757.5335 | 985.034 | 624.9609 | 757.5335 | 846.8844 | 757.5335 | 6533 | 757.5335 | 846.8844 | 985.034 | 624.9609 | 3717 | 5840 | 2164 | 657 | 6233 | 950 | 8507 | 651 | 689.3353 | 832.2655 | 971.4286 | 276.2293
| 6534 | 759.7213 | 741.8657 | 851.6637 | 741.8657 | 741.8657 | 851.6637 | 741.8657 | 741.8657 | 851.6637 | 741.8657 | 965.9864 | 328.5312 | 741.8657 | 851.6637 | 741.8657 | 6534 | 741.8657 | 851.6637 | 965.9864 | 328.5312 | 4325 | 5516 | 7825 | 4868 | 737 | 5447 | 8470 | 555 | 689.3353 | 832.2592 | 971.4286 | 276.2293
| 6535 | 726.9835 | 679.6751 | 852.686 | 679.6751 | 679.6751 | 852.686 | 679.6751 | 679.6751 | 852.686 | 679.6751 | 978.2313 | 351.3937 | 679.6751 | 852.686 | 679.6751 | 6535 | 679.6751 | 852.686 | 978.2313 | 351.3937 | 6962 | 5445 | 4383 | 4430 | 8674 | 6626 | 8450 | 114 | 689.2873 | 832.2434 | 971.4286 | 276.2293
| 6536 | 746.9191 | 721.1515 | 846.8919 | 721.1515 | 721.1515 | 846.8919 | 721.1515 | 721.1515 | 846.8919 | 721.1515 | 980.9524 | 319.1356 | 721.1515 | 846.8919 | 721.1515 | 6536 | 721.1515 | 846.8919 | 980.9524 | 319.1356 | 5187 | 5839 | 3703 | 5081 | 7398 | 5333 | 8444 | 110 | 689.2392 | 832.2384 | 971.4286 | 276.2293
| 6537 | 782.599 | 747.0563 | 849.2335 | 747.0563 | 747.0563 | 849.2335 | 747.0563 | 747.0563 | 849.2335 | 747.0563 | 982.3129 | 600.689 | 747.0563 | 849.2335 | 747.0563 | 6537 | 747.0563 | 849.2335 | 982.3129 | 600.689 | 4117 | 5702 | 3211 | 832 | 6897 | 5103 | 8424 | 7947 | 689.2392 | 832.2384 | 971.4286 | 276.0335
| 6538 | 773.4045 | 738.5976 | 866.3873 | 738.5976 | 738.5976 | 866.3873 | 738.5976 | 738.5976 | 866.3873 | 738.5976 | 978.2313 | 475.1018 | 738.5976 | 866.3873 | 738.5976 | 6538 | 738.5976 | 866.3873 | 978.2313 | 475.1018 | 4445 | 4513 | 4382 | 2224 | 752 | 6218 | 8398 | 8380 | 689.2392 | 832.2353 | 971.4286 | 275.9161
| 6539 | 787.6404 | 761.2342 | 854.1869 | 761.2342 | 761.2342 | 854.1869 | 761.2342 | 761.2342 | 854.1869 | 761.2342 | 974.1497 | 546.1948 | 761.2342 | 854.1869 | 761.2342 | 6539 | 761.2342 | 854.1869 | 974.1497 | 546.1948 | 3587 | 5367 | 5793 | 1338 | 342 | 7042 | 8361 | 8354 | 689.2392 | 832.2092 | 971.4286 | 275.9161
| 6540 | 789.8618 | 758.9753 | 866.0558 | 758.9753 | 758.9753 | 866.0558 | 758.9753 | 758.9753 | 866.0558 | 758.9753 | 983.6735 | 538.3652 | 758.9753 | 866.0558 | 758.9753 | 6540 | 758.9754 | 866.0559 | 983.6735 | 538.3652 | 3658 | 4548 | 2574 | 1424 | 8270 | 6596 | 8339 | 3918 | 689.1911 | 832.2092 | 971.4286 | 275.9161
| 6541 | 779.5105 | 747.7772 | 865.9619 | 747.7772 | 747.7772 | 865.9619 | 747.7772 | 747.7772 | 865.9619 | 747.7772 | 965.9864 | 501.0961 | 747.7772 | 865.9619 | 747.7772 | 6541 | 747.7772 | 865.9619 | 965.9864 | 501.0962 | 4089 | 4558 | 7824 | 1875 | 5506 | 6506 | 8302 | 1881 | 689.1911 | 832.1891 | 971.4286 | 275.9161
| 6542 | 782.5028 | 760.7055 | 876.2952 | 760.7055 | 760.7055 | 876.2952 | 760.7055 | 760.7055 | 876.2952 | 760.7055 | 991.8367 | 372.3771 | 760.7055 | 876.2952 | 760.7055 | 6542 | 760.7055 | 876.2952 | 991.8367 | 372.3771 | 3605 | 3865 | 796 | 4013 | 4088 | 5551 | 8282 | 1344 | 689.1911 | 832.1149 | 971.4286 | 275.9161
| 6543 | 789.7868 | 755.563 | 869.1292 | 755.563 | 755.563 | 869.1292 | 755.563 | 755.563 | 869.1292 | 755.563 | 970.068 | 565.9255 | 755.563 | 869.1292 | 755.563 | 6543 | 755.563 | 869.1293 | 970.068 | 565.9255 | 3806 | 4322 | 6992 | 1136 | 6820 | 2384 | 8276 | 1248 | 689.1431 | 832.1081 | 971.4286 | 275.9161
| 6544 | 761.0755 | 704.2822 | 854.1766 | 704.2822 | 704.2822 | 854.1766 | 704.2822 | 704.2822 | 854.1766 | 704.2822 | 983.6735 | 620.4197 | 704.2822 | 854.1766 | 704.2822 | 6544 | 704.2822 | 854.1766 | 983.6735 | 620.4197 | 5906 | 5369 | 2573 | 683 | 5508 | 6870 | 8256 | 8186 | 689.095 | 832.1053 | 971.4286 | 275.6029
| 6545 | 791.7322 | 766.0403 | 858.4429 | 766.0403 | 766.0403 | 858.4429 | 766.0403 | 766.0403 | 858.4429 | 766.0403 | 989.1156 | 533.041 | 766.0403 | 858.4429 | 766.0403 | 6545 | 766.0403 | 858.4429 | 989.1157 | 533.041 | 3430 | 5094 | 1161 | 1489 | 5191 | 6457 | 8232 | 8119 | 689.095 | 832.1011 | 971.4286 | 275.6029
| 6546 | 813.8618 | 809.3911 | 844.0841 | 809.3911 | 809.3911 | 844.0841 | 809.3911 | 809.3911 | 844.0841 | 809.3911 | 982.3129 | 560.2881 | 809.3911 | 844.0841 | 809.3911 | 6546 | 809.3911 | 844.0841 | 982.3129 | 560.2881 | 1923 | 5991 | 3210 | 1192 | 4143 | 3777 | 8206 | 8116 | 689.047 | 832.0159 | 971.4286 | 275.6029
| 6547 | 864.1935 | 899.8895 | 844.1025 | 899.8895 | 899.8895 | 844.1025 | 899.8895 | 899.8895 | 844.1025 | 899.8895 | 982.3129 | 540.8707 | 899.8895 | 844.1025 | 899.8895 | 6547 | 899.8895 | 844.1025 | 982.3129 | 540.8707 | 481 | 5990 | 3209 | 1395 | 6928 | 6316 | 8169 | 8067 | 688.9989 | 832.0035 | 971.4286 | 275.6029
| 6548 | 854.2291 | 900.9468 | 866.2723 | 900.9468 | 900.9468 | 866.2723 | 900.9468 | 900.9468 | 866.2723 | 900.9468 | 991.8367 | 294.7072 | 900.9468 | 866.2723 | 900.9468 | 6548 | 900.9468 | 866.2723 | 991.8367 | 294.7072 | 471 | 4531 | 795 | 5803 | 5821 | 5870 | 8147 | 8021 | 688.9989 | 832.0035 | 971.4286 | 275.6029
| 6549 | 853.2327 | 901.6677 | 852.2977 | 901.6677 | 901.6677 | 852.2977 | 901.6677 | 901.6677 | 852.2977 | 901.6677 | 974.1497 | 348.575 | 901.6677 | 852.2977 | 901.6677 | 6549 | 901.6677 | 852.2977 | 974.1497 | 348.575 | 463 | 5468 | 5792 | 4490 | 4311 | 974 | 8110 | 7828 | 688.9989 | 831.8777 | 971.4286 | 275.6029
| 6550 | 792.7313 | 773.1533 | 855.1893 | 773.1533 | 773.1533 | 855.1893 | 773.1533 | 773.1533 | 855.1893 | 773.1533 | 971.4286 | 520.8268 | 773.1533 | 855.1893 | 773.1533 | 6550 | 773.1533 | 855.1893 | 971.4286 | 520.8268 | 3131 | 5300 | 6615 | 1629 | 5434 | 6157 | 8090 | 7445 | 688.9508 | 831.8718 | 971.4286 | 275.6029
| 6551 | 758.1832 | 723.122 | 842.779 | 723.122 | 723.122 | 842.779 | 723.122 | 723.122 | 842.779 | 723.122 | 987.7551 | 470.7172 | 723.122 | 842.779 | 723.122 | 6551 | 723.122 | 842.779 | 987.7551 | 470.7172 | 5088 | 6070 | 1448 | 2290 | 1828 | 939 | 8084 | 6212 | 688.9508 | 831.8538 | 971.4286 | 275.6029
| 6552 | 763.3482 | 746.0951 | 836.1609 | 746.0951 | 746.0951 | 836.1609 | 746.0951 | 746.0951 | 836.1609 | 746.0951 | 978.2313 | 395.2396 | 746.0951 | 836.1609 | 746.0951 | 6552 | 746.0951 | 836.1609 | 978.2313 | 395.2396 | 4145 | 6386 | 4381 | 3571 | 8604 | 6284 | 8064 | 5448 | 688.9028 | 831.8512 | 971.4286 | 275.6029
| 6553 | 765.2141 | 718.9407 | 843.6213 | 718.9407 | 718.9407 | 843.6213 | 718.9407 | 718.9407 | 843.6213 | 718.9407 | 989.1156 | 597.8703 | 718.9407 | 843.6213 | 718.9407 | 6553 | 718.9407 | 843.6213 | 989.1157 | 597.8703 | 5274 | 6016 | 1160 | 853 | 5791 | 830 | 8038 | 2387 | 688.9028 | 831.8404 | 971.4286 | 275.6029
| 6554 | 746.013 | 711.7797 | 842.817 | 711.7797 | 711.7797 | 842.817 | 711.7797 | 711.7797 | 842.817 | 711.7797 | 972.7891 | 405.8879 | 711.7797 | 842.817 | 711.7797 | 6554 | 711.7797 | 842.817 | 972.7891 | 405.8879 | 5559 | 6067 | 6210 | 3376 | 3705 | 954 | 8003 | 1494 | 688.9028 | 831.8227 | 971.4286 | 275.6029
| 6555 | 754.9885 | 710.1937 | 845.7882 | 710.1937 | 710.1937 | 845.7882 | 710.1937 | 710.1937 | 845.7882 | 710.1937 | 987.7551 | 517.3818 | 710.1937 | 845.7882 | 710.1937 | 6555 | 710.1937 | 845.7882 | 987.7551 | 517.3818 | 5634 | 5915 | 1447 | 1678 | 3803 | 7538 | 7966 | 1391 | 688.8787 | 831.8107 | 971.4286 | 275.6029
| 6556 | 756.761 | 718.2679 | 837.0153 | 718.2679 | 718.2679 | 837.0153 | 718.2679 | 718.2679 | 837.0153 | 718.2679 | 991.8367 | 508.6126 | 718.2679 | 837.0153 | 718.2679 | 6556 | 718.2679 | 837.0153 | 991.8367 | 508.6126 | 5307 | 6357 | 794 | 1782 | 7351 | 7308 | 7946 | 650 | 688.8547 | 831.8107 | 971.4286 | 275.6029
| 6557 | 740.4797 | 704.6186 | 843.5664 | 704.6186 | 704.6186 | 843.5664 | 704.6186 | 704.6186 | 843.5664 | 704.6186 | 972.7891 | 382.7122 | 704.6186 | 843.5664 | 704.6186 | 6557 | 704.6186 | 843.5664 | 972.7891 | 382.7122 | 5891 | 6023 | 6209 | 3795 | 6902 | 252 | 7940 | 583 | 688.8547 | 831.8107 | 971.4286 | 275.6029
| 6558 | 704.3505 | 650.9348 | 849.4506 | 650.9348 | 650.9348 | 849.4506 | 650.9348 | 650.9348 | 849.4506 | 650.9348 | 985.034 | 270.5919 | 650.9348 | 849.4506 | 650.9348 | 6558 | 650.9348 | 849.4506 | 985.034 | 270.5919 | 7821 | 5680 | 2163 | 6738 | 5652 | 5985 | 7920 | 580 | 688.8547 | 831.804 | 971.4286 | 275.6029
| 6559 | 703.0996 | 616.4272 | 849.8387 | 616.4272 | 616.4272 | 849.8387 | 616.4272 | 616.4272 | 849.8387 | 616.4272 | 975.5102 | 537.1124 | 616.4272 | 849.8387 | 616.4272 | 6559 | 616.4272 | 849.8387 | 975.5102 | 537.1124 | 8449 | 5642 | 5372 | 1445 | 5213 | 1043 | 7894 | 531 | 688.8547 | 831.7896 | 971.4286 | 275.6029
| 6560 | 714.0669 | 641.9474 | 844.6166 | 641.9474 | 641.9474 | 844.6166 | 641.9474 | 641.9474 | 844.6166 | 641.9474 | 983.6735 | 499.217 | 641.9474 | 844.6166 | 641.9474 | 6560 | 641.9474 | 844.6166 | 983.6735 | 499.217 | 8012 | 5969 | 2572 | 1898 | 295 | 5527 | 7857 | 485 | 688.8547 | 831.7597 | 971.4286 | 275.6029
| 6561 | 707.193 | 641.8994 | 837.204 | 641.8994 | 641.8994 | 837.204 | 641.8994 | 641.8994 | 837.204 | 641.8994 | 978.2313 | 438.4591 | 641.8994 | 837.204 | 641.8994 | 6561 | 641.8994 | 837.204 | 978.2313 | 438.4591 | 8013 | 6351 | 4380 | 2849 | 4492 | 5613 | 7835 | 389 | 688.8067 | 831.7526 | 971.4286 | 275.6029
| 6562 | 729.5927 | 645.1194 | 844.5685 | 645.1194 | 645.1194 | 844.5685 | 645.1194 | 645.1194 | 844.5685 | 645.1194 | 978.2313 | 696.8368 | 645.1194 | 844.5685 | 645.1194 | 6562 | 645.1194 | 844.5685 | 978.2313 | 696.8368 | 7944 | 5972 | 4379 | 294 | 3433 | 5497 | 7798 | 6246 | 688.8067 | 831.6817 | 971.4286 | 275.4463
| 6563 | 730.0972 | 653.9145 | 843.5447 | 653.9145 | 653.9145 | 843.5447 | 653.9145 | 653.9145 | 843.5447 | 653.9145 | 974.1497 | 641.7163 | 653.9145 | 843.5447 | 653.9145 | 6563 | 653.9146 | 843.5447 | 974.1497 | 641.7163 | 7743 | 6028 | 5791 | 541 | 4209 | 6456 | 7778 | 8216 | 688.7586 | 831.6724 | 971.4286 | 275.2897
| 6564 | 710.8872 | 634.2096 | 845.8878 | 634.2096 | 634.2096 | 845.8878 | 634.2096 | 634.2096 | 845.8878 | 634.2096 | 976.8707 | 518.3213 | 634.2096 | 845.8878 | 634.2096 | 6564 | 634.2096 | 845.8878 | 976.8708 | 518.3213 | 8161 | 5910 | 4954 | 1660 | 3056 | 2217 | 7772 | 7997 | 688.7586 | 831.6578 | 971.4286 | 275.2897
| 6565 | 729.6627 | 649.0124 | 837.3897 | 649.0124 | 649.0124 | 837.3897 | 649.0124 | 649.0124 | 837.3897 | 649.0124 | 983.6735 | 689.9468 | 649.0124 | 837.3897 | 649.0124 | 6565 | 649.0124 | 837.3897 | 983.6735 | 689.9468 | 7870 | 6344 | 2571 | 321 | 5210 | 161 | 7752 | 7552 | 688.7105 | 831.6528 | 971.4286 | 275.2897
| 6566 | 713.1207 | 662.95 | 843.0676 | 662.95 | 662.95 | 843.0676 | 662.95 | 662.95 | 843.0676 | 662.95 | 983.6735 | 324.1466 | 662.95 | 843.0676 | 662.95 | 6566 | 662.95 | 843.0676 | 983.6735 | 324.1466 | 7502 | 6056 | 2570 | 4966 | 6257 | 8424 | 7726 | 7450 | 688.6625 | 831.6527 | 971.4286 | 275.2897
| 6567 | 746.6579 | 694.8142 | 847.0357 | 694.8142 | 694.8142 | 847.0357 | 694.8142 | 694.8142 | 847.0357 | 694.8142 | 970.068 | 536.4861 | 694.8142 | 847.0357 | 694.8142 | 6567 | 694.8143 | 847.0357 | 970.068 | 536.4861 | 6297 | 5833 | 6991 | 1451 | 4478 | 6505 | 7689 | 6607 | 688.6625 | 831.6416 | 971.4286 | 275.2897
| 6568 | 740.5214 | 686.5478 | 860.1208 | 686.5478 | 686.5478 | 860.1208 | 686.5478 | 686.5478 | 860.1208 | 686.5478 | 976.8707 | 457.5634 | 686.5478 | 860.1208 | 686.5478 | 6568 | 686.5478 | 860.1208 | 976.8708 | 457.5634 | 6673 | 4973 | 4953 | 2526 | 1880 | 6422 | 7667 | 6142 | 688.6625 | 831.5478 | 971.4286 | 275.2897
| 6569 | 739.9265 | 674.2442 | 856.6246 | 674.2442 | 674.2442 | 856.6246 | 674.2442 | 674.2442 | 856.6246 | 674.2442 | 978.2313 | 560.2881 | 674.2442 | 856.6246 | 674.2442 | 6569 | 674.2443 | 856.6246 | 978.2313 | 560.2881 | 7171 | 5213 | 4378 | 1191 | 1547 | 803 | 7630 | 2831 | 688.6625 | 831.5068 | 971.4286 | 275.2897
| 6570 | 764.8286 | 731.4846 | 849.0022 | 731.4846 | 731.4846 | 849.0022 | 731.4846 | 731.4846 | 849.0022 | 731.4846 | 983.6735 | 476.0413 | 731.4846 | 849.0022 | 731.4846 | 6570 | 731.4846 | 849.0022 | 983.6735 | 476.0413 | 4762 | 5721 | 2569 | 2210 | 8184 | 6112 | 7610 | 2331 | 688.6144 | 831.5019 | 971.4286 | 275.2897
| 6571 | 822.7347 | 814.3413 | 872.9719 | 814.3413 | 814.3413 | 872.9719 | 814.3413 | 814.3413 | 872.9719 | 814.3413 | 927.8912 | 583.777 | 814.3413 | 872.9719 | 814.3413 | 6571 | 814.3413 | 872.9719 | 927.8912 | 583.777 | 1789 | 4082 | 8721 | 975 | 7279 | 6621 | 7604 | 2212 | 688.6144 | 831.485 | 971.4286 | 275.2897
| 6572 | 822.9451 | 850.8675 | 868.5913 | 850.8675 | 850.8675 | 868.5913 | 850.8675 | 850.8675 | 868.5913 | 850.8675 | 968.7075 | 271.2183 | 850.8675 | 868.5913 | 850.8675 | 6572 | 850.8675 | 868.5913 | 968.7075 | 271.2183 | 1033 | 4367 | 7343 | 6710 | 648 | 8432 | 7584 | 1389 | 688.6144 | 831.4714 | 971.4286 | 275.2897
| 6573 | 809.211 | 824.338 | 879.2235 | 824.338 | 824.338 | 879.2235 | 824.338 | 824.338 | 879.2235 | 824.338 | 960.5442 | 256.8118 | 824.338 | 879.2235 | 824.338 | 6573 | 824.338 | 879.2235 | 960.5442 | 256.8118 | 1518 | 3657 | 8214 | 7211 | 5651 | 6299 | 7558 | 1345 | 688.5664 | 831.4677 | 971.4286 | 275.2897
| 6574 | 786.2121 | 788.1963 | 867.6094 | 788.1963 | 788.1963 | 867.6094 | 788.1963 | 788.1963 | 867.6094 | 788.1963 | 974.1497 | 256.8118 | 788.1963 | 867.6094 | 788.1963 | 6574 | 788.1963 | 867.6094 | 974.1497 | 256.8118 | 2608 | 4431 | 5790 | 7210 | 4156 | 6627 | 7521 | 680 | 688.5664 | 831.4631 | 971.4286 | 275.2897
| 6575 | 761.8452 | 735.1853 | 861.905 | 735.1853 | 735.1853 | 861.905 | 735.1853 | 735.1853 | 861.905 | 735.1853 | 980.9524 | 355.7783 | 735.1853 | 861.905 | 735.1853 | 6575 | 735.1853 | 861.905 | 980.9524 | 355.7783 | 4599 | 4862 | 3702 | 4337 | 3639 | 6143 | 7499 | 394 | 688.5664 | 831.4502 | 971.4286 | 275.2897
| 6576 | 746.0986 | 710.9627 | 855.3473 | 710.9627 | 710.9627 | 855.3473 | 710.9627 | 710.9627 | 855.3473 | 710.9627 | 971.4286 | 364.8606 | 710.9627 | 855.3473 | 710.9627 | 6576 | 710.9627 | 855.3473 | 971.4286 | 364.8606 | 5591 | 5288 | 6614 | 4174 | 3442 | 801 | 7462 | 153 | 688.5664 | 831.4186 | 971.4286 | 275.2897
| 6577 | 733.557 | 688.0857 | 857.1813 | 688.0857 | 688.0857 | 857.1813 | 688.0857 | 688.0857 | 857.1813 | 688.0857 | 968.7075 | 367.6793 | 688.0857 | 857.1813 | 688.0857 | 6577 | 688.0857 | 857.1814 | 968.7075 | 367.6793 | 6596 | 5177 | 7342 | 4121 | 4063 | 6009 | 7442 | 8358 | 688.5183 | 831.3721 | 971.4286 | 275.2271
| 6578 | 725.5515 | 687.9416 | 841.4567 | 687.9416 | 687.9416 | 841.4567 | 687.9416 | 687.9416 | 841.4567 | 687.9416 | 967.3469 | 321.0147 | 687.9416 | 841.4567 | 687.9416 | 6578 | 687.9416 | 841.4567 | 967.3469 | 321.0147 | 6604 | 6146 | 7537 | 5033 | 4962 | 2562 | 7436 | 8381 | 688.4822 | 831.348 | 971.4286 | 274.9765
| 6579 | 709.0289 | 657.6152 | 834.5986 | 657.6152 | 657.6152 | 834.5986 | 657.6152 | 657.6152 | 834.5986 | 657.6152 | 965.9864 | 361.1024 | 657.6152 | 834.5986 | 657.6152 | 6579 | 657.6152 | 834.5986 | 965.9864 | 361.1024 | 7641 | 6440 | 7823 | 4246 | 5357 | 6204 | 7416 | 8214 | 688.4702 | 831.3098 | 971.4286 | 274.9765
| 6580 | 711.871 | 656.9904 | 828.6243 | 656.9904 | 656.9904 | 828.6243 | 656.9904 | 656.9904 | 828.6243 | 656.9904 | 963.2653 | 432.5086 | 656.9904 | 828.6243 | 656.9904 | 6580 | 656.9904 | 828.6243 | 963.2653 | 432.5086 | 7662 | 6666 | 8070 | 2958 | 4299 | 5767 | 7390 | 5570 | 688.4702 | 831.2916 | 971.4286 | 274.9765
| 6581 | 699.2695 | 650.5984 | 816.3291 | 650.5984 | 650.5984 | 816.3291 | 650.5984 | 650.5984 | 816.3291 | 650.5984 | 963.2653 | 356.4046 | 650.5984 | 816.3291 | 650.5984 | 6581 | 650.5984 | 816.3291 | 963.2653 | 356.4046 | 7828 | 6910 | 8069 | 4326 | 3459 | 8426 | 7353 | 4746 | 688.4702 | 831.262 | 971.4286 | 274.9765
| 6582 | 700.9685 | 629.7881 | 834.4812 | 629.7881 | 629.7881 | 834.4812 | 629.7881 | 629.7881 | 834.4812 | 629.7881 | 965.9864 | 471.3436 | 629.7881 | 834.4812 | 629.7881 | 6582 | 629.7881 | 834.4812 | 965.9864 | 471.3436 | 8229 | 6444 | 7822 | 2280 | 3033 | 3282 | 7331 | 4084 | 688.4702 | 831.2547 | 971.4286 | 274.9765
| 6583 | 689.2815 | 637.622 | 832.6431 | 637.622 | 637.622 | 832.6431 | 637.622 | 637.622 | 832.6431 | 637.622 | 957.8231 | 260.57 | 637.622 | 832.6431 | 637.622 | 6583 | 637.622 | 832.6431 | 957.8231 | 260.57 | 8091 | 6518 | 8357 | 7073 | 6803 | 902 | 7294 | 1887 | 688.4222 | 831.1803 | 971.4286 | 274.9765
| 6584 | 688.3243 | 644.6388 | 826.2284 | 644.6388 | 644.6388 | 826.2284 | 644.6388 | 644.6388 | 826.2284 | 644.6388 | 945.5782 | 228.9383 | 644.6388 | 826.2284 | 644.6388 | 6584 | 644.6388 | 826.2284 | 945.5782 | 228.9383 | 7949 | 6723 | 8616 | 8083 | 4682 | 6018 | 7274 | 780 | 688.3741 | 831.1116 | 971.4286 | 274.9765
| 6585 | 697.0601 | 640.2172 | 861.614 | 640.2172 | 640.2172 | 861.614 | 640.2172 | 640.2172 | 861.614 | 640.2172 | 967.3469 | 223.301 | 640.2172 | 861.614 | 640.2172 | 6585 | 640.2172 | 861.614 | 967.3469 | 223.301 | 8046 | 4881 | 7536 | 8219 | 2727 | 6669 | 7268 | 678 | 688.3741 | 831.1067 | 971.4286 | 274.9765
| 6586 | 686.4868 | 632.912 | 838.2539 | 632.912 | 632.912 | 838.2539 | 632.912 | 632.912 | 838.2539 | 632.912 | 964.6259 | 229.8779 | 632.912 | 838.2539 | 632.912 | 6586 | 632.912 | 838.2539 | 964.6259 | 229.8779 | 8179 | 6303 | 7992 | 8064 | 6221 | 955 | 7248 | 7853 | 688.3261 | 831.1027 | 971.4286 | 274.6633
| 6587 | 691.3367 | 629.1633 | 856.2518 | 629.1633 | 629.1633 | 856.2518 | 629.1633 | 629.1633 | 856.2518 | 629.1633 | 967.3469 | 253.0536 | 629.1633 | 856.2518 | 629.1633 | 6587 | 629.1633 | 856.2518 | 967.3469 | 253.0536 | 8240 | 5242 | 7535 | 7343 | 4181 | 5377 | 7222 | 7821 | 688.326 | 831.0552 | 971.4286 | 274.6633
| 6588 | 659.0171 | 612.0536 | 774.3964 | 612.0536 | 612.0536 | 774.3964 | 612.0536 | 612.0536 | 774.3964 | 612.0536 | 978.2313 | 253.9931 | 612.0536 | 774.3964 | 612.0536 | 6588 | 612.0536 | 774.3964 | 978.2313 | 253.9931 | 8502 | 7217 | 4377 | 7308 | 5512 | 6515 | 7185 | 6415 | 688.278 | 830.9878 | 971.4286 | 274.6633
| 6589 | 690.0316 | 620.7526 | 868.5297 | 620.7526 | 620.7526 | 868.5297 | 620.7526 | 620.7526 | 868.5297 | 620.7526 | 970.068 | 250.2349 | 620.7526 | 868.5297 | 620.7526 | 6589 | 620.7526 | 868.5297 | 970.068 | 250.2349 | 8400 | 4375 | 6990 | 7455 | 712 | 5362 | 7163 | 5557 | 688.2299 | 830.9263 | 971.4286 | 274.6633
| 6590 | 692.8978 | 636.9491 | 847.8883 | 636.9491 | 636.9491 | 847.8883 | 636.9491 | 636.9491 | 847.8883 | 636.9491 | 974.1497 | 239.2734 | 636.9491 | 847.8883 | 636.9491 | 6590 | 636.9491 | 847.8883 | 974.1497 | 239.2734 | 8116 | 5782 | 5789 | 7809 | 4421 | 6020 | 7126 | 4914 | 688.1819 | 830.9203 | 971.4286 | 274.6633
| 6591 | 688.165 | 630.509 | 841.4904 | 630.509 | 630.509 | 841.4904 | 630.509 | 630.509 | 841.4904 | 630.509 | 972.7891 | 251.4876 | 630.509 | 841.4904 | 630.509 | 6591 | 630.509 | 841.4904 | 972.7891 | 251.4876 | 8220 | 6145 | 6208 | 7409 | 4020 | 6288 | 7106 | 4303 | 688.1819 | 830.8963 | 971.4286 | 274.6633
| 6592 | 703.917 | 652.6169 | 856.2968 | 652.6169 | 652.6169 | 856.2968 | 652.6169 | 652.6169 | 856.2968 | 652.6169 | 970.068 | 238.647 | 652.6169 | 856.2968 | 652.6169 | 6592 | 652.6169 | 856.2968 | 970.068 | 238.647 | 7780 | 5237 | 6989 | 7832 | 3421 | 6273 | 7100 | 1510 | 688.1578 | 830.8595 | 971.4286 | 274.6633
| 6593 | 720.0331 | 679.0503 | 858.0575 | 679.0503 | 679.0503 | 858.0575 | 679.0503 | 679.0503 | 858.0575 | 679.0503 | 976.8707 | 238.9602 | 679.0503 | 858.0575 | 679.0503 | 6593 | 679.0503 | 858.0575 | 976.8708 | 238.9602 | 6985 | 5125 | 4952 | 7819 | 6063 | 5163 | 7080 | 1486 | 688.1338 | 830.8336 | 971.4286 | 274.6633
| 6594 | 751.6622 | 744.6532 | 838.2581 | 744.6532 | 744.6532 | 838.2581 | 744.6532 | 744.6532 | 838.2581 | 744.6532 | 976.8707 | 236.1416 | 744.6532 | 838.2581 | 744.6532 | 6594 | 744.6532 | 838.2581 | 976.8708 | 236.1416 | 4195 | 6300 | 4951 | 7899 | 3993 | 6073 | 7054 | 1109 | 688.1338 | 830.8176 | 971.4286 | 274.6633
| 6595 | 777.5928 | 786.1777 | 852.0862 | 786.1777 | 786.1777 | 852.0862 | 786.1777 | 786.1777 | 852.0862 | 786.1777 | 956.4626 | 232.0702 | 786.1777 | 852.0862 | 786.1777 | 6595 | 786.1777 | 852.0862 | 956.4626 | 232.0702 | 2670 | 5484 | 8422 | 8010 | 3416 | 5843 | 7017 | 7182 | 688.1338 | 830.8176 | 971.4286 | 274.4872
| 6596 | 794.4473 | 821.1179 | 832.2092 | 821.1179 | 821.1179 | 832.2092 | 821.1179 | 821.1179 | 832.2092 | 821.1179 | 971.4286 | 253.0536 | 821.1179 | 832.2092 | 821.1179 | 6596 | 821.1179 | 832.2092 | 971.4286 | 253.0536 | 1604 | 6540 | 6613 | 7342 | 6577 | 5709 | 6995 | 7465 | 688.0857 | 830.8032 | 971.4286 | 274.3501
| 6597 | 806.2636 | 813.284 | 843.115 | 813.284 | 813.284 | 843.115 | 813.284 | 813.284 | 843.115 | 813.284 | 975.5102 | 433.4482 | 813.284 | 843.115 | 813.284 | 6597 | 813.284 | 843.115 | 975.5102 | 433.4482 | 1816 | 6052 | 5371 | 2932 | 6400 | 3287 | 6958 | 7328 | 688.0857 | 830.7634 | 971.4286 | 274.3501
| 6598 | 755.4861 | 742.9231 | 848.8604 | 742.9231 | 742.9231 | 848.8604 | 742.9231 | 742.9231 | 848.8604 | 742.9231 | 983.6735 | 254.3063 | 742.9231 | 848.8604 | 742.9231 | 6598 | 742.9231 | 848.8604 | 983.6735 | 254.3063 | 4274 | 5731 | 2568 | 7295 | 5592 | 7454 | 6938 | 5393 | 688.0857 | 830.7508 | 971.4286 | 274.3501
| 6599 | 749.6088 | 714.8556 | 841.44 | 714.8556 | 714.8556 | 841.44 | 714.8556 | 714.8556 | 841.44 | 714.8556 | 983.6735 | 426.2449 | 714.8556 | 841.44 | 714.8556 | 6599 | 714.8556 | 841.44 | 983.6735 | 426.2449 | 5428 | 6150 | 2567 | 3057 | 4306 | 398 | 6932 | 4254 | 688.0377 | 830.7508 | 971.4286 | 274.3501
| 6600 | 725.7977 | 683.2797 | 833.7942 | 683.2797 | 683.2797 | 833.7942 | 683.2797 | 683.2797 | 833.7942 | 683.2797 | 975.5102 | 384.2442 | 683.2797 | 833.7942 | 683.2797 | 6600 | 683.2797 | 833.7942 | 975.5102 | 384.2442 | 6815 | 6480 | 5370 | 3775 | 5280 | 5550 | 6912 | 2085 | 687.9896 | 830.7438 | 971.4286 | 274.3501
| 6601 | 728.8316 | 671.6009 | 844.1847 | 671.6009 | 671.6009 | 844.1847 | 671.6009 | 671.6009 | 844.1847 | 671.6009 | 970.068 | 484.0276 | 671.6009 | 844.1847 | 671.6009 | 6601 | 671.6009 | 844.1847 | 970.068 | 484.0276 | 7252 | 5984 | 6988 | 2100 | 5002 | 6225 | 6886 | 1721 | 687.9896 | 830.7153 | 971.4286 | 274.3501
| 6602 | 717.9177 | 661.7485 | 848.8008 | 661.7485 | 661.7485 | 848.8008 | 661.7485 | 661.7485 | 848.8008 | 661.7485 | 971.4286 | 390.2286 | 661.7485 | 848.8008 | 661.7485 | 6602 | 661.7485 | 848.8008 | 971.4286 | 390.2286 | 7536 | 5737 | 6612 | 3665 | 1759 | 7502 | 6849 | 1711 | 687.9896 | 830.6053 | 971.4286 | 274.3501
| 6603 | 712.4418 | 647.2822 | 842.3631 | 647.2822 | 647.2822 | 842.3631 | 647.2822 | 647.2822 | 842.3631 | 647.2822 | 967.3469 | 459.1293 | 647.2822 | 842.3631 | 647.2822 | 6603 | 647.2822 | 842.3631 | 967.3469 | 459.1294 | 7904 | 6097 | 7534 | 2500 | 218 | 446 | 6827 | 1639 | 687.9896 | 830.6053 | 971.4286 | 274.3501
| 6604 | 719.1324 | 648.2914 | 847.3411 | 648.2914 | 648.2914 | 847.3411 | 648.2914 | 648.2914 | 847.3411 | 648.2914 | 974.1497 | 518.0081 | 648.2914 | 847.3411 | 648.2914 | 6604 | 648.2914 | 847.3411 | 974.1497 | 518.0081 | 7890 | 5811 | 5788 | 1668 | 6578 | 2535 | 6790 | 1440 | 687.9416 | 830.6007 | 971.4286 | 274.3501
| 6605 | 719.7562 | 680.1557 | 855.6875 | 680.1557 | 680.1557 | 855.6875 | 680.1557 | 680.1557 | 855.6875 | 680.1557 | 975.5102 | 237.0811 | 680.1557 | 855.6875 | 680.1557 | 6605 | 680.1557 | 855.6875 | 975.5102 | 237.0811 | 6943 | 5269 | 5369 | 7873 | 6056 | 5504 | 6770 | 409 | 687.9416 | 830.5594 | 971.4286 | 274.3501
| 6606 | 707.0469 | 669.342 | 826.6417 | 669.342 | 669.342 | 826.6417 | 669.342 | 669.342 | 826.6417 | 669.342 | 983.6735 | 253.6799 | 669.342 | 826.6417 | 669.342 | 6606 | 669.3421 | 826.6418 | 983.6735 | 253.6799 | 7327 | 6709 | 2566 | 7323 | 5315 | 6076 | 6764 | 272 | 687.9416 | 830.5281 | 971.4286 | 274.3501
| 6607 | 716.3221 | 677.0318 | 838.663 | 677.0318 | 677.0318 | 838.663 | 677.0318 | 677.0318 | 838.663 | 677.0318 | 982.3129 | 275.2897 | 677.0318 | 838.663 | 677.0318 | 6607 | 677.0318 | 838.663 | 982.3129 | 275.2897 | 7057 | 6279 | 3208 | 6567 | 2889 | 5846 | 6744 | 7895 | 687.9416 | 830.5281 | 971.4286 | 274.037
| 6608 | 719.5394 | 682.9913 | 844.9756 | 682.9913 | 682.9913 | 844.9756 | 682.9913 | 682.9913 | 844.9756 | 682.9913 | 978.2313 | 251.4876 | 682.9913 | 844.9756 | 682.9913 | 6608 | 682.9913 | 844.9757 | 978.2313 | 251.4876 | 6828 | 5954 | 4376 | 7408 | 4545 | 5708 | 6718 | 1488 | 687.8935 | 830.4906 | 971.4286 | 274.037
| 6609 | 748.9127 | 702.504 | 866.396 | 702.504 | 702.504 | 866.396 | 702.504 | 702.504 | 866.396 | 702.504 | 982.3129 | 416.8494 | 702.504 | 866.396 | 702.504 | 6609 | 702.504 | 866.396 | 982.3129 | 416.8494 | 5988 | 4512 | 3207 | 3209 | 2075 | 5164 | 6681 | 8306 | 687.8935 | 830.4713 | 971.4286 | 273.8334
| 6610 | 756.8543 | 723.5546 | 843.0836 | 723.5546 | 723.5546 | 843.0836 | 723.5546 | 723.5546 | 843.0836 | 723.5546 | 986.3946 | 448.7942 | 723.5546 | 843.0836 | 723.5546 | 6610 | 723.5546 | 843.0836 | 986.3946 | 448.7942 | 5075 | 6054 | 1810 | 2682 | 3800 | 7008 | 6659 | 8593 | 687.8695 | 830.45 | 971.4286 | 273.7238
| 6611 | 772.9012 | 725.7173 | 842.2317 | 725.7173 | 725.7173 | 842.2317 | 725.7173 | 725.7173 | 842.2317 | 725.7173 | 982.3129 | 663.6392 | 725.7173 | 842.2317 | 725.7173 | 6611 | 725.7173 | 842.2317 | 982.3129 | 663.6392 | 4982 | 6103 | 3206 | 433 | 6463 | 2625 | 6622 | 8445 | 687.8454 | 830.413 | 971.4286 | 273.7238
| 6612 | 746.3627 | 713.7021 | 841.7324 | 713.7021 | 713.7021 | 841.7324 | 713.7021 | 713.7021 | 841.7324 | 713.7021 | 978.2313 | 394.3 | 713.7021 | 841.7324 | 713.7021 | 6612 | 713.7021 | 841.7324 | 978.2313 | 394.3 | 5477 | 6127 | 4375 | 3592 | 3988 | 5943 | 6602 | 8143 | 687.8454 | 830.4078 | 971.4286 | 273.7238
| 6613 | 760.8196 | 727.1111 | 851.1316 | 727.1111 | 727.1111 | 851.1316 | 727.1111 | 727.1111 | 851.1316 | 727.1111 | 980.9524 | 449.1074 | 727.1111 | 851.1316 | 727.1111 | 6613 | 727.1111 | 851.1316 | 980.9524 | 449.1074 | 4919 | 5554 | 3701 | 2677 | 7016 | 778 | 6596 | 7469 | 687.7974 | 830.3629 | 971.4286 | 273.7238
| 6614 | 742.9752 | 702.4078 | 879.3446 | 702.4078 | 702.4078 | 879.3446 | 702.4078 | 702.4078 | 879.3446 | 702.4078 | 980.9524 | 284.0589 | 702.4078 | 879.3446 | 702.4078 | 6614 | 702.4079 | 879.3446 | 980.9524 | 284.0589 | 5992 | 3649 | 3700 | 6208 | 6901 | 5418 | 6576 | 7280 | 687.7974 | 830.319 | 971.4286 | 273.7238
| 6615 | 769.2541 | 739.703 | 849.758 | 739.703 | 739.703 | 849.758 | 739.703 | 739.703 | 849.758 | 739.703 | 972.7891 | 480.1127 | 739.703 | 849.758 | 739.703 | 6615 | 739.703 | 849.758 | 972.7891 | 480.1128 | 4406 | 5650 | 6207 | 2149 | 7325 | 6222 | 6550 | 6871 | 687.7493 | 830.2966 | 971.4286 | 273.7238
| 6616 | 769.8319 | 751.2856 | 850.0924 | 751.2856 | 751.2856 | 850.0924 | 751.2856 | 751.2856 | 850.0924 | 751.2856 | 975.5102 | 391.4814 | 751.2856 | 850.0924 | 751.2856 | 6616 | 751.2856 | 850.0924 | 975.5102 | 391.4814 | 3964 | 5623 | 5368 | 3644 | 5266 | 938 | 6513 | 4297 | 687.7493 | 830.2859 | 971.4286 | 273.7238
| 6617 | 807.708 | 748.9306 | 861.4632 | 748.9306 | 748.9306 | 861.4632 | 748.9306 | 748.9306 | 861.4632 | 748.9306 | 983.6735 | 886.9402 | 748.9306 | 861.4632 | 748.9306 | 6617 | 748.9307 | 861.4632 | 983.6735 | 886.9402 | 4045 | 4893 | 2565 | 8 | 3944 | 5357 | 6491 | 4255 | 687.7493 | 830.2675 | 971.4286 | 273.7238
| 6618 | 791.9324 | 791.0319 | 849.6012 | 791.0319 | 791.0319 | 849.6012 | 791.0319 | 791.0319 | 849.6012 | 791.0319 | 967.3469 | 393.0473 | 791.0319 | 849.6012 | 791.0319 | 6618 | 791.0319 | 849.6012 | 967.3469 | 393.0473 | 2511 | 5671 | 7533 | 3615 | 2049 | 3776 | 6454 | 1491 | 687.7493 | 830.2579 | 971.4286 | 273.7238
| 6619 | 845.6718 | 888.2588 | 855.8845 | 888.2588 | 888.2588 | 855.8845 | 888.2588 | 888.2588 | 855.8845 | 888.2588 | 980.9524 | 328.8443 | 888.2588 | 855.8845 | 888.2588 | 6619 | 888.2588 | 855.8845 | 980.9524 | 328.8444 | 594 | 5260 | 3699 | 4856 | 269 | 130 | 6434 | 1077 | 687.7493 | 830.2347 | 971.4286 | 273.7238
| 6620 | 851.9068 | 898.6399 | 851.9827 | 898.6399 | 898.6399 | 851.9827 | 898.6399 | 898.6399 | 851.9827 | 898.6399 | 986.3946 | 343.2509 | 898.6399 | 851.9827 | 898.6399 | 6620 | 898.6399 | 851.9827 | 986.3946 | 343.2509 | 496 | 5493 | 1809 | 4586 | 4936 | 773 | 6428 | 607 | 687.7013 | 830.2101 | 971.4286 | 273.7238
| 6621 | 865.5889 | 897.6787 | 831.485 | 897.6787 | 897.6787 | 831.485 | 897.6787 | 897.6787 | 831.485 | 897.6787 | 982.3129 | 628.5625 | 897.6787 | 831.485 | 897.6787 | 6621 | 897.6787 | 831.485 | 982.3129 | 628.5625 | 509 | 6571 | 3205 | 633 | 3410 | 6153 | 6408 | 413 | 687.7013 | 830.1975 | 971.4286 | 273.7238
| 6622 | 822.4122 | 851.3 | 849.8349 | 851.3 | 851.3 | 849.8349 | 851.3 | 851.3 | 849.8349 | 851.3 | 971.4286 | 332.6026 | 851.3 | 849.8349 | 851.3 | 6622 | 851.3 | 849.8349 | 971.4286 | 332.6026 | 1029 | 5644 | 6611 | 4783 | 1760 | 6507 | 6382 | 7533 | 687.7013 | 830.1186 | 971.4286 | 273.4106
| 6623 | 798.7153 | 793.7713 | 837.5247 | 793.7713 | 793.7713 | 837.5247 | 793.7713 | 793.7713 | 837.5247 | 793.7713 | 985.034 | 496.7116 | 793.7713 | 837.5247 | 793.7713 | 6623 | 793.7713 | 837.5247 | 985.034 | 496.7116 | 2411 | 6337 | 2162 | 1936 | 4476 | 2241 | 6345 | 7346 | 687.6532 | 830.114 | 971.4286 | 273.4106
| 6624 | 776.2832 | 765.1271 | 842.6759 | 765.1271 | 765.1271 | 842.6759 | 765.1271 | 765.1271 | 842.6759 | 765.1271 | 987.7551 | 388.4891 | 765.1271 | 842.6759 | 765.1271 | 6624 | 765.1271 | 842.6759 | 987.7551 | 388.4891 | 3465 | 6075 | 1446 | 3690 | 3991 | 6196 | 6323 | 6140 | 687.6051 | 830.107 | 971.4286 | 273.4106
| 6625 | 778.0379 | 745.4222 | 835.2554 | 745.4222 | 745.4222 | 835.2554 | 745.4222 | 745.4222 | 835.2554 | 745.4222 | 987.7551 | 600.3758 | 745.4222 | 835.2554 | 745.4222 | 6625 | 745.4222 | 835.2554 | 987.7551 | 600.3758 | 4166 | 6415 | 1445 | 835 | 7573 | 5344 | 6286 | 1757 | 687.5571 | 830.0098 | 971.4286 | 273.4106
| 6626 | 756.2965 | 725.477 | 832.2434 | 725.477 | 725.477 | 832.2434 | 725.477 | 725.477 | 832.2434 | 725.477 | 995.9184 | 459.4425 | 725.477 | 832.2434 | 725.477 | 6626 | 725.477 | 832.2434 | 995.9184 | 459.4425 | 4991 | 6535 | 260 | 2492 | 6442 | 5641 | 6266 | 1541 | 687.5571 | 829.875 | 971.4286 | 273.4106
| 6627 | 752.1903 | 706.6372 | 831.4631 | 706.6372 | 706.6372 | 831.4631 | 706.6372 | 706.6372 | 831.4631 | 706.6372 | 994.5578 | 557.1563 | 706.6372 | 831.4631 | 706.6372 | 6627 | 706.6372 | 831.4631 | 994.5578 | 557.1563 | 5791 | 6574 | 455 | 1223 | 2389 | 6493 | 6260 | 1483 | 687.5571 | 829.854 | 971.4286 | 273.4106
| 6628 | 739.7147 | 693.805 | 838.0235 | 693.805 | 693.805 | 838.0235 | 693.805 | 693.805 | 838.0235 | 693.805 | 991.8367 | 461.6348 | 693.805 | 838.0235 | 693.805 | 6628 | 693.805 | 838.0235 | 991.8367 | 461.6348 | 6341 | 6312 | 793 | 2449 | 5401 | 2250 | 6240 | 1393 | 687.509 | 829.8377 | 971.4286 | 273.4106
| 6629 | 777.59 | 726.8227 | 843.9505 | 726.8227 | 726.8227 | 843.9505 | 726.8227 | 726.8227 | 843.9505 | 726.8227 | 991.8367 | 704.0401 | 726.8227 | 843.9505 | 726.8227 | 6629 | 726.8227 | 843.9505 | 991.8367 | 704.0401 | 4939 | 6001 | 792 | 269 | 1884 | 5597 | 6214 | 1172 | 687.509 | 829.835 | 971.4286 | 273.4106
| 6630 | 747.897 | 728.7932 | 835.9438 | 728.7932 | 728.7932 | 835.9438 | 728.7932 | 728.7932 | 835.9438 | 728.7932 | 982.3129 | 314.1246 | 728.7932 | 835.9438 | 728.7932 | 6630 | 728.7932 | 835.9438 | 982.3129 | 314.1247 | 4860 | 6392 | 3204 | 5190 | 5168 | 7453 | 6177 | 290 | 687.461 | 829.7173 | 971.4286 | 273.4106
| 6631 | 739.0273 | 683.2316 | 842.8135 | 683.2316 | 683.2316 | 842.8135 | 683.2316 | 683.2316 | 842.8135 | 683.2316 | 972.7891 | 536.4861 | 683.2316 | 842.8135 | 683.2316 | 6631 | 683.2316 | 842.8135 | 972.7891 | 536.4861 | 6817 | 6068 | 6206 | 1450 | 4469 | 397 | 6155 | 8117 | 687.461 | 829.7173 | 971.4286 | 273.0974
| 6632 | 762.205 | 693.3724 | 845.9149 | 693.3724 | 693.3724 | 845.9149 | 693.3724 | 693.3724 | 845.9149 | 693.3724 | 986.3946 | 753.8365 | 693.3724 | 845.9149 | 693.3724 | 6632 | 693.3724 | 845.9149 | 986.3946 | 753.8365 | 6359 | 5906 | 1808 | 137 | 5535 | 6294 | 6118 | 7764 | 687.3648 | 829.6908 | 971.4286 | 273.0974
| 6633 | 757.1235 | 701.3505 | 848.9636 | 701.3505 | 701.3505 | 848.9636 | 701.3505 | 701.3505 | 848.9636 | 701.3505 | 959.1837 | 633.8866 | 701.3505 | 848.9636 | 701.3505 | 6633 | 701.3505 | 848.9636 | 959.1837 | 633.8866 | 6033 | 5727 | 8305 | 600 | 3161 | 5169 | 6098 | 7748 | 687.2687 | 829.6895 | 971.4286 | 273.0974
| 6634 | 767.3092 | 709.9534 | 821.7241 | 709.9534 | 709.9534 | 821.7241 | 709.9534 | 709.9534 | 821.7241 | 709.9534 | 976.8707 | 798.9352 | 709.9534 | 821.7241 | 709.9534 | 6634 | 709.9534 | 821.7241 | 976.8708 | 798.9352 | 5648 | 6823 | 4950 | 57 | 5792 | 953 | 6092 | 7459 | 687.2207 | 829.6609 | 971.4286 | 273.0974
| 6635 | 755.7284 | 718.1718 | 789.8825 | 718.1718 | 718.1718 | 789.8825 | 718.1718 | 718.1718 | 789.8825 | 718.1718 | 985.034 | 690.2599 | 718.1718 | 789.8825 | 718.1718 | 6635 | 718.1718 | 789.8825 | 985.034 | 690.26 | 5308 | 7135 | 2161 | 320 | 5623 | 2192 | 6072 | 7449 | 687.2207 | 829.4131 | 971.4286 | 273.0974
| 6636 | 759.1265 | 705.9163 | 806.3967 | 705.9163 | 705.9163 | 806.3967 | 705.9163 | 705.9163 | 806.3967 | 705.9163 | 989.1156 | 765.7376 | 705.9163 | 806.3967 | 705.9163 | 6636 | 705.9163 | 806.3967 | 989.1157 | 765.7376 | 5834 | 7040 | 1159 | 106 | 4062 | 1917 | 6046 | 7419 | 687.2207 | 829.3681 | 971.4286 | 273.0974
| 6637 | 760.1253 | 713.2696 | 806.7495 | 713.2696 | 713.2696 | 806.7495 | 713.2696 | 713.2696 | 806.7495 | 713.2696 | 986.3946 | 722.2048 | 713.2696 | 806.7495 | 713.2696 | 6637 | 713.2696 | 806.7495 | 986.3946 | 722.2048 | 5494 | 7037 | 1807 | 207 | 3854 | 7448 | 6009 | 7347 | 687.2207 | 829.3593 | 971.4286 | 273.0974
| 6638 | 770.5504 | 726.3421 | 812.0571 | 726.3421 | 726.3421 | 812.0571 | 726.3421 | 726.3421 | 812.0571 | 726.3421 | 983.6735 | 745.0673 | 726.3421 | 812.0571 | 726.3421 | 6638 | 726.3421 | 812.0571 | 983.6735 | 745.0673 | 4951 | 6976 | 2564 | 157 | 3830 | 392 | 5987 | 7317 | 687.2207 | 829.3593 | 971.4286 | 273.0974
| 6639 | 769.5182 | 738.6937 | 809.3415 | 738.6937 | 738.6937 | 809.3415 | 738.6937 | 738.6937 | 809.3415 | 738.6937 | 987.7551 | 638.5844 | 738.6937 | 809.3415 | 738.6937 | 6639 | 738.6937 | 809.3415 | 987.7551 | 638.5844 | 4438 | 7014 | 1444 | 569 | 6988 | 8 | 5950 | 5525 | 687.1726 | 829.3422 | 971.4286 | 273.0974
| 6640 | 772.3886 | 744.1726 | 848.9874 | 744.1726 | 744.1726 | 848.9874 | 744.1726 | 744.1726 | 848.9874 | 744.1726 | 987.7551 | 476.3545 | 744.1726 | 848.9874 | 744.1726 | 6640 | 744.1726 | 848.9874 | 987.7551 | 476.3545 | 4230 | 5725 | 1443 | 2203 | 5124 | 7530 | 5930 | 4911 | 687.1726 | 829.3352 | 971.4286 | 273.0974
| 6641 | 774.9445 | 752.9678 | 838.2994 | 752.9678 | 752.9678 | 838.2994 | 752.9678 | 752.9678 | 838.2994 | 752.9678 | 1000 | 472.2831 | 752.9678 | 838.2994 | 752.9678 | 6641 | 752.9678 | 838.2994 | 1000 | 472.2831 | 3904 | 6294 | 13 | 2265 | 897 | 8623 | 5924 | 1581 | 687.1486 | 829.3051 | 971.4286 | 273.0974
| 6642 | 802.0937 | 807.7089 | 841.4419 | 807.7089 | 807.7089 | 841.4419 | 807.7089 | 807.7089 | 841.4419 | 807.7089 | 980.9524 | 420.9208 | 807.7089 | 841.4419 | 807.7089 | 6642 | 807.709 | 841.4419 | 980.9524 | 420.9208 | 1972 | 6148 | 3698 | 3142 | 6182 | 2637 | 5904 | 1197 | 687.1245 | 829.2517 | 971.4286 | 273.0974
| 6643 | 868.8129 | 900.0336 | 855.876 | 900.0336 | 900.0336 | 855.876 | 900.0336 | 900.0336 | 855.876 | 900.0336 | 995.9184 | 543.6893 | 900.0336 | 855.876 | 900.0336 | 6643 | 900.0336 | 855.876 | 995.9184 | 543.6893 | 479 | 5261 | 259 | 1363 | 5337 | 6414 | 5878 | 581 | 687.1245 | 829.2506 | 971.4286 | 273.0974
| 6644 | 894.6726 | 926.7554 | 869.6462 | 926.7554 | 926.7554 | 869.6462 | 926.7554 | 926.7554 | 869.6462 | 926.7554 | 978.2313 | 654.5568 | 926.7554 | 869.6462 | 926.7554 | 6644 | 926.7554 | 869.6462 | 978.2313 | 654.5568 | 252 | 4289 | 4374 | 469 | 4420 | 2170 | 5841 | 403 | 687.1245 | 829.2369 | 971.4286 | 273.0974
| 6645 | 828.543 | 851.4923 | 866.4056 | 851.4923 | 851.4923 | 866.4056 | 851.4923 | 851.4923 | 866.4056 | 851.4923 | 993.1973 | 328.8443 | 851.4923 | 866.4056 | 851.4923 | 6645 | 851.4923 | 866.4056 | 993.1973 | 328.8444 | 1027 | 4510 | 610 | 4855 | 5820 | 6174 | 5819 | 393 | 687.0765 | 829.1315 | 971.4286 | 273.0974
| 6646 | 877.5632 | 911.0876 | 866.3 | 911.0876 | 911.0876 | 866.3 | 911.0876 | 911.0876 | 866.3 | 911.0876 | 994.5578 | 537.4256 | 911.0876 | 866.3 | 911.0876 | 6646 | 911.0876 | 866.3 | 994.5578 | 537.4256 | 370 | 4526 | 454 | 1438 | 2527 | 6410 | 5782 | 363 | 687.0765 | 829.0972 | 971.4286 | 273.0974
| 6647 | 817.9927 | 818.6187 | 863.1377 | 818.6187 | 818.6187 | 863.1377 | 818.6187 | 818.6187 | 863.1377 | 818.6187 | 972.7891 | 477.6073 | 818.6187 | 863.1377 | 818.6187 | 6647 | 818.6187 | 863.1377 | 972.7891 | 477.6073 | 1678 | 4760 | 6205 | 2186 | 238 | 5609 | 5762 | 291 | 687.0765 | 829.0672 | 971.4286 | 273.0974
| 6648 | 794.5841 | 792.8582 | 848.8453 | 792.8582 | 792.8582 | 848.8453 | 792.8582 | 792.8582 | 848.8453 | 792.8582 | 993.1973 | 392.7341 | 792.8582 | 848.8453 | 792.8582 | 6648 | 792.8582 | 848.8453 | 993.1973 | 392.7341 | 2453 | 5734 | 609 | 3622 | 1856 | 6455 | 5756 | 261 | 686.9803 | 829.0359 | 971.4286 | 273.0974
| 6649 | 776.3833 | 763.4931 | 849.329 | 763.4931 | 763.4931 | 849.329 | 763.4931 | 763.4931 | 849.329 | 763.4931 | 990.4762 | 373.6298 | 763.4931 | 849.329 | 763.4931 | 6649 | 763.4931 | 849.329 | 990.4762 | 373.6298 | 3507 | 5696 | 1015 | 3991 | 7370 | 153 | 5736 | 8377 | 686.9323 | 828.9997 | 971.4286 | 272.7842
| 6650 | 786.1944 | 749.8919 | 853.8264 | 749.8919 | 749.8919 | 853.8264 | 749.8919 | 749.8919 | 853.8264 | 749.8919 | 998.6395 | 593.6423 | 749.8919 | 853.8264 | 749.8919 | 6650 | 749.8919 | 853.8264 | 998.6395 | 593.6423 | 4013 | 5387 | 78 | 896 | 5161 | 5482 | 5710 | 8094 | 686.9323 | 828.986 | 971.4286 | 272.7842
| 6651 | 774.1769 | 743.644 | 847.6862 | 743.644 | 743.644 | 847.6862 | 743.644 | 743.644 | 847.6862 | 743.644 | 995.9184 | 502.6621 | 743.644 | 847.6862 | 743.644 | 6651 | 743.644 | 847.6862 | 995.9184 | 502.6621 | 4247 | 5792 | 258 | 1857 | 4312 | 5795 | 5673 | 7999 | 686.9323 | 828.9753 | 971.4286 | 272.7842
| 6652 | 776.1636 | 733.7915 | 852.7668 | 733.7915 | 733.7915 | 852.7668 | 733.7915 | 733.7915 | 852.7668 | 733.7915 | 986.3946 | 598.4967 | 733.7915 | 852.7668 | 733.7915 | 6652 | 733.7915 | 852.7668 | 986.3946 | 598.4967 | 4654 | 5438 | 1806 | 840 | 314 | 6171 | 5651 | 7320 | 686.9323 | 828.8518 | 971.4286 | 272.7842
| 6653 | 787.0839 | 740.0394 | 850.3298 | 740.0394 | 740.0394 | 850.3298 | 740.0394 | 740.0394 | 850.3298 | 740.0394 | 989.1156 | 708.4247 | 740.0394 | 850.3298 | 740.0394 | 6653 | 740.0394 | 850.3298 | 989.1157 | 708.4247 | 4396 | 5600 | 1158 | 250 | 8074 | 771 | 5614 | 5580 | 686.8842 | 828.8158 | 971.4286 | 272.7842
| 6654 | 781.9496 | 744.0765 | 842.3938 | 744.0765 | 744.0765 | 842.3938 | 744.0765 | 744.0765 | 842.3938 | 744.0765 | 995.9184 | 629.1889 | 744.0765 | 842.3938 | 744.0765 | 6654 | 744.0765 | 842.3938 | 995.9184 | 629.1889 | 4235 | 6094 | 257 | 631 | 5505 | 5804 | 5594 | 4087 | 686.8842 | 828.798 | 971.4286 | 272.7842
| 6655 | 746.875 | 721.9205 | 849.7971 | 721.9205 | 721.9205 | 849.7971 | 721.9205 | 721.9205 | 849.7971 | 721.9205 | 974.1497 | 307.5478 | 721.9205 | 849.7971 | 721.9205 | 6655 | 721.9205 | 849.7971 | 974.1497 | 307.5478 | 5148 | 5646 | 5787 | 5381 | 5024 | 5168 | 5588 | 2329 | 686.8842 | 828.7881 | 971.4286 | 272.7842
| 6656 | 745.4394 | 733.6954 | 822.7811 | 733.6954 | 733.6954 | 822.7811 | 733.6954 | 733.6954 | 822.7811 | 733.6954 | 986.3946 | 289.0698 | 733.6954 | 822.7811 | 733.6954 | 6656 | 733.6954 | 822.7811 | 986.3946 | 289.0698 | 4657 | 6798 | 1805 | 6005 | 538 | 5743 | 5568 | 1831 | 686.8842 | 828.7824 | 971.4286 | 272.7842
| 6657 | 759.4334 | 734.5605 | 816.0863 | 734.5605 | 734.5605 | 816.0863 | 734.5605 | 734.5605 | 816.0863 | 734.5605 | 982.3129 | 508.9258 | 734.5605 | 816.0863 | 734.5605 | 6657 | 734.5605 | 816.0863 | 982.3129 | 508.9258 | 4619 | 6915 | 3203 | 1776 | 5313 | 5718 | 5542 | 1577 | 686.8362 | 828.7728 | 971.4286 | 272.7842
| 6658 | 765.5128 | 770.7502 | 743.2427 | 770.7502 | 770.7502 | 743.2427 | 770.7502 | 770.7502 | 743.2427 | 770.7502 | 985.034 | 593.1726 | 770.7502 | 743.2427 | 770.7502 | 6658 | 770.7502 | 743.2427 | 985.034 | 593.1726 | 3240 | 7556 | 2160 | 901 | 4424 | 1146 | 5505 | 1394 | 686.8362 | 828.711 | 971.4286 | 272.7842
| 6659 | 773.6329 | 757.8219 | 769.9942 | 757.8219 | 757.8219 | 769.9942 | 757.8219 | 757.8219 | 769.9942 | 757.8219 | 971.4286 | 716.8807 | 757.8219 | 769.9942 | 757.8219 | 6659 | 757.8219 | 769.9942 | 971.4286 | 716.8807 | 3703 | 7253 | 6610 | 226 | 4587 | 2681 | 5483 | 1351 | 686.7881 | 828.6715 | 971.4286 | 272.7842
| 6660 | 791.893 | 758.4947 | 839.9017 | 758.4947 | 758.4947 | 839.9017 | 758.4947 | 758.4947 | 839.9017 | 758.4947 | 956.4626 | 702.4742 | 758.4947 | 839.9017 | 758.4947 | 6660 | 758.4947 | 839.9017 | 956.4626 | 702.4742 | 3673 | 6225 | 8421 | 277 | 3544 | 6509 | 5446 | 558 | 686.7881 | 828.6624 | 971.4286 | 272.7842
| 6661 | 769.9498 | 768.2991 | 836.2165 | 768.2991 | 768.2991 | 836.2165 | 768.2991 | 768.2991 | 836.2165 | 768.2991 | 963.2653 | 324.7729 | 768.2991 | 836.2165 | 768.2991 | 6661 | 768.2991 | 836.2165 | 963.2653 | 324.7729 | 3338 | 6381 | 8068 | 4951 | 96 | 5838 | 5426 | 264 | 686.7881 | 828.6622 | 971.4286 | 272.7842
| 6662 | 796.6636 | 774.8354 | 849.6131 | 774.8354 | 774.8354 | 849.6131 | 774.8354 | 774.8354 | 849.6131 | 774.8354 | 975.5102 | 580.6452 | 774.8354 | 849.6131 | 774.8354 | 6662 | 774.8354 | 849.6131 | 975.5102 | 580.6452 | 3067 | 5668 | 5367 | 1001 | 4653 | 6409 | 5420 | 2594 | 686.74 | 828.6617 | 971.4286 | 272.6276
| 6663 | 828.5312 | 793.3868 | 864.8931 | 793.3868 | 793.3868 | 864.8931 | 793.3868 | 793.3868 | 864.8931 | 793.3868 | 997.2789 | 795.4901 | 793.3868 | 864.8931 | 793.3868 | 6663 | 793.3868 | 864.8931 | 997.2789 | 795.4901 | 2436 | 4645 | 169 | 62 | 6779 | 6210 | 5400 | 8191 | 686.692 | 828.6572 | 971.4286 | 272.471
| 6664 | 816.9981 | 799.2983 | 880.7515 | 799.2983 | 799.2983 | 880.7515 | 799.2983 | 799.2983 | 880.7515 | 799.2983 | 985.034 | 535.5465 | 799.2983 | 880.7515 | 799.2983 | 6664 | 799.2983 | 880.7515 | 985.034 | 535.5465 | 2227 | 3552 | 2159 | 1466 | 4721 | 5578 | 5374 | 7996 | 686.692 | 828.65 | 971.4286 | 272.471
| 6665 | 786.6637 | 768.3472 | 848.5066 | 768.3472 | 768.3472 | 848.5066 | 768.3472 | 768.3472 | 848.5066 | 768.3472 | 998.6395 | 473.849 | 768.3472 | 848.5066 | 768.3472 | 6665 | 768.3472 | 848.5066 | 998.6395 | 473.8491 | 3335 | 5748 | 77 | 2239 | 3486 | 5132 | 5337 | 7827 | 686.692 | 828.65 | 971.4286 | 272.471
| 6666 | 788.1401 | 817.1289 | 773.5987 | 817.1289 | 817.1289 | 773.5987 | 817.1289 | 817.1289 | 773.5987 | 817.1289 | 953.7415 | 448.7942 | 817.1289 | 773.5987 | 817.1289 | 6666 | 817.1289 | 773.5987 | 953.7415 | 448.7942 | 1717 | 7224 | 8513 | 2681 | 2378 | 6580 | 5315 | 7467 | 686.692 | 828.6243 | 971.4286 | 272.471
| 6667 | 839.1543 | 881.0016 | 792.2617 | 881.0016 | 881.0016 | 792.2617 | 881.0016 | 881.0016 | 792.2617 | 881.0016 | 975.5102 | 555.5904 | 881.0016 | 792.2617 | 881.0016 | 6667 | 881.0016 | 792.2617 | 975.5102 | 555.5904 | 676 | 7118 | 5366 | 1238 | 747 | 6228 | 5278 | 7322 | 686.692 | 828.5591 | 971.4286 | 272.471
| 6668 | 843.2486 | 904.1669 | 825.8491 | 904.1669 | 904.1669 | 825.8491 | 904.1669 | 904.1669 | 825.8491 | 904.1669 | 972.7891 | 295.9599 | 904.1669 | 825.8491 | 904.1669 | 6668 | 904.1669 | 825.8491 | 972.7891 | 295.9599 | 448 | 6729 | 6204 | 5762 | 6129 | 6176 | 5258 | 4757 | 686.6439 | 828.5306 | 971.4286 | 272.471
| 6669 | 854.5735 | 917.4797 | 831.1067 | 917.4797 | 917.4797 | 831.1067 | 917.4797 | 917.4797 | 831.1067 | 917.4797 | 976.8707 | 322.8938 | 917.4797 | 831.1067 | 917.4797 | 6669 | 917.4797 | 831.1067 | 976.8708 | 322.8938 | 328 | 6585 | 4949 | 4991 | 5334 | 6207 | 5252 | 2359 | 686.6439 | 828.4176 | 971.4286 | 272.471
| 6670 | 837.8486 | 879.8962 | 845.85 | 879.8962 | 879.8962 | 845.85 | 879.8962 | 879.8962 | 845.85 | 879.8962 | 989.1156 | 318.1961 | 879.8962 | 845.85 | 879.8962 | 6670 | 879.8962 | 845.85 | 989.1157 | 318.1961 | 685 | 5914 | 1157 | 5098 | 5267 | 5940 | 5232 | 2020 | 686.5959 | 828.3689 | 971.4286 | 272.471
| 6671 | 801.7925 | 812.8514 | 856.464 | 812.8514 | 812.8514 | 856.464 | 812.8514 | 812.8514 | 856.464 | 812.8514 | 978.2313 | 318.1961 | 812.8514 | 856.464 | 812.8514 | 6671 | 812.8515 | 856.464 | 978.2313 | 318.1961 | 1829 | 5222 | 4373 | 5097 | 6939 | 6144 | 5206 | 1395 | 686.5478 | 828.3675 | 971.4286 | 272.471
| 6672 | 783.6352 | 779.3531 | 855.7381 | 779.3531 | 779.3531 | 855.7381 | 779.3531 | 779.3531 | 855.7381 | 779.3531 | 970.068 | 343.0473 | 779.3531 | 855.7381 | 779.3531 | 6672 | 779.3531 | 855.7381 | 970.068 | 343.0473 | 2898 | 5267 | 6987 | 4589 | 6805 | 6141 | 5169 | 1217 | 686.5478 | 828.3572 | 971.4286 | 272.471
| 6673 | 738.9994 | 703.1768 | 779.3583 | 703.1768 | 703.1768 | 779.3583 | 703.1768 | 703.1768 | 779.3583 | 703.1768 | 979.5918 | 623.5515 | 703.1768 | 779.3583 | 703.1768 | 6673 | 703.1768 | 779.3583 | 979.5918 | 623.5515 | 5952 | 7176 | 4063 | 663 | 6568 | 5587 | 5147 | 655 | 686.5478 | 828.2272 | 971.4286 | 272.471
| 6674 | 792.0029 | 738.8379 | 870.1968 | 738.8379 | 738.8379 | 870.1968 | 738.8379 | 738.8379 | 870.1968 | 738.8379 | 968.7075 | 727.8422 | 738.8379 | 870.1968 | 738.8379 | 6674 | 738.8379 | 870.1968 | 968.7075 | 727.8422 | 4432 | 4270 | 7341 | 192 | 6728 | 2633 | 5110 | 411 | 686.4517 | 828.1695 | 971.4286 | 272.471
| 6675 | 762.7128 | 731.7249 | 850.4656 | 731.7249 | 731.7249 | 850.4656 | 731.7249 | 731.7249 | 850.4656 | 731.7249 | 974.1497 | 448.1679 | 731.7249 | 850.4656 | 731.7249 | 6675 | 731.7249 | 850.4656 | 974.1497 | 448.1679 | 4749 | 5595 | 5786 | 2691 | 4427 | 7523 | 5090 | 266 | 686.4036 | 828.1614 | 971.4286 | 272.471
| 6676 | 780.1208 | 736.8674 | 849.0634 | 736.8674 | 736.8674 | 849.0634 | 736.8674 | 736.8674 | 849.0634 | 736.8674 | 980.9524 | 649.5459 | 736.8674 | 849.0634 | 736.8674 | 6676 | 736.8674 | 849.0634 | 980.9524 | 649.5459 | 4515 | 5712 | 3697 | 495 | 4684 | 772 | 5084 | 8334 | 686.3556 | 828.0795 | 971.4286 | 272.3458
| 6677 | 787.5048 | 757.8219 | 851.7896 | 757.8219 | 757.8219 | 851.7896 | 757.8219 | 757.8219 | 851.7896 | 757.8219 | 980.9524 | 574.3815 | 757.8219 | 851.7896 | 757.8219 | 6677 | 757.8219 | 851.7896 | 980.9524 | 574.3815 | 3702 | 5508 | 3696 | 1052 | 3967 | 6151 | 5064 | 8752 | 686.3556 | 827.957 | 971.4286 | 272.1579
| 6678 | 792.9744 | 757.3413 | 857.8228 | 757.3413 | 757.3413 | 857.8228 | 757.3413 | 757.3413 | 857.8228 | 757.3413 | 987.7551 | 623.8647 | 757.3413 | 857.8228 | 757.3413 | 6678 | 757.3413 | 857.8228 | 987.7551 | 623.8647 | 3731 | 5145 | 1442 | 660 | 7356 | 5536 | 5038 | 8359 | 686.3075 | 827.9442 | 971.4286 | 272.1579
| 6679 | 741.6076 | 706.0605 | 860.3654 | 706.0605 | 706.0605 | 860.3654 | 706.0605 | 706.0605 | 860.3654 | 706.0605 | 976.8707 | 315.6906 | 706.0605 | 860.3654 | 706.0605 | 6679 | 706.0605 | 860.3654 | 976.8708 | 315.6906 | 5824 | 4958 | 4948 | 5154 | 4696 | 5754 | 5001 | 7342 | 686.3075 | 827.9152 | 971.4286 | 272.1579
| 6680 | 748.5693 | 722.6895 | 856.7704 | 722.6895 | 722.6895 | 856.7704 | 722.6895 | 722.6895 | 856.7704 | 722.6895 | 978.2313 | 293.1412 | 722.6895 | 856.7704 | 722.6895 | 6680 | 722.6895 | 856.7704 | 978.2313 | 293.1413 | 5114 | 5203 | 4372 | 5854 | 300 | 5840 | 4979 | 5926 | 686.3075 | 827.871 | 971.4286 | 272.1579
| 6681 | 783.7198 | 741.2409 | 870.0135 | 741.2409 | 741.2409 | 870.0135 | 741.2409 | 741.2409 | 870.0135 | 741.2409 | 971.4286 | 590.6671 | 741.2409 | 870.0135 | 741.2409 | 6681 | 741.2409 | 870.0135 | 971.4286 | 590.6671 | 4343 | 4279 | 6609 | 919 | 7383 | 3280 | 4942 | 5920 | 686.2594 | 827.8653 | 971.4286 | 272.1579
| 6682 | 792.5739 | 750.9011 | 861.5409 | 750.9011 | 750.9011 | 861.5409 | 750.9011 | 750.9011 | 861.5409 | 750.9011 | 960.5442 | 682.1171 | 750.9011 | 861.5409 | 750.9011 | 6682 | 750.9011 | 861.5409 | 960.5442 | 682.1171 | 3978 | 4885 | 8213 | 347 | 6937 | 795 | 4922 | 286 | 686.2594 | 827.8618 | 971.4286 | 272.1578
| 6683 | 788.7331 | 754.6499 | 866.9765 | 754.6499 | 754.6499 | 866.9765 | 754.6499 | 754.6499 | 866.9765 | 754.6499 | 976.8707 | 560.2881 | 754.6499 | 866.9765 | 754.6499 | 6683 | 754.6499 | 866.9765 | 976.8708 | 560.2881 | 3837 | 4475 | 4947 | 1190 | 4839 | 5480 | 4916 | 116 | 686.2594 | 827.8558 | 971.4286 | 272.1578
| 6684 | 798.02 | 763.2528 | 862.7327 | 763.2528 | 763.2528 | 862.7327 | 763.2528 | 763.2528 | 862.7327 | 763.2528 | 967.3469 | 647.98 | 763.2528 | 862.7327 | 763.2528 | 6684 | 763.2528 | 862.7328 | 967.3469 | 647.98 | 3513 | 4794 | 7532 | 504 | 4452 | 6849 | 4896 | 7766 | 686.2594 | 827.8012 | 971.4286 | 271.8447
| 6685 | 802.0626 | 770.8463 | 869.3585 | 770.8463 | 770.8463 | 869.3585 | 770.8463 | 770.8463 | 869.3585 | 770.8463 | 940.1361 | 644.5349 | 770.8463 | 869.3585 | 770.8463 | 6685 | 770.8464 | 869.3585 | 940.1361 | 644.5349 | 3235 | 4310 | 8667 | 523 | 1233 | 5942 | 4870 | 7196 | 686.2594 | 827.7993 | 971.4286 | 271.8447
| 6686 | 773.8395 | 755.8033 | 816.345 | 755.8033 | 755.8033 | 816.345 | 755.8033 | 755.8033 | 816.345 | 755.8033 | 946.9388 | 575.0078 | 755.8033 | 816.345 | 755.8033 | 6686 | 755.8033 | 816.345 | 946.9388 | 575.0078 | 3793 | 6909 | 8564 | 1047 | 327 | 1916 | 4833 | 1756 | 686.2594 | 827.6632 | 971.4286 | 271.8447
| 6687 | 779.9211 | 761.8109 | 826.7692 | 761.8109 | 761.8109 | 826.7692 | 761.8109 | 761.8109 | 826.7692 | 761.8109 | 979.5918 | 537.7388 | 761.8109 | 826.7692 | 761.8109 | 6687 | 761.8109 | 826.7693 | 979.5918 | 537.7388 | 3567 | 6705 | 4062 | 1432 | 6990 | 5970 | 4811 | 1606 | 686.2114 | 827.6248 | 971.4286 | 271.8447
| 6688 | 820.5438 | 800.4518 | 879.0151 | 800.4518 | 800.4518 | 879.0151 | 800.4518 | 800.4518 | 879.0151 | 800.4518 | 970.068 | 597.8703 | 800.4518 | 879.0151 | 800.4518 | 6688 | 800.4518 | 879.0151 | 970.068 | 597.8703 | 2195 | 3670 | 6986 | 852 | 5956 | 5385 | 4774 | 1511 | 686.2114 | 827.6221 | 971.4286 | 271.8447
| 6689 | 814.1214 | 771.8556 | 863.6439 | 771.8556 | 771.8556 | 863.6439 | 771.8556 | 771.8556 | 863.6439 | 771.8556 | 972.7891 | 795.4901 | 771.8556 | 863.6439 | 771.8556 | 6689 | 771.8556 | 863.6439 | 972.7891 | 795.4901 | 3189 | 4725 | 6203 | 61 | 5120 | 2564 | 4754 | 1256 | 686.1633 | 827.5813 | 971.4286 | 271.8447
| 6690 | 821.3698 | 831.2107 | 854.2023 | 831.2107 | 831.2107 | 854.2023 | 831.2107 | 831.2107 | 854.2023 | 831.2107 | 986.3946 | 446.2888 | 831.2107 | 854.2023 | 831.2107 | 6690 | 831.2107 | 854.2023 | 986.3946 | 446.2888 | 1388 | 5365 | 1804 | 2729 | 4084 | 6183 | 4748 | 993 | 686.1633 | 827.4937 | 971.4286 | 271.8447
| 6691 | 882.6216 | 915.9898 | 868.1084 | 915.9898 | 915.9898 | 868.1084 | 915.9898 | 915.9898 | 868.1084 | 915.9898 | 970.068 | 586.2825 | 915.9898 | 868.1084 | 915.9898 | 6691 | 915.9898 | 868.1084 | 970.068 | 586.2825 | 337 | 4402 | 6985 | 957 | 3946 | 8404 | 4728 | 713 | 686.1633 | 827.467 | 971.4286 | 271.8447
| 6692 | 884.9382 | 951.3625 | 859.6173 | 951.3625 | 951.3625 | 859.6173 | 951.3625 | 951.3625 | 859.6173 | 951.3625 | 983.6735 | 356.0915 | 951.3625 | 859.6173 | 951.3625 | 6692 | 951.3625 | 859.6173 | 983.6735 | 356.0915 | 89 | 5015 | 2563 | 4331 | 725 | 990 | 4702 | 8310 | 686.1633 | 827.3671 | 971.4286 | 271.7977
| 6693 | 889.2063 | 946.5084 | 849.8136 | 946.5084 | 946.5084 | 849.8136 | 946.5084 | 946.5084 | 849.8136 | 946.5084 | 983.6735 | 493.8929 | 946.5084 | 849.8136 | 946.5084 | 6693 | 946.5084 | 849.8136 | 983.6735 | 493.8929 | 107 | 5645 | 2562 | 1961 | 5316 | 760 | 4665 | 7948 | 686.1153 | 827.3671 | 971.4286 | 271.7664
| 6694 | 859.638 | 912.962 | 853.5859 | 912.962 | 912.962 | 853.5859 | 912.962 | 912.962 | 853.5859 | 912.962 | 979.5918 | 337.3003 | 912.962 | 853.5859 | 912.962 | 6694 | 912.962 | 853.5859 | 979.5918 | 337.3004 | 353 | 5398 | 4061 | 4700 | 6145 | 3610 | 4643 | 8424 | 685.9711 | 827.3068 | 971.4286 | 271.5315
| 6695 | 830.9621 | 845.4366 | 854.1776 | 845.4366 | 845.4366 | 854.1776 | 845.4366 | 845.4366 | 854.1776 | 845.4366 | 993.1973 | 460.0689 | 845.4366 | 854.1776 | 845.4366 | 6695 | 845.4366 | 854.1776 | 993.1973 | 460.0689 | 1127 | 5368 | 608 | 2481 | 4867 | 2948 | 4606 | 8408 | 685.923 | 827.3068 | 971.4286 | 271.5315
| 6696 | 805.6176 | 819.2916 | 862.16 | 819.2916 | 819.2916 | 862.16 | 819.2916 | 819.2916 | 862.16 | 819.2916 | 982.3129 | 293.3605 | 819.2916 | 862.16 | 819.2916 | 6696 | 819.2916 | 862.16 | 982.3129 | 293.3605 | 1644 | 4839 | 3202 | 5851 | 5329 | 6055 | 4586 | 7908 | 685.7788 | 827.236 | 971.4286 | 271.5315
| 6697 | 780.6744 | 744.2207 | 859.1224 | 744.2207 | 744.2207 | 859.1224 | 744.2207 | 744.2207 | 859.1224 | 744.2207 | 994.5578 | 544.6289 | 744.2207 | 859.1224 | 744.2207 | 6697 | 744.2207 | 859.1224 | 994.5578 | 544.6289 | 4225 | 5048 | 453 | 1354 | 5690 | 5633 | 4580 | 7830 | 685.7308 | 827.0771 | 971.4286 | 271.5315
| 6698 | 793.559 | 770.558 | 860.9028 | 770.558 | 770.558 | 860.9028 | 770.558 | 770.558 | 860.9028 | 770.558 | 990.4762 | 511.2747 | 770.558 | 860.9028 | 770.558 | 6698 | 770.558 | 860.9028 | 990.4762 | 511.2747 | 3244 | 4922 | 1014 | 1754 | 5172 | 5507 | 4560 | 7807 | 685.7308 | 827.0277 | 971.4286 | 271.5315
| 6699 | 785.0074 | 762.4838 | 859.1223 | 762.4838 | 762.4838 | 859.1223 | 762.4838 | 762.4838 | 859.1223 | 762.4838 | 975.5102 | 478.2336 | 762.4838 | 859.1223 | 762.4838 | 6699 | 762.4838 | 859.1223 | 975.5102 | 478.2336 | 3543 | 5049 | 5365 | 2171 | 5869 | 6347 | 4534 | 7343 | 685.6827 | 826.9964 | 971.4286 | 271.5315
| 6700 | 776.2614 | 738.4053 | 856.5436 | 738.4053 | 738.4053 | 856.5436 | 738.4053 | 738.4053 | 856.5436 | 738.4053 | 979.5918 | 554.6508 | 738.4053 | 856.5436 | 738.4053 | 6700 | 738.4054 | 856.5436 | 979.5918 | 554.6508 | 4457 | 5218 | 4060 | 1250 | 5621 | 6423 | 4497 | 5161 | 685.6827 | 826.9911 | 971.4286 | 271.5315
| 6701 | 778.9027 | 755.2266 | 851.8858 | 755.2266 | 755.2266 | 851.8858 | 755.2266 | 755.2266 | 851.8858 | 755.2266 | 985.034 | 470.2474 | 755.2266 | 851.8858 | 755.2266 | 6701 | 755.2266 | 851.8858 | 985.034 | 470.2474 | 3811 | 5501 | 2158 | 2305 | 6905 | 2219 | 4475 | 2043 | 685.6346 | 826.9789 | 971.4286 | 271.5315
| 6702 | 757.4459 | 717.4989 | 862.7201 | 717.4989 | 717.4989 | 862.7201 | 717.4989 | 717.4989 | 862.7201 | 717.4989 | 965.9864 | 447.3849 | 717.4989 | 862.7201 | 717.4989 | 6702 | 717.4989 | 862.7201 | 965.9864 | 447.3849 | 5331 | 4796 | 7821 | 2704 | 120 | 6450 | 4438 | 1723 | 685.6346 | 826.9715 | 971.4286 | 271.5315
| 6703 | 751.8976 | 721.7283 | 849.515 | 721.7283 | 721.7283 | 849.515 | 721.7283 | 721.7283 | 849.515 | 721.7283 | 978.2313 | 376.4485 | 721.7283 | 849.515 | 721.7283 | 6703 | 721.7283 | 849.515 | 978.2313 | 376.4485 | 5160 | 5678 | 4371 | 3930 | 3960 | 5614 | 4418 | 1396 | 685.5866 | 826.9205 | 971.4286 | 271.5315
| 6704 | 755.1118 | 736.0504 | 856.2604 | 736.0504 | 736.0504 | 856.2604 | 736.0504 | 736.0504 | 856.2604 | 736.0504 | 980.9524 | 277.1688 | 736.0504 | 856.2604 | 736.0504 | 6704 | 736.0504 | 856.2604 | 980.9524 | 277.1688 | 4552 | 5240 | 3695 | 6481 | 8223 | 5528 | 4412 | 1370 | 685.5385 | 826.8485 | 971.4286 | 271.5315
| 6705 | 781.8643 | 737.5403 | 871.2532 | 737.5403 | 737.5403 | 871.2532 | 737.5403 | 737.5403 | 871.2532 | 737.5403 | 982.3129 | 578.4529 | 737.5403 | 871.2532 | 737.5403 | 6705 | 737.5403 | 871.2532 | 982.3129 | 578.4529 | 4479 | 4194 | 3201 | 1017 | 5773 | 6687 | 4392 | 287 | 685.5385 | 826.7693 | 971.4286 | 271.5315
| 6706 | 732.0077 | 756.6204 | 703.3827 | 756.6204 | 756.6204 | 703.3827 | 756.6204 | 756.6204 | 703.3827 | 756.6204 | 978.2313 | 403.3824 | 756.6204 | 703.3827 | 756.6204 | 6706 | 756.6204 | 703.3827 | 978.2313 | 403.3824 | 3760 | 7994 | 4370 | 3421 | 687 | 3394 | 4366 | 8284 | 685.5385 | 826.7483 | 971.4286 | 271.2183
| 6707 | 748.0555 | 731.1962 | 824.4943 | 731.1962 | 731.1962 | 824.4943 | 731.1962 | 731.1962 | 824.4943 | 731.1962 | 974.1497 | 351.0805 | 731.1962 | 824.4943 | 731.1962 | 6707 | 731.1962 | 824.4944 | 974.1497 | 351.0805 | 4771 | 6759 | 5785 | 4436 | 6267 | 6306 | 4329 | 7768 | 685.4905 | 826.7341 | 971.4286 | 271.2183
| 6708 | 787.0542 | 752.4391 | 841.5069 | 752.4391 | 752.4391 | 841.5069 | 752.4391 | 752.4391 | 841.5069 | 752.4391 | 983.6735 | 649.5459 | 752.4391 | 841.5069 | 752.4391 | 6708 | 752.4391 | 841.5069 | 983.6735 | 649.5459 | 3928 | 6141 | 2561 | 494 | 5004 | 2532 | 4307 | 7460 | 685.4905 | 826.6648 | 971.4286 | 271.2183
| 6709 | 781.2306 | 744.2207 | 858.5815 | 744.2207 | 744.2207 | 858.5815 | 744.2207 | 744.2207 | 858.5815 | 744.2207 | 965.9864 | 583.1506 | 744.2207 | 858.5815 | 744.2207 | 6709 | 744.2207 | 858.5815 | 965.9864 | 583.1506 | 4224 | 5090 | 7820 | 979 | 3535 | 6606 | 4270 | 7089 | 685.4905 | 826.6418 | 971.4286 | 271.2183
| 6710 | 787.0501 | 771.6634 | 878.6728 | 771.6634 | 771.6634 | 878.6728 | 771.6634 | 771.6634 | 878.6728 | 771.6634 | 991.8367 | 338.8663 | 771.6634 | 878.6728 | 771.6634 | 6710 | 771.6634 | 878.6728 | 991.8367 | 338.8663 | 3200 | 3696 | 791 | 4669 | 8654 | 6142 | 4250 | 6572 | 685.4424 | 826.5961 | 971.4286 | 271.2183
| 6711 | 797.2531 | 787.2831 | 851.9433 | 787.2831 | 787.2831 | 851.9433 | 787.2831 | 787.2831 | 851.9433 | 787.2831 | 970.068 | 485.4369 | 787.2831 | 851.9433 | 787.2831 | 6711 | 787.2831 | 851.9433 | 970.068 | 485.4369 | 2639 | 5497 | 6984 | 2075 | 6892 | 1249 | 4244 | 6268 | 685.4424 | 826.5733 | 971.4286 | 271.2183
| 6712 | 798.0035 | 793.7233 | 860.9942 | 793.7233 | 793.7233 | 860.9942 | 793.7233 | 793.7233 | 860.9942 | 793.7233 | 983.6735 | 394.6132 | 793.7233 | 860.9942 | 793.7233 | 6712 | 793.7233 | 860.9942 | 983.6735 | 394.6132 | 2417 | 4916 | 2560 | 3585 | 5523 | 789 | 4224 | 6166 | 685.3943 | 826.5733 | 971.4286 | 271.2183
| 6713 | 816.4457 | 808.574 | 867.0759 | 808.574 | 808.574 | 867.0759 | 808.574 | 808.574 | 867.0759 | 808.574 | 989.1156 | 504.228 | 808.574 | 867.0759 | 808.574 | 6713 | 808.574 | 867.0759 | 989.1157 | 504.228 | 1944 | 4470 | 1156 | 1839 | 5312 | 6856 | 4198 | 5384 | 685.3943 | 826.4967 | 971.4286 | 271.2183
| 6714 | 811.8378 | 821.7907 | 849.0391 | 821.7907 | 821.7907 | 849.0391 | 821.7907 | 821.7907 | 849.0391 | 821.7907 | 982.3129 | 412.9345 | 821.7907 | 849.0391 | 821.7907 | 6714 | 821.7908 | 849.0391 | 982.3129 | 412.9346 | 1587 | 5716 | 3200 | 3270 | 4477 | 8194 | 4161 | 2082 | 685.3943 | 826.4496 | 971.4286 | 271.2183
| 6715 | 860.0403 | 894.9873 | 866.3046 | 894.9873 | 894.9873 | 866.3046 | 894.9873 | 894.9873 | 866.3046 | 894.9873 | 982.3129 | 433.135 | 894.9873 | 866.3046 | 894.9873 | 6715 | 894.9873 | 866.3046 | 982.3129 | 433.135 | 534 | 4523 | 3199 | 2937 | 3437 | 658 | 4139 | 2019 | 685.3943 | 826.4496 | 971.4286 | 271.2183
| 6716 | 852.324 | 899.6492 | 871.9084 | 899.6492 | 899.6492 | 871.9084 | 899.6492 | 899.6492 | 871.9084 | 899.6492 | 991.8367 | 255.8722 | 899.6492 | 871.9084 | 899.6492 | 6716 | 899.6492 | 871.9084 | 991.8367 | 255.8722 | 484 | 4157 | 790 | 7241 | 3155 | 2635 | 4102 | 1728 | 685.3943 | 826.4486 | 971.4286 | 271.2183
| 6717 | 865.0518 | 892.7765 | 876.9969 | 892.7765 | 892.7765 | 876.9969 | 892.7765 | 892.7765 | 876.9969 | 892.7765 | 974.1497 | 486.3764 | 892.7765 | 876.9969 | 892.7765 | 6717 | 892.7765 | 876.997 | 974.1497 | 486.3765 | 549 | 3831 | 5784 | 2064 | 6158 | 2430 | 4082 | 1563 | 685.3463 | 826.3886 | 971.4286 | 271.2183
| 6718 | 769.0092 | 724.9483 | 868.9632 | 724.9483 | 724.9483 | 868.9632 | 724.9483 | 724.9483 | 868.9632 | 724.9483 | 971.4286 | 519.2609 | 724.9483 | 868.9632 | 724.9483 | 6718 | 724.9483 | 868.9632 | 971.4286 | 519.2609 | 5015 | 4335 | 6608 | 1648 | 5840 | 6172 | 4076 | 1460 | 685.3463 | 826.3457 | 971.4286 | 271.2183
| 6719 | 786.7859 | 759.6001 | 866.3308 | 759.6001 | 759.6001 | 866.3308 | 759.6001 | 759.6001 | 866.3308 | 759.6001 | 987.7551 | 485.1237 | 759.6001 | 866.3308 | 759.6001 | 6719 | 759.6001 | 866.3308 | 987.7551 | 485.1237 | 3638 | 4516 | 1441 | 2081 | 5102 | 6224 | 4056 | 404 | 685.3463 | 826.2987 | 971.4286 | 271.2183
| 6720 | 783.1617 | 779.4012 | 866.7695 | 779.4012 | 779.4012 | 866.7695 | 779.4012 | 779.4012 | 866.7695 | 779.4012 | 978.2313 | 283.7457 | 779.4012 | 866.7695 | 779.4012 | 6720 | 779.4012 | 866.7695 | 978.2313 | 283.7457 | 2895 | 4484 | 4369 | 6219 | 4806 | 8433 | 4030 | 7971 | 685.3463 | 826.2534 | 971.4286 | 271.0617
| 6721 | 777.3086 | 769.6448 | 859.4736 | 769.6448 | 769.6448 | 859.4736 | 769.6448 | 769.6448 | 859.4736 | 769.6448 | 989.1156 | 298.1522 | 769.6448 | 859.4736 | 769.6448 | 6721 | 769.6448 | 859.4736 | 989.1157 | 298.1522 | 3288 | 5022 | 1155 | 5695 | 4426 | 1225 | 3993 | 8407 | 685.3463 | 826.2311 | 971.4286 | 270.9051
| 6722 | 736.0026 | 702.4559 | 854.2231 | 702.4559 | 702.4559 | 854.2231 | 702.4559 | 702.4559 | 854.2231 | 702.4559 | 972.7891 | 294.7072 | 702.4559 | 854.2231 | 702.4559 | 6722 | 702.4559 | 854.2231 | 972.7891 | 294.7072 | 5989 | 5360 | 6202 | 5802 | 3950 | 779 | 3971 | 7534 | 685.3463 | 826.2311 | 971.4286 | 270.9051
| 6723 | 750.6148 | 714.7114 | 856.0761 | 714.7114 | 714.7114 | 856.0761 | 714.7114 | 714.7114 | 856.0761 | 714.7114 | 987.7551 | 378.8561 | 714.7114 | 856.0761 | 714.7114 | 6723 | 714.7114 | 856.0761 | 987.7551 | 378.8561 | 5435 | 5252 | 1440 | 3882 | 3798 | 6584 | 3934 | 7464 | 685.3223 | 826.2284 | 971.4286 | 270.9051
| 6724 | 755.9182 | 713.0293 | 856.7571 | 713.0293 | 713.0293 | 856.7571 | 713.0293 | 713.0293 | 856.7571 | 713.0293 | 991.8367 | 459.7557 | 713.0293 | 856.7571 | 713.0293 | 6724 | 713.0293 | 856.7571 | 991.8367 | 459.7557 | 5504 | 5204 | 789 | 2487 | 7321 | 6871 | 3914 | 7364 | 685.2982 | 826.2083 | 971.4286 | 270.9051
| 6725 | 738.8959 | 699.7164 | 851.9771 | 699.7164 | 699.7164 | 851.9771 | 699.7164 | 699.7164 | 851.9771 | 699.7164 | 972.7891 | 366.1134 | 699.7164 | 851.9771 | 699.7164 | 6725 | 699.7164 | 851.9771 | 972.7891 | 366.1134 | 6096 | 5495 | 6201 | 4153 | 265 | 2626 | 3908 | 6726 | 685.2982 | 826.1833 | 971.4286 | 270.9051
| 6726 | 736.9046 | 697.794 | 869.5934 | 697.794 | 697.794 | 869.5934 | 697.794 | 697.794 | 869.5934 | 697.794 | 985.034 | 270.9051 | 697.794 | 869.5934 | 697.794 | 6726 | 697.794 | 869.5934 | 985.034 | 270.9051 | 6166 | 4293 | 2157 | 6725 | 6169 | 6008 | 3888 | 5554 | 685.2502 | 826.1587 | 971.4286 | 270.9051
| 6727 | 736.8483 | 677.3682 | 871.0535 | 677.3682 | 677.3682 | 871.0535 | 677.3682 | 677.3682 | 871.0535 | 677.3682 | 975.5102 | 437.2064 | 677.3682 | 871.0535 | 677.3682 | 6727 | 677.3682 | 871.0535 | 975.5102 | 437.2064 | 7032 | 4204 | 5364 | 2868 | 4346 | 8676 | 3862 | 5415 | 685.2021 | 826.0279 | 971.4286 | 270.9051
| 6728 | 741.1082 | 686.4517 | 859.1003 | 686.4517 | 686.4517 | 859.1003 | 686.4517 | 686.4517 | 859.1003 | 686.4517 | 983.6735 | 463.8271 | 686.4517 | 859.1003 | 686.4517 | 6728 | 686.4517 | 859.1003 | 983.6735 | 463.8271 | 6674 | 5055 | 2559 | 2416 | 4362 | 2528 | 3825 | 5357 | 685.154 | 825.9155 | 971.4286 | 270.9051
| 6729 | 725.089 | 672.9947 | 866.6191 | 672.9947 | 672.9947 | 866.6191 | 672.9947 | 672.9947 | 866.6191 | 672.9947 | 978.2313 | 322.5806 | 672.9947 | 866.6191 | 672.9947 | 6729 | 672.9947 | 866.6191 | 978.2313 | 322.5807 | 7207 | 4493 | 4368 | 4998 | 3974 | 6668 | 3803 | 3264 | 685.106 | 825.8491 | 971.4286 | 270.9051
| 6730 | 735.9915 | 663.6228 | 834.1073 | 663.6228 | 663.6228 | 834.1073 | 663.6228 | 663.6228 | 834.1073 | 663.6228 | 978.2313 | 680.238 | 663.6228 | 834.1073 | 663.6228 | 6730 | 663.6228 | 834.1073 | 978.2313 | 680.238 | 7485 | 6459 | 4367 | 353 | 6465 | 2242 | 3766 | 1585 | 685.0579 | 825.8091 | 971.4286 | 270.9051
| 6731 | 699.2227 | 656.5579 | 774.9045 | 656.5579 | 656.5579 | 774.9045 | 656.5579 | 656.5579 | 774.9045 | 656.5579 | 974.1497 | 462.8876 | 656.5579 | 774.9045 | 656.5579 | 6731 | 656.5579 | 774.9045 | 974.1497 | 462.8876 | 7672 | 7212 | 5783 | 2433 | 6072 | 5425 | 3746 | 1570 | 685.0579 | 825.7078 | 971.4286 | 270.9051
| 6732 | 742.0868 | 667.8522 | 865.3305 | 667.8522 | 667.8522 | 865.3305 | 667.8522 | 667.8522 | 865.3305 | 667.8522 | 976.8707 | 608.2054 | 667.8522 | 865.3305 | 667.8522 | 6732 | 667.8522 | 865.3305 | 976.8708 | 608.2055 | 7357 | 4611 | 4946 | 767 | 1066 | 6520 | 3740 | 1413 | 685.0579 | 825.5804 | 971.4286 | 270.9051
| 6733 | 740.4868 | 680.4441 | 849.3663 | 680.4441 | 680.4441 | 849.3663 | 680.4441 | 680.4441 | 849.3663 | 680.4441 | 983.6735 | 542.1234 | 680.4441 | 849.3663 | 680.4441 | 6733 | 680.4441 | 849.3663 | 983.6735 | 542.1234 | 6933 | 5689 | 2558 | 1382 | 1038 | 5511 | 3720 | 408 | 685.0579 | 825.4917 | 971.4286 | 270.9051
| 6734 | 678.3623 | 594.127 | 853.3435 | 594.127 | 594.127 | 853.3435 | 594.127 | 594.127 | 853.3435 | 594.127 | 983.6735 | 347.0091 | 594.127 | 853.3435 | 594.127 | 6734 | 594.127 | 853.3435 | 983.6735 | 347.0091 | 8675 | 5411 | 2557 | 4516 | 6462 | 979 | 3694 | 308 | 685.0099 | 825.4907 | 971.4286 | 270.9051
| 6735 | 739.7476 | 694.7662 | 861.6239 | 694.7662 | 694.7662 | 861.6239 | 694.7662 | 694.7662 | 861.6239 | 694.7662 | 970.068 | 381.7726 | 694.7662 | 861.6239 | 694.7662 | 6735 | 694.7662 | 861.6239 | 970.068 | 381.7726 | 6302 | 4879 | 6983 | 3809 | 6441 | 5165 | 3657 | 8093 | 685.0099 | 825.4678 | 971.4286 | 270.5919
| 6736 | 732.2324 | 682.0301 | 857.9961 | 682.0301 | 682.0301 | 857.9961 | 682.0301 | 682.0301 | 857.9961 | 682.0301 | 976.8707 | 386.1572 | 682.0301 | 857.9961 | 682.0301 | 6736 | 682.0301 | 857.9961 | 976.8708 | 386.1572 | 6867 | 5130 | 4945 | 3737 | 6927 | 6074 | 3635 | 7849 | 684.9618 | 825.4592 | 971.4286 | 270.5919
| 6737 | 735.5876 | 676.7915 | 859.5194 | 676.7915 | 676.7915 | 859.5194 | 676.7915 | 676.7915 | 859.5194 | 676.7915 | 978.2313 | 467.5853 | 676.7915 | 859.5194 | 676.7915 | 6737 | 676.7915 | 859.5194 | 978.2313 | 467.5853 | 7072 | 5019 | 4366 | 2339 | 1714 | 5844 | 3598 | 7628 | 684.9618 | 825.4592 | 971.4286 | 270.5919
| 6738 | 781.7753 | 792.3776 | 810.6449 | 792.3776 | 792.3776 | 810.6449 | 792.3776 | 792.3776 | 810.6449 | 792.3776 | 983.6735 | 379.5803 | 792.3776 | 810.6449 | 792.3776 | 6738 | 792.3776 | 810.6449 | 983.6735 | 379.5803 | 2465 | 6991 | 2556 | 3852 | 908 | 1861 | 3578 | 6558 | 684.9618 | 825.3824 | 971.4286 | 270.5919
| 6739 | 726.0226 | 752.0546 | 689.7448 | 752.0546 | 752.0546 | 689.7448 | 752.0546 | 752.0546 | 689.7448 | 752.0546 | 927.8912 | 461.0085 | 752.0546 | 689.7448 | 752.0546 | 6739 | 752.0546 | 689.7449 | 927.8912 | 461.0085 | 3939 | 8126 | 8720 | 2466 | 7107 | 8410 | 3572 | 5168 | 684.9137 | 825.3199 | 971.4286 | 270.5919
| 6740 | 772.9574 | 849.0412 | 690.0054 | 849.0412 | 849.0412 | 690.0054 | 849.0412 | 849.0412 | 690.0054 | 849.0412 | 968.7075 | 300.3445 | 849.0412 | 690.0054 | 849.0412 | 6740 | 849.0412 | 690.0055 | 968.7075 | 300.3445 | 1067 | 8122 | 7340 | 5630 | 4453 | 6521 | 3552 | 5163 | 684.8897 | 825.3158 | 971.4286 | 270.5919
| 6741 | 763.1098 | 836.6415 | 679.9519 | 836.6415 | 836.6415 | 679.9519 | 836.6415 | 836.6415 | 679.9519 | 836.6415 | 960.5442 | 310.0532 | 836.6415 | 679.9519 | 836.6415 | 6741 | 836.6415 | 679.952 | 960.5442 | 310.0532 | 1275 | 8209 | 8212 | 5298 | 4428 | 802 | 3526 | 4844 | 684.8657 | 825.3148 | 971.4286 | 270.5919
| 6742 | 797.3152 | 818.9071 | 823.3606 | 818.9071 | 818.9071 | 823.3606 | 818.9071 | 818.9071 | 823.3606 | 818.9071 | 974.1497 | 343.564 | 818.9071 | 823.3606 | 818.9071 | 6742 | 818.9071 | 823.3606 | 974.1497 | 343.5641 | 1660 | 6785 | 5782 | 4578 | 3951 | 227 | 3489 | 4206 | 684.8657 | 825.2837 | 971.4286 | 270.5919
| 6743 | 762.0542 | 750.2763 | 833.3157 | 750.2763 | 750.2763 | 833.3157 | 750.2763 | 750.2763 | 833.3157 | 750.2763 | 980.9524 | 352.3332 | 750.2763 | 833.3157 | 750.2763 | 6743 | 750.2764 | 833.3157 | 980.9524 | 352.3332 | 4000 | 6500 | 3694 | 4411 | 3431 | 2685 | 3467 | 3897 | 684.8657 | 825.2791 | 971.4286 | 270.5919
| 6744 | 738.0029 | 693.9972 | 856.7936 | 693.9972 | 693.9972 | 856.7936 | 693.9972 | 693.9972 | 856.7936 | 693.9972 | 971.4286 | 381.4594 | 693.9972 | 856.7936 | 693.9972 | 6744 | 693.9972 | 856.7936 | 971.4286 | 381.4594 | 6335 | 5201 | 6607 | 3815 | 3275 | 7424 | 3430 | 3383 | 684.8176 | 825.2765 | 971.4286 | 270.5919
| 6745 | 751.4715 | 733.5512 | 850.5609 | 733.5512 | 733.5512 | 850.5609 | 733.5512 | 733.5512 | 850.5609 | 733.5512 | 968.7075 | 281.2402 | 733.5512 | 850.5609 | 733.5512 | 6745 | 733.5512 | 850.5609 | 968.7075 | 281.2402 | 4667 | 5586 | 7339 | 6321 | 2676 | 368 | 3410 | 2667 | 684.8176 | 825.2765 | 971.4286 | 270.5919
| 6746 | 721.1857 | 670.6397 | 859.0968 | 670.6397 | 670.6397 | 859.0968 | 670.6397 | 670.6397 | 859.0968 | 670.6397 | 967.3469 | 327.7482 | 670.6397 | 859.0968 | 670.6397 | 6746 | 670.6397 | 859.0968 | 967.3469 | 327.7482 | 7279 | 5056 | 7531 | 4887 | 8076 | 8429 | 3404 | 1927 | 684.7696 | 825.2733 | 971.4286 | 270.5919
| 6747 | 747.5689 | 725.1406 | 854.8439 | 725.1406 | 725.1406 | 854.8439 | 725.1406 | 725.1406 | 854.8439 | 725.1406 | 965.9864 | 279.4785 | 725.1406 | 854.8439 | 725.1406 | 6747 | 725.1406 | 854.8439 | 965.9864 | 279.4786 | 5005 | 5319 | 7819 | 6389 | 5600 | 5488 | 3384 | 1748 | 684.7696 | 825.1994 | 971.4286 | 270.5919
| 6748 | 711.5238 | 653.482 | 858.8542 | 653.482 | 653.482 | 858.8542 | 653.482 | 653.482 | 858.8542 | 653.482 | 963.2653 | 334.7949 | 653.482 | 858.8542 | 653.482 | 6748 | 653.482 | 858.8542 | 963.2653 | 334.7949 | 7753 | 5069 | 8067 | 4749 | 540 | 6512 | 3358 | 1580 | 684.7695 | 825.1973 | 971.4286 | 270.5919
| 6749 | 710.6652 | 665.2088 | 856.1193 | 665.2088 | 665.2088 | 856.1193 | 665.2088 | 665.2088 | 856.1193 | 665.2088 | 963.2653 | 239.8998 | 665.2088 | 856.1193 | 665.2088 | 6749 | 665.2088 | 856.1193 | 963.2653 | 239.8998 | 7428 | 5251 | 8066 | 7791 | 8651 | 6320 | 3321 | 557 | 684.7215 | 825.111 | 971.4286 | 270.5919
| 6750 | 701.1563 | 644.4466 | 856.4009 | 644.4466 | 644.4466 | 856.4009 | 644.4466 | 644.4466 | 856.4009 | 644.4466 | 965.9864 | 269.026 | 644.4466 | 856.4009 | 644.4466 | 6750 | 644.4466 | 856.4009 | 965.9864 | 269.026 | 7960 | 5226 | 7818 | 6796 | 6817 | 5874 | 3299 | 7765 | 684.7215 | 825.111 | 971.4286 | 270.2787
| 6751 | 684.002 | 610.2273 | 870.5201 | 610.2273 | 610.2273 | 870.5201 | 610.2273 | 610.2273 | 870.5201 | 610.2273 | 957.8231 | 254.3063 | 610.2273 | 870.5201 | 610.2273 | 6751 | 610.2273 | 870.5201 | 957.8231 | 254.3063 | 8521 | 4247 | 8356 | 7294 | 2840 | 2529 | 3262 | 6915 | 684.7215 | 825.104 | 971.4286 | 270.2787
| 6752 | 686.5427 | 631.2779 | 846.0881 | 631.2779 | 631.2779 | 846.0881 | 631.2779 | 631.2779 | 846.0881 | 631.2779 | 945.5782 | 231.4438 | 631.2779 | 846.0881 | 631.2779 | 6752 | 631.2779 | 846.0881 | 945.5782 | 231.4438 | 8206 | 5885 | 8615 | 8026 | 5042 | 2539 | 3242 | 6414 | 684.6734 | 825.0226 | 971.4286 | 270.2787
| 6753 | 684.3271 | 602.9221 | 886.5495 | 602.9221 | 602.9221 | 886.5495 | 602.9221 | 602.9221 | 886.5495 | 602.9221 | 967.3469 | 243.658 | 602.9221 | 886.5495 | 602.9221 | 6753 | 602.9221 | 886.5495 | 967.3469 | 243.658 | 8605 | 3114 | 7530 | 7675 | 4687 | 5916 | 3236 | 6411 | 684.6734 | 825.0199 | 971.4286 | 270.2787
| 6754 | 664.3346 | 582.2079 | 857.7449 | 582.2079 | 582.2079 | 857.7449 | 582.2079 | 582.2079 | 857.7449 | 582.2079 | 964.6259 | 247.4162 | 582.2079 | 857.7449 | 582.2079 | 6754 | 582.2079 | 857.7449 | 964.6259 | 247.4162 | 8759 | 5153 | 7991 | 7553 | 919 | 868 | 3216 | 5143 | 684.6734 | 824.8793 | 971.4286 | 270.2787
| 6755 | 668.5318 | 587.2543 | 864.4023 | 587.2543 | 587.2543 | 864.4023 | 587.2543 | 587.2543 | 864.4023 | 587.2543 | 967.3469 | 236.4547 | 587.2543 | 864.4023 | 587.2543 | 6755 | 587.2543 | 864.4023 | 967.3469 | 236.4548 | 8737 | 4681 | 7529 | 7893 | 5669 | 6116 | 3190 | 5134 | 684.5773 | 824.6894 | 971.4286 | 270.2787
| 6756 | 695.7317 | 626.5199 | 877.6449 | 626.5199 | 626.5199 | 877.6449 | 626.5199 | 626.5199 | 877.6449 | 626.5199 | 978.2313 | 239.2734 | 626.5199 | 877.6449 | 626.5199 | 6756 | 626.5199 | 877.6449 | 978.2313 | 239.2734 | 8287 | 3783 | 4365 | 7808 | 4518 | 905 | 3153 | 4904 | 684.5773 | 824.621 | 971.4286 | 270.2787
| 6757 | 738.0167 | 671.4808 | 869.2843 | 671.4808 | 671.4808 | 858.1949 | 671.4808 | 671.4808 | 869.2843 | 671.4808 | 970.068 | 524.2718 | 671.4808 | 869.2843 | 671.4808 | 6757 | 671.4808 | 869.2843 | 970.068 | 524.2719 | 7258 | 4315 | 6982 | 1593 | 7354 | 2534 | 3131 | 2093 | 684.5293 | 824.6024 | 971.4286 | 270.2787
| 6758 | 677.2349 | 589.8496 | 888.3634 | 589.8496 | 589.8496 | 888.3634 | 589.8496 | 589.8496 | 888.3634 | 589.8496 | 974.1497 | 234.8888 | 589.8496 | 888.3634 | 589.8496 | 6758 | 589.8496 | 888.3634 | 974.1497 | 234.8888 | 8707 | 2971 | 5781 | 7933 | 298 | 952 | 3094 | 1576 | 684.5292 | 824.5297 | 971.4286 | 270.2787
| 6759 | 749.4081 | 706.6132 | 852.9103 | 706.6132 | 706.6132 | 867.4201 | 706.6132 | 706.6132 | 852.9103 | 706.6132 | 972.7891 | 439.8685 | 706.6132 | 852.9103 | 706.6132 | 6759 | 706.6132 | 852.9103 | 972.7891 | 439.8685 | 5797 | 5433 | 6200 | 2833 | 113 | 6707 | 3074 | 1398 | 684.5292 | 824.4944 | 971.4286 | 270.2787
| 6760 | 660.2208 | 611.1405 | 790.3062 | 611.1405 | 611.1405 | 790.3062 | 611.1405 | 611.1405 | 790.3062 | 611.1405 | 970.068 | 222.6746 | 611.1405 | 790.3062 | 611.1405 | 6760 | 611.1405 | 790.3062 | 970.068 | 222.6746 | 8514 | 7132 | 6981 | 8226 | 5330 | 6145 | 3068 | 113 | 684.4812 | 824.4695 | 971.4286 | 270.2787
| 6761 | 706.3635 | 635.2189 | 899.9125 | 635.2189 | 635.2189 | 899.9125 | 635.2189 | 635.2189 | 899.9125 | 635.2189 | 976.8707 | 230.8174 | 635.2189 | 899.9125 | 635.2189 | 6761 | 635.2189 | 899.9125 | 976.8708 | 230.8174 | 8147 | 2121 | 4944 | 8044 | 1738 | 5424 | 3048 | 7081 | 684.4812 | 824.4468 | 971.4286 | 269.9656
| 6762 | 728.7869 | 694.7662 | 860.1611 | 694.7662 | 694.7662 | 860.1611 | 694.7662 | 694.7662 | 860.1611 | 694.7662 | 976.8707 | 227.3724 | 694.7662 | 860.1611 | 694.7662 | 6762 | 694.7662 | 860.1611 | 976.8708 | 227.3724 | 6301 | 4970 | 4943 | 8125 | 5502 | 6211 | 3022 | 2132 | 684.4331 | 824.4002 | 971.4286 | 269.9656
| 6763 | 794.0171 | 806.0167 | 868.8755 | 806.0167 | 806.0167 | 868.8755 | 806.0167 | 806.0167 | 868.8755 | 806.0167 | 956.4626 | 236.1416 | 806.0167 | 868.8755 | 806.0167 | 6763 | 806.0167 | 868.8755 | 956.4626 | 236.1416 | 2029 | 4342 | 8420 | 7898 | 6327 | 2553 | 2985 | 1849 | 684.3851 | 824.3648 | 971.4286 | 269.9656
| 6764 | 789.3945 | 803.9093 | 856.3015 | 803.9093 | 803.9093 | 856.3015 | 803.9093 | 803.9093 | 856.3015 | 803.9093 | 971.4286 | 223.6142 | 803.9093 | 856.3015 | 803.9093 | 6764 | 803.9093 | 856.3015 | 971.4286 | 223.6142 | 2098 | 5235 | 6606 | 8214 | 4429 | 8278 | 2963 | 1341 | 684.3851 | 824.3286 | 971.4286 | 269.9656
| 6765 | 800.2582 | 805.5943 | 858.3024 | 805.5943 | 805.5943 | 858.3024 | 805.5943 | 805.5943 | 858.3024 | 805.5943 | 975.5102 | 350.1409 | 805.5943 | 858.3024 | 805.5943 | 6765 | 805.5943 | 858.3024 | 975.5102 | 350.1409 | 2046 | 5098 | 5363 | 4452 | 8127 | 5428 | 2926 | 1246 | 684.361 | 824.2957 | 971.4286 | 269.9656
| 6766 | 777.5616 | 751.1414 | 852.0618 | 751.1414 | 751.1414 | 852.0618 | 751.1414 | 751.1414 | 852.0618 | 751.1414 | 983.6735 | 484.8105 | 751.1414 | 852.0618 | 751.1414 | 6766 | 751.1414 | 852.0618 | 983.6735 | 484.8105 | 3968 | 5489 | 2555 | 2085 | 591 | 5707 | 2906 | 8692 | 684.361 | 824.0167 | 971.4286 | 269.6524
| 6767 | 742.9147 | 716.5377 | 858.0226 | 716.5377 | 716.5377 | 858.0226 | 716.5377 | 716.5377 | 858.0226 | 716.5377 | 983.6735 | 252.7404 | 716.5377 | 858.0226 | 716.5377 | 6767 | 716.5377 | 858.0226 | 983.6735 | 252.7404 | 5366 | 5129 | 2554 | 7354 | 5141 | 5468 | 2900 | 8447 | 684.337 | 823.9792 | 971.4286 | 269.6524
| 6768 | 708.2807 | 634.6902 | 852.1165 | 634.6902 | 634.6902 | 852.1165 | 634.6902 | 634.6902 | 852.1165 | 634.6902 | 975.5102 | 454.4316 | 634.6902 | 852.1165 | 634.6902 | 6768 | 634.6903 | 852.1165 | 975.5102 | 454.4316 | 8155 | 5481 | 5362 | 2585 | 6489 | 8430 | 2880 | 8299 | 684.2409 | 823.9464 | 971.4286 | 269.6524
| 6769 | 722.9193 | 663.0461 | 840.6014 | 663.0461 | 663.0461 | 840.6014 | 663.0461 | 663.0461 | 840.6014 | 663.0461 | 970.068 | 484.0276 | 663.0461 | 840.6014 | 663.0461 | 6769 | 663.0461 | 840.6014 | 970.068 | 484.0276 | 7501 | 6194 | 6980 | 2099 | 6459 | 5598 | 2854 | 7992 | 684.2409 | 823.9329 | 971.4286 | 269.6524
| 6770 | 716.0361 | 642.2838 | 841.6245 | 642.2838 | 642.2838 | 841.6245 | 642.2838 | 642.2838 | 841.6245 | 642.2838 | 971.4286 | 548.3088 | 642.2838 | 841.6245 | 642.2838 | 6770 | 642.2839 | 841.6245 | 971.4286 | 548.3088 | 8004 | 6134 | 6605 | 1319 | 1236 | 6418 | 2817 | 7907 | 684.1928 | 823.9271 | 971.4286 | 269.6524
| 6771 | 697.567 | 618.8302 | 857.643 | 618.8302 | 618.8302 | 857.643 | 618.8302 | 618.8302 | 857.643 | 618.8302 | 967.3469 | 417.3779 | 618.8302 | 857.643 | 618.8302 | 6771 | 618.8302 | 857.643 | 967.3469 | 417.3779 | 8423 | 5157 | 7528 | 3199 | 4140 | 5610 | 2795 | 7494 | 684.1448 | 823.9233 | 971.4286 | 269.6524
| 6772 | 708.0825 | 636.1801 | 853.755 | 636.1801 | 636.1801 | 853.755 | 636.1801 | 636.1801 | 853.755 | 636.1801 | 974.1497 | 434.5443 | 636.1801 | 853.755 | 636.1801 | 6772 | 636.1801 | 853.755 | 974.1497 | 434.5443 | 8131 | 5392 | 5780 | 2917 | 3303 | 6146 | 2758 | 6152 | 684.1448 | 823.863 | 971.4286 | 269.6524
| 6773 | 697.8428 | 650.8867 | 839.4076 | 650.8867 | 650.8867 | 839.4076 | 650.8867 | 650.8867 | 839.4076 | 650.8867 | 975.5102 | 229.5647 | 650.8867 | 839.4076 | 650.8867 | 6773 | 650.8867 | 839.4076 | 975.5102 | 229.5647 | 7823 | 6244 | 5361 | 8072 | 3415 | 7501 | 2738 | 5452 | 684.0967 | 823.8412 | 971.4286 | 269.6524
| 6774 | 709.2412 | 668.2367 | 845.7716 | 668.2367 | 668.2367 | 845.7716 | 668.2367 | 668.2367 | 845.7716 | 668.2367 | 983.6735 | 216.7241 | 668.2367 | 845.7716 | 668.2367 | 6774 | 668.2367 | 845.7717 | 983.6735 | 216.7241 | 7349 | 5916 | 2553 | 8328 | 2819 | 445 | 2732 | 4086 | 684.0967 | 823.8412 | 971.4286 | 269.6524
| 6775 | 706.3536 | 658.192 | 856.5643 | 658.192 | 658.192 | 856.5643 | 658.192 | 658.192 | 856.5643 | 658.192 | 982.3129 | 214.845 | 658.192 | 856.5643 | 658.192 | 6775 | 658.192 | 856.5643 | 982.3129 | 214.845 | 7624 | 5217 | 3198 | 8353 | 5864 | 8648 | 2712 | 2094 | 684.0486 | 823.8123 | 971.4286 | 269.6524
| 6776 | 705.2496 | 651.9441 | 854.1588 | 651.9441 | 651.9441 | 854.1588 | 651.9441 | 651.9441 | 854.1588 | 651.9441 | 978.2313 | 263.0755 | 651.9441 | 854.1588 | 651.9441 | 6776 | 651.9441 | 854.1588 | 978.2313 | 263.0755 | 7800 | 5370 | 4364 | 6992 | 6054 | 7759 | 2686 | 1919 | 684.0006 | 823.7801 | 971.4286 | 269.6524
| 6777 | 735.0829 | 681.0689 | 863.1717 | 681.0689 | 681.0689 | 863.1717 | 681.0689 | 681.0689 | 863.1717 | 681.0689 | 982.3129 | 407.6104 | 681.0689 | 863.1717 | 681.0689 | 6777 | 681.0689 | 863.1717 | 982.3129 | 407.6104 | 6903 | 4757 | 3197 | 3352 | 4425 | 8431 | 2649 | 1856 | 684.0006 | 823.6952 | 971.4286 | 269.6524
| 6778 | 706.313 | 625.9913 | 879.5588 | 625.9913 | 625.9913 | 879.5588 | 625.9913 | 625.9913 | 879.5588 | 625.9913 | 986.3946 | 375.8221 | 625.9913 | 879.5588 | 625.9913 | 6778 | 625.9913 | 879.5588 | 986.3946 | 375.8221 | 8301 | 3634 | 1803 | 3948 | 6388 | 5487 | 2627 | 438 | 683.9525 | 823.6472 | 971.4286 | 269.6524
| 6779 | 739.6339 | 686.692 | 860.533 | 686.692 | 686.692 | 860.533 | 686.692 | 686.692 | 860.533 | 686.692 | 982.3129 | 436.8932 | 686.692 | 860.533 | 686.692 | 6779 | 686.692 | 860.533 | 982.3129 | 436.8932 | 6663 | 4948 | 3196 | 2873 | 5360 | 5706 | 2590 | 8311 | 683.9525 | 823.6308 | 971.4286 | 269.5114
| 6780 | 732.5427 | 675.1093 | 866.9071 | 675.1093 | 675.1093 | 866.9071 | 675.1093 | 675.1093 | 866.9071 | 675.1093 | 978.2313 | 408.8631 | 675.1093 | 866.9071 | 675.1093 | 6780 | 675.1093 | 866.9071 | 978.2313 | 408.8631 | 7132 | 4479 | 4363 | 3335 | 5305 | 5960 | 2570 | 4755 | 683.9525 | 823.5597 | 971.4286 | 269.4958
| 6781 | 732.5433 | 662.5174 | 867.0235 | 662.5174 | 662.5174 | 867.0235 | 662.5174 | 662.5174 | 867.0235 | 662.5174 | 980.9524 | 506.4203 | 662.5174 | 867.0235 | 662.5174 | 6781 | 662.5174 | 867.0235 | 980.9524 | 506.4203 | 7514 | 4474 | 3693 | 1807 | 6825 | 8600 | 2564 | 8115 | 683.9045 | 823.5525 | 971.4286 | 269.3392
| 6782 | 756.7181 | 701.0621 | 870.4746 | 701.0621 | 701.0621 | 870.4746 | 701.0621 | 701.0621 | 870.4746 | 701.0621 | 980.9524 | 522.7059 | 701.0621 | 870.4746 | 701.0621 | 6782 | 701.0621 | 870.4746 | 980.9524 | 522.7059 | 6046 | 4251 | 3692 | 1612 | 5473 | 5369 | 2544 | 7375 | 683.9045 | 823.4612 | 971.4286 | 269.3392
| 6783 | 765.0929 | 718.4601 | 873.2164 | 718.4601 | 718.4601 | 873.2164 | 718.4601 | 718.4601 | 873.2164 | 718.4601 | 972.7891 | 497.9643 | 718.4601 | 873.2164 | 718.4601 | 6783 | 718.4601 | 873.2164 | 972.7891 | 497.9643 | 5291 | 4070 | 6199 | 1921 | 8265 | 5611 | 2518 | 6272 | 683.8564 | 823.4531 | 971.4286 | 269.3392
| 6784 | 774.3235 | 725.9095 | 892.2934 | 725.9095 | 725.9095 | 892.2934 | 725.9095 | 725.9095 | 892.2934 | 725.9095 | 975.5102 | 488.5687 | 725.9095 | 892.2934 | 725.9095 | 6784 | 725.9096 | 892.2934 | 975.5102 | 488.5688 | 4976 | 2691 | 5360 | 2040 | 4984 | 5959 | 2481 | 2092 | 683.8564 | 823.4343 | 971.4286 | 269.3392
| 6785 | 770.5627 | 731.4365 | 877.7019 | 731.4365 | 731.4365 | 877.7019 | 731.4365 | 731.4365 | 877.7019 | 731.4365 | 983.6735 | 441.9042 | 731.4365 | 877.7019 | 731.4365 | 6785 | 731.4365 | 877.7019 | 983.6735 | 441.9042 | 4764 | 3773 | 2552 | 2799 | 783 | 6742 | 2459 | 1889 | 683.8564 | 823.3606 | 971.4286 | 269.3392
| 6786 | 780.5031 | 756.5723 | 856.2034 | 756.5723 | 756.5723 | 856.2034 | 756.5723 | 756.5723 | 856.2034 | 756.5723 | 967.3469 | 482.305 | 756.5723 | 856.2034 | 756.5723 | 6786 | 756.5723 | 856.2034 | 967.3469 | 482.305 | 3764 | 5246 | 7527 | 2119 | 7337 | 881 | 2422 | 1727 | 683.8083 | 823.3529 | 971.4286 | 269.3392
| 6787 | 816.5616 | 828.4712 | 884.9269 | 828.4712 | 828.4712 | 884.9269 | 828.4712 | 828.4712 | 884.9269 | 828.4712 | 980.9524 | 283.4325 | 828.4712 | 884.9269 | 828.4712 | 6787 | 828.4712 | 884.9269 | 980.9524 | 283.4325 | 1440 | 3259 | 3691 | 6238 | 5166 | 229 | 2402 | 805 | 683.8083 | 823.3284 | 971.4286 | 269.3392
| 6788 | 837.5107 | 863.5555 | 875.4448 | 863.5555 | 863.5555 | 875.4448 | 863.5555 | 863.5555 | 875.4448 | 863.5555 | 986.3946 | 328.5312 | 863.5555 | 875.4448 | 863.5555 | 6788 | 863.5555 | 875.4448 | 986.3946 | 328.5312 | 881 | 3935 | 1802 | 4867 | 4693 | 5726 | 2396 | 579 | 683.8083 | 823.3118 | 971.4286 | 269.3392
| 6789 | 836.4932 | 870.5243 | 864.0558 | 870.5243 | 870.5243 | 864.0558 | 870.5243 | 870.5243 | 864.0558 | 870.5243 | 982.3129 | 308.1741 | 870.5243 | 864.0558 | 870.5243 | 6789 | 870.5243 | 864.0558 | 982.3129 | 308.1741 | 808 | 4704 | 3195 | 5356 | 2675 | 2555 | 2376 | 319 | 683.8083 | 823.3041 | 971.4286 | 269.3392
| 6790 | 831.531 | 842.553 | 864.8727 | 842.553 | 842.553 | 864.8727 | 842.553 | 842.553 | 864.8727 | 842.553 | 971.4286 | 470.0908 | 842.553 | 864.8727 | 842.553 | 6790 | 842.553 | 864.8727 | 971.4286 | 470.0908 | 1184 | 4647 | 6604 | 2306 | 281 | 6459 | 2350 | 7950 | 683.8083 | 823.2288 | 971.4286 | 269.1043
| 6791 | 769.0065 | 749.9399 | 867.3623 | 749.9399 | 749.9399 | 867.3623 | 749.9399 | 749.9399 | 867.3623 | 749.9399 | 985.034 | 312.0889 | 749.9399 | 867.3623 | 749.9399 | 6791 | 749.9399 | 867.3623 | 985.034 | 312.089 | 4011 | 4451 | 2156 | 5249 | 8746 | 1042 | 2313 | 8626 | 683.7603 | 823.1218 | 971.4286 | 269.026
| 6792 | 776.1939 | 723.074 | 891.7409 | 723.074 | 723.074 | 891.7409 | 723.074 | 723.074 | 891.7409 | 723.074 | 987.7551 | 527.4037 | 723.074 | 891.7409 | 723.074 | 6792 | 723.074 | 891.7409 | 987.7551 | 527.4037 | 5096 | 2728 | 1439 | 1555 | 6324 | 5162 | 2291 | 8305 | 683.7603 | 823.0843 | 971.4286 | 269.026
| 6793 | 767.7956 | 712.5487 | 843.5447 | 712.5487 | 712.5487 | 843.5447 | 712.5487 | 712.5487 | 843.5447 | 712.5487 | 987.7551 | 686.8149 | 712.5487 | 843.5447 | 712.5487 | 6793 | 712.5487 | 843.5447 | 987.7551 | 686.8149 | 5522 | 6027 | 1438 | 331 | 8163 | 6460 | 2254 | 8015 | 683.6642 | 823.0307 | 971.4286 | 269.026
| 6794 | 772.1079 | 707.6465 | 845.8878 | 707.6465 | 707.6465 | 845.8878 | 707.6465 | 707.6465 | 845.8878 | 707.6465 | 995.9184 | 768.8694 | 707.6465 | 845.8878 | 707.6465 | 6794 | 707.6465 | 845.8878 | 995.9184 | 768.8694 | 5743 | 5909 | 256 | 96 | 8123 | 8642 | 2234 | 7581 | 683.6642 | 822.9779 | 971.4286 | 269.026
| 6795 | 751.2227 | 702.2156 | 837.3897 | 702.2156 | 702.2156 | 837.3897 | 702.2156 | 702.2156 | 837.3897 | 702.2156 | 994.5578 | 555.2772 | 702.2156 | 837.3897 | 702.2156 | 6795 | 702.2156 | 837.3897 | 994.5578 | 555.2772 | 6004 | 6343 | 452 | 1242 | 5786 | 8610 | 2228 | 7060 | 683.6642 | 822.9649 | 971.4286 | 269.026
| 6796 | 737.1181 | 677.6566 | 843.0676 | 677.6566 | 677.6566 | 843.0676 | 677.6566 | 677.6566 | 843.0676 | 677.6566 | 991.8367 | 534.2938 | 677.6566 | 843.0676 | 677.6566 | 6796 | 677.6566 | 843.0676 | 991.8367 | 534.2938 | 7025 | 6055 | 788 | 1478 | 1429 | 228 | 2208 | 6750 | 683.6642 | 822.8773 | 971.4286 | 269.026
| 6797 | 741.1665 | 713.606 | 847.0357 | 713.606 | 713.606 | 847.0357 | 713.606 | 713.606 | 847.0357 | 713.606 | 991.8367 | 287.5039 | 713.606 | 847.0357 | 713.606 | 6797 | 713.606 | 847.0357 | 991.8367 | 287.5039 | 5480 | 5832 | 787 | 6062 | 627 | 6324 | 2182 | 5383 | 683.6642 | 822.8413 | 971.4286 | 269.026
| 6798 | 769.2299 | 719.4694 | 860.1208 | 719.4694 | 719.4694 | 860.1208 | 719.4694 | 719.4694 | 860.1208 | 719.4694 | 982.3129 | 590.6671 | 719.4694 | 860.1208 | 719.4694 | 6798 | 719.4694 | 860.1208 | 982.3129 | 590.6671 | 5251 | 4972 | 3194 | 918 | 587 | 6656 | 2145 | 4062 | 683.6642 | 822.7811 | 971.4286 | 269.026
| 6799 | 715.1879 | 653.2417 | 856.6246 | 653.2417 | 653.2417 | 856.6246 | 653.2417 | 653.2417 | 856.6246 | 653.2417 | 972.7891 | 387.41 | 653.2417 | 856.6246 | 653.2417 | 6799 | 653.2417 | 856.6246 | 972.7891 | 387.41 | 7765 | 5212 | 6198 | 3710 | 6153 | 27 | 2123 | 3428 | 683.6161 | 822.7183 | 971.4286 | 269.026
| 6800 | 719.5066 | 665.6894 | 849.0022 | 665.6894 | 665.6894 | 849.0022 | 665.6894 | 665.6894 | 849.0022 | 665.6894 | 986.3946 | 365.1738 | 665.6894 | 849.0022 | 665.6894 | 6800 | 665.6894 | 849.0022 | 986.3946 | 365.1738 | 7411 | 5720 | 1801 | 4171 | 5775 | 5544 | 2086 | 1392 | 683.6161 | 822.6807 | 971.4286 | 269.026
| 6801 | 753.1049 | 690.1043 | 872.9719 | 690.1043 | 690.1043 | 872.9719 | 690.1043 | 690.1043 | 872.9719 | 690.1043 | 959.1837 | 571.5628 | 690.1043 | 872.9719 | 690.1043 | 6801 | 690.1043 | 872.9719 | 959.1837 | 571.5628 | 6491 | 4081 | 8304 | 1084 | 5021 | 3931 | 2066 | 1176 | 683.6161 | 822.6296 | 971.4286 | 269.026
| 6802 | 750.7512 | 694.3817 | 868.5913 | 694.3817 | 694.3817 | 868.5913 | 694.3817 | 694.3817 | 868.5913 | 694.3817 | 976.8707 | 504.228 | 694.3817 | 868.5913 | 694.3817 | 6802 | 694.3817 | 868.5913 | 976.8708 | 504.228 | 6317 | 4366 | 4942 | 1838 | 3487 | 5971 | 2060 | 8630 | 683.6161 | 822.4637 | 971.4286 | 268.7128
| 6803 | 691.6744 | 688.4222 | 663.7928 | 688.4222 | 688.4222 | 663.7928 | 688.4222 | 688.4222 | 663.7928 | 688.4222 | 985.034 | 535.8597 | 688.4222 | 663.7928 | 688.4222 | 6803 | 688.4222 | 663.7928 | 985.034 | 535.8597 | 6583 | 8340 | 2155 | 1459 | 7567 | 6866 | 2040 | 8383 | 683.568 | 822.4511 | 971.4286 | 268.7128
| 6804 | 703.3318 | 702.0714 | 665.6265 | 702.0714 | 702.0714 | 665.6265 | 702.0714 | 702.0714 | 665.6265 | 702.0714 | 989.1156 | 578.4529 | 702.0714 | 665.6265 | 702.0714 | 6804 | 702.0714 | 665.6265 | 989.1157 | 578.4529 | 6009 | 8326 | 1154 | 1016 | 5314 | 6198 | 2014 | 8141 | 683.568 | 822.4326 | 971.4286 | 268.7128
| 6805 | 691.5279 | 686.5478 | 659.5637 | 686.5478 | 686.5478 | 659.5637 | 686.5478 | 686.5478 | 659.5637 | 686.5478 | 986.3946 | 564.3595 | 686.5478 | 659.5637 | 686.5478 | 6805 | 686.5478 | 659.5637 | 986.3946 | 564.3595 | 6672 | 8361 | 1800 | 1154 | 879 | 2552 | 1977 | 8096 | 683.4719 | 822.3813 | 971.4286 | 268.7128
| 6806 | 718.4765 | 719.95 | 705.9241 | 719.95 | 719.95 | 705.9241 | 719.95 | 719.95 | 705.9241 | 719.95 | 983.6735 | 491.7006 | 719.95 | 705.9241 | 719.95 | 6806 | 719.95 | 705.9241 | 983.6735 | 491.7006 | 5232 | 7974 | 2551 | 1995 | 5162 | 5699 | 1955 | 7446 | 683.4239 | 822.3764 | 971.4286 | 268.7128
| 6807 | 719.1604 | 721.3438 | 695.8189 | 721.3438 | 721.3438 | 695.8189 | 721.3438 | 721.3438 | 695.8189 | 721.3438 | 987.7551 | 526.4641 | 721.3438 | 695.8189 | 721.3438 | 6807 | 721.3438 | 695.8189 | 987.7551 | 526.4641 | 5177 | 8060 | 1437 | 1568 | 2836 | 5719 | 1918 | 4067 | 683.4239 | 822.3473 | 971.4286 | 268.7128
| 6808 | 731.4442 | 742.875 | 703.0315 | 742.875 | 742.875 | 703.0315 | 742.875 | 742.875 | 703.0315 | 742.875 | 987.7551 | 497.3379 | 742.875 | 703.0315 | 742.875 | 6808 | 742.875 | 703.0315 | 987.7551 | 497.3379 | 4277 | 7996 | 1436 | 1930 | 2379 | 5552 | 1898 | 2864 | 683.4239 | 822.3293 | 971.4286 | 268.7128
| 6809 | 741.9356 | 735.5217 | 717.7292 | 735.5217 | 735.5217 | 717.7292 | 735.5217 | 735.5217 | 717.7292 | 735.5217 | 1000 | 632.0075 | 735.5217 | 717.7292 | 735.5217 | 6809 | 735.5217 | 717.7293 | 1000 | 632.0075 | 4580 | 7825 | 12 | 614 | 7112 | 5400 | 1892 | 2388 | 683.3758 | 822.3041 | 971.4286 | 268.7128
| 6810 | 759.204 | 787.9079 | 695.4616 | 787.9079 | 787.9079 | 695.4616 | 787.9079 | 787.9079 | 695.4616 | 787.9079 | 980.9524 | 562.7936 | 787.9079 | 695.4616 | 787.9079 | 6810 | 787.9079 | 695.4616 | 980.9524 | 562.7936 | 2620 | 8066 | 3690 | 1172 | 4065 | 5589 | 1872 | 1582 | 683.3758 | 822.2995 | 971.4286 | 268.7128
| 6811 | 786.9098 | 830.8742 | 712.3881 | 830.8742 | 830.8742 | 712.3881 | 830.8742 | 830.8742 | 712.3881 | 830.8742 | 995.9184 | 524.2718 | 830.8742 | 712.3881 | 830.8742 | 6811 | 830.8742 | 712.3881 | 995.9184 | 524.2719 | 1395 | 7899 | 255 | 1592 | 3906 | 906 | 1846 | 1543 | 683.3758 | 822.2916 | 971.4286 | 268.7128
| 6812 | 788.6522 | 863.892 | 716.2215 | 863.892 | 863.892 | 716.2215 | 863.892 | 863.892 | 716.2215 | 863.892 | 978.2313 | 286.8775 | 863.892 | 716.2215 | 863.892 | 6812 | 863.892 | 716.2215 | 978.2313 | 286.8776 | 876 | 7853 | 4362 | 6087 | 7600 | 8674 | 1809 | 1131 | 683.3277 | 822.2736 | 971.4286 | 268.7128
| 6813 | 793.432 | 866.1508 | 704.5694 | 866.1508 | 866.1508 | 704.5694 | 866.1508 | 866.1508 | 704.5694 | 866.1508 | 993.1973 | 367.3661 | 866.1508 | 704.5694 | 866.1508 | 6813 | 866.1508 | 704.5694 | 993.1973 | 367.3661 | 853 | 7982 | 607 | 4128 | 5144 | 5397 | 1787 | 605 | 683.3277 | 822.2538 | 971.4286 | 268.7128
| 6814 | 771.118 | 796.703 | 698.6308 | 796.703 | 796.703 | 698.6308 | 796.703 | 796.703 | 698.6308 | 796.703 | 994.5578 | 632.9471 | 796.703 | 698.6308 | 796.703 | 6814 | 796.703 | 698.6308 | 994.5578 | 632.9471 | 2322 | 8042 | 451 | 606 | 4974 | 942 | 1750 | 560 | 683.3277 | 822.2512 | 971.4286 | 268.7128
| 6815 | 721.8753 | 747.4888 | 695.5294 | 747.4888 | 747.4888 | 695.5294 | 747.4888 | 747.4888 | 695.5294 | 747.4888 | 972.7891 | 371.4375 | 747.4888 | 695.5294 | 747.4888 | 6815 | 747.4888 | 695.5294 | 972.7891 | 371.4375 | 4100 | 8064 | 6197 | 4031 | 6600 | 8622 | 1730 | 390 | 683.2797 | 822.2479 | 971.4286 | 268.7128
| 6816 | 707.0995 | 708.6557 | 685.0596 | 708.6557 | 708.6557 | 685.0596 | 708.6557 | 708.6557 | 685.0596 | 708.6557 | 993.1973 | 496.7116 | 708.6557 | 685.0596 | 708.6557 | 6816 | 708.6557 | 685.0596 | 993.1973 | 496.7116 | 5693 | 8169 | 606 | 1935 | 4937 | 6150 | 1724 | 8631 | 683.2797 | 822.242 | 971.4286 | 268.3996
| 6817 | 757.6967 | 684.7215 | 879.2235 | 684.7215 | 684.7215 | 879.2235 | 684.7215 | 684.7215 | 879.2235 | 684.7215 | 990.4762 | 622.612 | 684.7215 | 879.2235 | 684.7215 | 6817 | 684.7215 | 879.2235 | 990.4762 | 622.612 | 6750 | 3656 | 1013 | 675 | 6631 | 6492 | 1704 | 8619 | 683.2316 | 822.2037 | 971.4286 | 268.3996
| 6818 | 749.7784 | 677.6085 | 867.6094 | 677.6085 | 677.6085 | 867.6094 | 677.6085 | 677.6085 | 867.6094 | 677.6085 | 998.6395 | 606.9527 | 677.6085 | 867.6094 | 677.6085 | 6818 | 677.6085 | 867.6094 | 998.6395 | 606.9527 | 7026 | 4430 | 76 | 774 | 6230 | 2193 | 1678 | 7945 | 683.2316 | 822.1308 | 971.4286 | 268.3996
| 6819 | 736.0452 | 678.3775 | 861.905 | 678.3775 | 678.3775 | 861.905 | 678.3775 | 678.3775 | 861.905 | 678.3775 | 995.9184 | 434.0745 | 678.3775 | 861.905 | 678.3775 | 6819 | 678.3775 | 861.905 | 995.9184 | 434.0745 | 7005 | 4861 | 254 | 2922 | 4619 | 946 | 1641 | 7871 | 683.2316 | 821.9984 | 971.4286 | 268.3996
| 6820 | 751.1191 | 689.1431 | 855.3473 | 689.1431 | 689.1431 | 855.3473 | 689.1431 | 689.1431 | 855.3473 | 689.1431 | 986.3946 | 594.7385 | 689.1431 | 855.3473 | 689.1431 | 6820 | 689.1431 | 855.3473 | 986.3946 | 594.7385 | 6543 | 5287 | 1799 | 881 | 1826 | 969 | 1619 | 7802 | 683.2316 | 821.9973 | 971.4286 | 268.3996
| 6821 | 703.6587 | 700.2451 | 690.3887 | 700.2451 | 700.2451 | 690.3887 | 700.2451 | 700.2451 | 690.3887 | 700.2451 | 989.1156 | 498.5907 | 700.2451 | 690.3887 | 700.2451 | 6821 | 700.2451 | 690.3887 | 989.1157 | 498.5907 | 6074 | 8118 | 1153 | 1911 | 6483 | 6278 | 1582 | 7273 | 683.1836 | 821.8527 | 971.4286 | 268.3996
| 6822 | 704.9981 | 704.8589 | 679.4504 | 704.8589 | 704.8589 | 679.4504 | 704.8589 | 704.8589 | 679.4504 | 704.8589 | 995.9184 | 517.3818 | 704.8589 | 679.4504 | 704.8589 | 6822 | 704.8589 | 679.4504 | 995.9184 | 517.3818 | 5880 | 8217 | 253 | 1677 | 4304 | 6149 | 1562 | 7078 | 683.1835 | 821.7778 | 971.4286 | 268.3996
| 6823 | 691.1625 | 660.2586 | 704.5288 | 660.2586 | 660.2586 | 704.5288 | 660.2586 | 660.2586 | 704.5288 | 660.2586 | 974.1497 | 601.9417 | 660.2586 | 704.5288 | 660.2586 | 6823 | 660.2586 | 704.5288 | 974.1497 | 601.9418 | 7577 | 7983 | 5779 | 819 | 4282 | 6634 | 1556 | 3398 | 683.1355 | 821.7241 | 971.4286 | 268.3996
| 6824 | 686.8939 | 680.6363 | 708.3306 | 680.6363 | 680.6363 | 708.3306 | 680.6363 | 680.6363 | 708.3306 | 680.6363 | 986.3946 | 351.7069 | 680.6363 | 708.3306 | 680.6363 | 6824 | 680.6363 | 708.3306 | 986.3946 | 351.7069 | 6920 | 7943 | 1798 | 4422 | 4620 | 7499 | 1536 | 1830 | 683.0874 | 821.7167 | 971.4286 | 268.3996
| 6825 | 715.3146 | 683.9045 | 710.7588 | 683.9045 | 683.9045 | 710.7588 | 683.9045 | 683.9045 | 710.7588 | 683.9045 | 982.3129 | 717.8202 | 683.9045 | 710.7588 | 683.9045 | 6825 | 683.9045 | 710.7588 | 982.3129 | 717.8202 | 6781 | 7921 | 3193 | 224 | 8150 | 443 | 1510 | 8453 | 683.0394 | 821.7167 | 971.4286 | 268.0864
| 6826 | 714.716 | 714.6153 | 695.4969 | 714.6153 | 714.6153 | 695.4969 | 714.6153 | 714.6153 | 695.4969 | 714.6153 | 985.034 | 522.0795 | 714.6153 | 695.4969 | 714.6153 | 6826 | 714.6153 | 695.4969 | 985.034 | 522.0796 | 5438 | 8065 | 2154 | 1619 | 4287 | 5796 | 1473 | 6146 | 683.0394 | 821.6336 | 971.4286 | 268.0864
| 6827 | 719.2554 | 703.1288 | 714.4272 | 703.1288 | 703.1288 | 714.4272 | 703.1288 | 703.1288 | 714.4272 | 703.1288 | 971.4286 | 615.4087 | 703.1288 | 714.4272 | 703.1288 | 6827 | 703.1288 | 714.4272 | 971.4286 | 615.4087 | 5953 | 7878 | 6603 | 712 | 614 | 6147 | 1451 | 5165 | 683.0394 | 821.5411 | 971.4286 | 268.0864
| 6828 | 729.2879 | 709.1844 | 762.5458 | 709.1844 | 709.1844 | 762.5458 | 709.1844 | 709.1844 | 762.5458 | 709.1844 | 956.4626 | 529.9092 | 709.1844 | 762.5458 | 709.1844 | 6828 | 709.1844 | 762.5458 | 956.4626 | 529.9092 | 5679 | 7320 | 8419 | 1522 | 6608 | 5950 | 1414 | 5142 | 682.9913 | 821.4757 | 971.4286 | 268.0864
| 6829 | 753.2573 | 681.6937 | 901.5205 | 681.6937 | 681.6937 | 901.5205 | 681.6937 | 681.6937 | 901.5205 | 681.6937 | 963.2653 | 522.7059 | 681.6937 | 901.5205 | 681.6937 | 6829 | 681.6937 | 901.5205 | 963.2653 | 522.7059 | 6882 | 2004 | 8065 | 1611 | 6426 | 8602 | 1394 | 5060 | 682.9913 | 821.4132 | 971.4286 | 268.0864
| 6830 | 793.1556 | 735.8581 | 895.2458 | 735.8581 | 735.8581 | 895.2458 | 735.8581 | 735.8581 | 895.2458 | 735.8581 | 975.5102 | 660.8205 | 735.8581 | 895.2458 | 735.8581 | 6830 | 735.8581 | 895.2458 | 975.5102 | 660.8206 | 4565 | 2451 | 5359 | 450 | 6339 | 4629 | 1388 | 4748 | 682.9432 | 821.3199 | 971.4286 | 268.0864
| 6831 | 792.7218 | 740.0875 | 931.8151 | 740.0875 | 740.0875 | 931.8151 | 740.0875 | 740.0875 | 931.8151 | 740.0875 | 997.2789 | 452.8656 | 740.0875 | 931.8151 | 740.0875 | 6831 | 740.0875 | 931.8151 | 997.2789 | 452.8657 | 4394 | 468 | 168 | 2612 | 5867 | 4886 | 1368 | 2454 | 682.9432 | 821.1389 | 971.4286 | 268.0864
| 6832 | 806.3179 | 744.4129 | 908.9041 | 744.4129 | 744.4129 | 908.9041 | 744.4129 | 744.4129 | 908.9041 | 744.4129 | 985.034 | 712.4961 | 744.4129 | 908.9041 | 744.4129 | 6832 | 744.4129 | 908.9041 | 985.034 | 712.4961 | 4208 | 1555 | 2153 | 236 | 1545 | 774 | 1342 | 1888 | 682.9432 | 821.128 | 971.4286 | 268.0864
| 6833 | 809.2317 | 757.5816 | 914.6535 | 757.5816 | 757.5816 | 914.6535 | 757.5816 | 757.5816 | 914.6535 | 757.5816 | 998.6395 | 611.3373 | 757.5816 | 914.6535 | 757.5816 | 6833 | 757.5816 | 914.6536 | 998.6395 | 611.3373 | 3715 | 1237 | 75 | 736 | 5486 | 6202 | 1305 | 1534 | 682.8471 | 821.0911 | 971.4286 | 268.0864
| 6834 | 826.6492 | 832.7486 | 873.8526 | 832.7486 | 832.7486 | 873.8526 | 832.7486 | 832.7486 | 873.8526 | 832.7486 | 953.7415 | 461.948 | 832.7486 | 873.8526 | 832.7486 | 6834 | 832.7486 | 873.8526 | 953.7415 | 461.948 | 1343 | 4037 | 8512 | 2445 | 5359 | 6425 | 1283 | 1269 | 682.8471 | 820.7361 | 971.4286 | 268.0864
| 6835 | 830.3965 | 813.6204 | 891.439 | 813.6204 | 813.6204 | 891.439 | 813.6204 | 813.6204 | 891.439 | 813.6204 | 975.5102 | 575.321 | 813.6204 | 891.439 | 813.6204 | 6835 | 813.6204 | 891.439 | 975.5102 | 575.321 | 1808 | 2747 | 5358 | 1044 | 3393 | 2264 | 1246 | 8623 | 682.8471 | 820.6538 | 971.4286 | 267.7733
| 6836 | 836.546 | 848.8489 | 899.3239 | 848.8489 | 848.8489 | 899.3239 | 848.8489 | 848.8489 | 899.3239 | 848.8489 | 972.7891 | 350.7673 | 848.8489 | 899.3239 | 848.8489 | 6836 | 848.849 | 899.3239 | 972.7891 | 350.7673 | 1071 | 2160 | 6196 | 4441 | 7431 | 1234 | 1226 | 8204 | 682.7991 | 820.5904 | 971.4286 | 267.7733
| 6837 | 882.1876 | 892.4881 | 896.3894 | 892.4881 | 892.4881 | 896.3894 | 892.4881 | 892.4881 | 896.3894 | 892.4881 | 976.8707 | 648.2931 | 892.4881 | 896.3894 | 892.4881 | 6837 | 892.4881 | 896.3894 | 976.8708 | 648.2931 | 551 | 2371 | 4941 | 502 | 4285 | 788 | 1220 | 7111 | 682.7991 | 820.5904 | 971.4286 | 267.7733
| 6838 | 851.7569 | 866.295 | 885.5582 | 866.295 | 866.295 | 885.5582 | 866.295 | 866.295 | 885.5582 | 866.295 | 989.1156 | 462.8876 | 866.295 | 885.5582 | 866.295 | 6838 | 866.295 | 885.5582 | 989.1157 | 462.8876 | 851 | 3205 | 1152 | 2432 | 3511 | 2326 | 1200 | 6020 | 682.7991 | 820.5493 | 971.4286 | 267.7733
| 6839 | 815.0122 | 778.6803 | 889.9604 | 778.6803 | 778.6803 | 889.9604 | 778.6803 | 778.6803 | 889.9604 | 778.6803 | 978.2313 | 642.6558 | 778.6803 | 889.9604 | 778.6803 | 6839 | 778.6803 | 889.9604 | 978.2313 | 642.6558 | 2928 | 2849 | 4361 | 532 | 375 | 5479 | 1174 | 5401 | 682.7991 | 820.446 | 971.4286 | 267.7733
| 6840 | 804.5147 | 768.0588 | 890.2048 | 768.0588 | 768.0588 | 890.2048 | 768.0588 | 768.0588 | 890.2048 | 768.0588 | 970.068 | 587.8484 | 768.0588 | 890.2048 | 768.0588 | 6840 | 768.0588 | 890.2048 | 970.068 | 587.8484 | 3350 | 2829 | 6979 | 945 | 8165 | 775 | 1137 | 5348 | 682.751 | 820.441 | 971.4286 | 267.7733
| 6841 | 789.7185 | 749.219 | 881.0766 | 749.219 | 749.219 | 881.0766 | 749.219 | 749.219 | 881.0766 | 749.219 | 979.5918 | 558.409 | 749.219 | 881.0766 | 749.219 | 6841 | 749.219 | 881.0766 | 979.5918 | 558.409 | 4032 | 3536 | 4059 | 1211 | 5549 | 5545 | 1115 | 2072 | 682.751 | 820.3504 | 971.4286 | 267.7733
| 6842 | 779.7552 | 738.3573 | 898.9928 | 738.3573 | 738.3573 | 898.9928 | 738.3573 | 738.3573 | 898.9928 | 738.3573 | 968.7075 | 445.036 | 738.3573 | 898.9928 | 738.3573 | 6842 | 738.3573 | 898.9928 | 968.7075 | 445.036 | 4460 | 2193 | 7338 | 2751 | 629 | 5429 | 1078 | 1854 | 682.751 | 820.2902 | 971.4286 | 267.7733
| 6843 | 785.182 | 732.6381 | 905.4369 | 732.6381 | 732.6381 | 905.4369 | 732.6381 | 732.6381 | 905.4369 | 732.6381 | 974.1497 | 535.5465 | 732.6381 | 905.4369 | 732.6381 | 6843 | 732.6381 | 905.4369 | 974.1497 | 535.5465 | 4709 | 1769 | 5778 | 1465 | 6127 | 2785 | 1058 | 1509 | 682.7029 | 820.2187 | 971.4286 | 267.7733
| 6844 | 760.8558 | 723.074 | 894.8005 | 723.074 | 723.074 | 894.8005 | 723.074 | 723.074 | 894.8005 | 723.074 | 980.9524 | 307.2346 | 723.074 | 894.8005 | 723.074 | 6844 | 723.074 | 894.8005 | 980.9524 | 307.2346 | 5095 | 2477 | 3689 | 5392 | 5692 | 5478 | 1052 | 1462 | 682.7029 | 820.2177 | 971.4286 | 267.7733
| 6845 | 795.8545 | 749.6035 | 903.6356 | 749.6035 | 749.6035 | 903.6356 | 749.6035 | 749.6035 | 903.6356 | 749.6035 | 980.9524 | 549.6398 | 749.6035 | 903.6356 | 749.6035 | 6845 | 749.6035 | 903.6356 | 980.9524 | 549.6398 | 4024 | 1874 | 3688 | 1305 | 3728 | 6308 | 1032 | 1160 | 682.7029 | 820.1625 | 971.4286 | 267.7733
| 6846 | 794.9143 | 762.7241 | 908.1845 | 762.7241 | 762.7241 | 908.1845 | 762.7241 | 762.7241 | 908.1845 | 762.7241 | 987.7551 | 406.5142 | 762.7241 | 908.1845 | 762.7241 | 6846 | 762.7241 | 908.1845 | 987.7551 | 406.5143 | 3532 | 1591 | 1435 | 3364 | 3384 | 5700 | 1006 | 668 | 682.7029 | 820.0831 | 971.4286 | 267.7733
| 6847 | 754.5576 | 696.977 | 893.3217 | 696.977 | 696.977 | 893.3217 | 696.977 | 696.977 | 893.3217 | 696.977 | 976.8707 | 437.8328 | 696.977 | 893.3217 | 696.977 | 6847 | 696.977 | 893.3217 | 976.8708 | 437.8328 | 6191 | 2607 | 4940 | 2859 | 1119 | 6413 | 969 | 8689 | 682.7029 | 820.0183 | 971.4286 | 267.6167
| 6848 | 751.8576 | 693.9972 | 899.1216 | 693.9972 | 693.9972 | 899.1216 | 693.9972 | 693.9972 | 899.1216 | 693.9972 | 978.2313 | 399.311 | 693.9972 | 899.1216 | 693.9972 | 6848 | 693.9972 | 899.1216 | 978.2313 | 399.311 | 6334 | 2179 | 4360 | 3502 | 5171 | 5498 | 947 | 8627 | 682.6549 | 819.9543 | 971.4286 | 267.4601
| 6849 | 744.7216 | 693.7088 | 827.8012 | 693.7088 | 693.7088 | 827.8012 | 693.7088 | 693.7088 | 827.8012 | 693.7088 | 971.4286 | 593.7989 | 693.7088 | 827.8012 | 693.7088 | 6849 | 693.7089 | 827.8012 | 971.4286 | 593.7989 | 6350 | 6684 | 6602 | 891 | 5167 | 5475 | 910 | 8611 | 682.6549 | 819.9225 | 971.4286 | 267.4601
| 6850 | 707.7664 | 717.3547 | 713.1966 | 717.3547 | 717.3547 | 713.1966 | 717.3547 | 717.3547 | 713.1966 | 717.3547 | 960.5442 | 356.5612 | 717.3547 | 713.1966 | 717.3547 | 6850 | 717.3547 | 713.1966 | 960.5442 | 356.5612 | 5338 | 7892 | 8211 | 4325 | 2187 | 3632 | 890 | 8406 | 682.6068 | 819.904 | 971.4286 | 267.4601
| 6851 | 730.6534 | 714.7595 | 707.6969 | 714.7595 | 714.7595 | 707.6969 | 714.7595 | 714.7595 | 707.6969 | 714.7595 | 976.8707 | 703.4137 | 714.7595 | 707.6969 | 714.7595 | 6851 | 714.7595 | 707.6969 | 976.8708 | 703.4137 | 5432 | 7952 | 4939 | 271 | 1923 | 2768 | 884 | 7854 | 682.6068 | 819.9026 | 971.4286 | 267.4601
| 6852 | 774.8785 | 718.0756 | 891.5877 | 718.0756 | 718.0756 | 891.5877 | 718.0756 | 718.0756 | 891.5877 | 718.0756 | 967.3469 | 569.9969 | 718.0756 | 891.5877 | 718.0756 | 6852 | 718.0757 | 891.5877 | 967.3469 | 569.9969 | 5311 | 2735 | 7526 | 1106 | 6147 | 973 | 864 | 2829 | 682.5588 | 819.8961 | 971.4286 | 267.4601
| 6853 | 776.8407 | 721.3438 | 873.8235 | 721.3438 | 721.3438 | 873.8235 | 721.3438 | 721.3438 | 873.8235 | 721.3438 | 940.1361 | 669.5897 | 721.3438 | 873.8235 | 721.3438 | 6853 | 721.3438 | 873.8235 | 940.1361 | 669.5897 | 5176 | 4039 | 8666 | 405 | 4541 | 3440 | 838 | 1734 | 682.5107 | 819.8438 | 971.4286 | 267.4601
| 6854 | 785.774 | 736.1945 | 873.2181 | 736.1945 | 736.1945 | 873.2181 | 736.1945 | 736.1945 | 873.2181 | 736.1945 | 946.9388 | 671.4688 | 736.1945 | 873.2181 | 736.1945 | 6854 | 736.1946 | 873.2182 | 946.9388 | 671.4688 | 4545 | 4069 | 8563 | 396 | 6316 | 6201 | 801 | 1547 | 682.3665 | 819.7432 | 971.4286 | 267.4601
| 6855 | 783.6759 | 735.0411 | 886.404 | 735.0411 | 735.0411 | 886.404 | 735.0411 | 735.0411 | 886.404 | 735.0411 | 979.5918 | 565.9255 | 735.0411 | 886.404 | 735.0411 | 6855 | 735.0411 | 886.404 | 979.5918 | 565.9255 | 4605 | 3124 | 4058 | 1135 | 5650 | 8422 | 779 | 1397 | 682.3665 | 819.7272 | 971.4286 | 267.4601
| 6856 | 785.3657 | 745.6145 | 826.4967 | 745.6145 | 745.6145 | 826.4967 | 745.6145 | 745.6145 | 826.4967 | 745.6145 | 970.068 | 754.1497 | 745.6145 | 826.4967 | 745.6145 | 6856 | 745.6145 | 826.4967 | 970.068 | 754.1497 | 4160 | 6713 | 6978 | 136 | 6397 | 6280 | 742 | 7906 | 682.2704 | 819.5943 | 971.4286 | 267.1469
| 6857 | 764.3181 | 753.7848 | 815.906 | 753.7848 | 753.7848 | 815.906 | 753.7848 | 753.7848 | 815.906 | 753.7848 | 972.7891 | 433.7614 | 753.7848 | 815.906 | 753.7848 | 6857 | 753.7848 | 815.906 | 972.7891 | 433.7614 | 3867 | 6919 | 6195 | 2929 | 1242 | 5467 | 722 | 7470 | 682.2704 | 819.5358 | 971.4286 | 267.1469
| 6858 | 779.9882 | 767.4821 | 804.9572 | 767.4821 | 767.4821 | 804.9572 | 767.4821 | 767.4821 | 804.9572 | 767.4821 | 986.3946 | 573.7551 | 767.4821 | 804.9572 | 767.4821 | 6858 | 767.4821 | 804.9572 | 986.3946 | 573.7551 | 3376 | 7058 | 1797 | 1061 | 4423 | 1860 | 716 | 6939 | 682.2223 | 819.4984 | 971.4286 | 267.1469
| 6859 | 842.3563 | 897.967 | 805.8186 | 897.967 | 897.967 | 805.8186 | 897.967 | 897.967 | 805.8186 | 897.967 | 970.068 | 415.9098 | 897.967 | 805.8186 | 897.967 | 6859 | 897.967 | 805.8186 | 970.068 | 415.9098 | 504 | 7049 | 6977 | 3222 | 1067 | 5573 | 696 | 6924 | 682.2223 | 819.484 | 971.4286 | 267.1469
| 6860 | 852.6002 | 926.3229 | 803.952 | 926.3229 | 926.3229 | 803.952 | 926.3229 | 926.3229 | 803.952 | 926.3229 | 983.6735 | 326.3389 | 926.3229 | 803.952 | 926.3229 | 6860 | 926.3229 | 803.952 | 983.6735 | 326.3389 | 254 | 7067 | 2550 | 4918 | 5170 | 5127 | 670 | 5575 | 682.1743 | 819.484 | 971.4286 | 267.1469
| 6861 | 874.0968 | 929.591 | 812.718 | 929.591 | 929.591 | 812.718 | 929.591 | 929.591 | 812.718 | 929.591 | 983.6735 | 566.0821 | 929.591 | 812.718 | 929.591 | 6861 | 929.591 | 812.718 | 983.6735 | 566.0821 | 224 | 6967 | 2549 | 1134 | 1546 | 777 | 633 | 4544 | 682.1743 | 819.4105 | 971.4286 | 267.1469
| 6862 | 831.2587 | 872.639 | 808.2836 | 872.639 | 872.639 | 808.2836 | 872.639 | 872.639 | 808.2836 | 872.639 | 979.5918 | 443.7833 | 872.639 | 808.2836 | 872.639 | 6862 | 872.639 | 808.2836 | 979.5918 | 443.7833 | 785 | 7023 | 4057 | 2769 | 5787 | 5506 | 611 | 1439 | 682.0782 | 819.3671 | 971.4286 | 267.1469
| 6863 | 815.2892 | 826.0201 | 816.0758 | 826.0201 | 826.0201 | 816.0758 | 826.0201 | 826.0201 | 816.0758 | 826.0201 | 993.1973 | 548.3871 | 826.0201 | 816.0758 | 826.0201 | 6863 | 826.0201 | 816.0758 | 993.1973 | 548.3871 | 1483 | 6916 | 605 | 1317 | 5485 | 6516 | 574 | 414 | 682.0782 | 819.2105 | 971.4286 | 267.1469
| 6864 | 800.6607 | 792.1373 | 841.9396 | 792.1373 | 792.1373 | 841.9396 | 792.1373 | 792.1373 | 841.9396 | 792.1373 | 982.3129 | 522.0795 | 792.1373 | 841.9396 | 792.1373 | 6864 | 792.1373 | 841.9397 | 982.3129 | 522.0796 | 2470 | 6116 | 3192 | 1618 | 5096 | 8577 | 554 | 8425 | 682.0782 | 819.1773 | 971.4286 | 266.8337
| 6865 | 775.9527 | 768.2511 | 815.0493 | 768.2511 | 768.2511 | 815.0493 | 768.2511 | 768.2511 | 815.0493 | 768.2511 | 994.5578 | 462.5744 | 768.2511 | 815.0493 | 768.2511 | 6865 | 768.2511 | 815.0493 | 994.5578 | 462.5744 | 3339 | 6932 | 450 | 2436 | 4824 | 6421 | 548 | 7463 | 682.0782 | 819.1049 | 971.4286 | 266.8337
| 6866 | 763.3857 | 740.3278 | 822.4511 | 740.3278 | 740.3278 | 822.4511 | 740.3278 | 740.3278 | 822.4511 | 740.3278 | 990.4762 | 484.4973 | 740.3278 | 822.4511 | 740.3278 | 6866 | 740.3278 | 822.4511 | 990.4762 | 484.4973 | 4378 | 6803 | 1012 | 2090 | 4626 | 5696 | 528 | 7064 | 682.0782 | 819.0759 | 971.4286 | 266.8337
| 6867 | 742.0324 | 733.359 | 807.8301 | 733.359 | 733.359 | 807.8301 | 733.359 | 733.359 | 807.8301 | 733.359 | 975.5102 | 314.751 | 733.359 | 807.8301 | 733.359 | 6867 | 733.359 | 807.8301 | 975.5102 | 314.751 | 4678 | 7030 | 5357 | 5178 | 6736 | 956 | 502 | 6890 | 682.0301 | 819.0707 | 971.4286 | 266.8337
| 6868 | 742.5247 | 729.5622 | 812.3681 | 729.5622 | 729.5622 | 812.3681 | 729.5622 | 729.5622 | 812.3681 | 729.5622 | 979.5918 | 329.7839 | 729.5622 | 812.3681 | 729.5622 | 6868 | 729.5622 | 812.3681 | 979.5918 | 329.7839 | 4838 | 6972 | 4056 | 4837 | 5483 | 4885 | 465 | 5561 | 682.0301 | 819.0514 | 971.4286 | 266.8337
| 6869 | 744.7481 | 741.0006 | 804.6034 | 741.0006 | 741.0006 | 804.6034 | 741.0006 | 741.0006 | 804.6034 | 741.0006 | 985.034 | 295.0204 | 741.0006 | 804.6034 | 741.0006 | 6869 | 741.0006 | 804.6034 | 985.034 | 295.0204 | 4350 | 7064 | 2152 | 5791 | 1567 | 5984 | 443 | 5399 | 682.0301 | 818.9285 | 971.4286 | 266.8337
| 6870 | 712.347 | 672.8505 | 832.1053 | 672.8505 | 672.8505 | 832.1053 | 672.8505 | 672.8505 | 832.1053 | 672.8505 | 965.9864 | 295.6467 | 672.8505 | 832.1053 | 672.8505 | 6870 | 672.8505 | 832.1053 | 965.9864 | 295.6467 | 7211 | 6544 | 7817 | 5772 | 5928 | 1853 | 406 | 4066 | 681.982 | 818.8835 | 971.4286 | 266.8337
| 6871 | 722.7962 | 695.2949 | 826.2083 | 695.2949 | 695.2949 | 826.2083 | 695.2949 | 695.2949 | 826.2083 | 695.2949 | 978.2313 | 273.7238 | 695.2949 | 826.2083 | 695.2949 | 6871 | 695.2949 | 826.2083 | 978.2313 | 273.7238 | 6268 | 6724 | 4359 | 6615 | 5358 | 5586 | 386 | 3033 | 681.982 | 818.8733 | 971.4286 | 266.8337
| 6872 | 744.8269 | 721.9686 | 843.3373 | 721.9686 | 721.9686 | 843.3373 | 721.9686 | 721.9686 | 843.3373 | 721.9686 | 980.9524 | 297.5258 | 721.9686 | 843.3373 | 721.9686 | 6872 | 721.9686 | 843.3373 | 980.9524 | 297.5258 | 5147 | 6041 | 3687 | 5713 | 4180 | 8609 | 380 | 2473 | 681.982 | 818.5575 | 971.4286 | 266.8337
| 6873 | 778.8492 | 724.2274 | 920.2494 | 724.2274 | 724.2274 | 920.2494 | 724.2274 | 724.2274 | 920.2494 | 724.2274 | 982.3129 | 446.7585 | 724.2274 | 920.2494 | 724.2274 | 6873 | 724.2274 | 920.2494 | 982.3129 | 446.7585 | 5044 | 966 | 3191 | 2723 | 3949 | 6148 | 360 | 2360 | 681.982 | 818.261 | 971.4286 | 266.8337
| 6874 | 781.446 | 751.7662 | 901.1385 | 751.7662 | 751.7662 | 901.1385 | 751.7662 | 751.7662 | 901.1385 | 751.7662 | 978.2313 | 343.3292 | 751.7662 | 901.1385 | 751.7662 | 6874 | 751.7662 | 901.1385 | 978.2313 | 343.3292 | 3948 | 2030 | 4358 | 4583 | 5186 | 5491 | 334 | 2220 | 681.8859 | 818.1934 | 971.4286 | 266.8337
| 6875 | 805.2023 | 759.3118 | 925.5662 | 759.3118 | 759.3118 | 925.5662 | 759.3118 | 759.3118 | 925.5662 | 759.3118 | 974.1497 | 521.923 | 759.3118 | 925.5662 | 759.3118 | 6875 | 759.3118 | 925.5663 | 974.1497 | 521.923 | 3648 | 702 | 5777 | 1621 | 3583 | 5427 | 297 | 1461 | 681.8859 | 818.1752 | 971.4286 | 266.8337
| 6876 | 805.5499 | 753.16 | 921.0072 | 753.16 | 753.16 | 921.0072 | 753.16 | 753.16 | 921.0072 | 753.16 | 983.6735 | 584.7166 | 753.16 | 921.0072 | 753.16 | 6876 | 753.16 | 921.0072 | 983.6735 | 584.7166 | 3895 | 927 | 2548 | 971 | 5145 | 2231 | 275 | 1245 | 681.8378 | 818.0669 | 971.4286 | 266.8337
| 6877 | 784.2385 | 739.0782 | 911.8872 | 739.0782 | 739.0782 | 911.8872 | 739.0782 | 739.0782 | 911.8872 | 739.0782 | 965.9864 | 453.1788 | 739.0782 | 911.8872 | 739.0782 | 6877 | 739.0782 | 911.8872 | 965.9864 | 453.1788 | 4422 | 1380 | 7816 | 2608 | 6464 | 848 | 238 | 1203 | 681.7898 | 818.0383 | 971.4286 | 266.8337
| 6878 | 788.9296 | 726.9669 | 905.6649 | 726.9669 | 726.9669 | 905.6649 | 726.9669 | 726.9669 | 905.6649 | 726.9669 | 991.8367 | 614.7823 | 726.9669 | 905.6649 | 726.9669 | 6878 | 726.9669 | 905.6649 | 991.8367 | 614.7823 | 4929 | 1760 | 786 | 715 | 6155 | 8575 | 218 | 407 | 681.7898 | 817.9555 | 971.4286 | 266.8337
| 6879 | 795.6313 | 754.6979 | 909.7932 | 754.6979 | 754.6979 | 909.7932 | 754.6979 | 754.6979 | 909.7932 | 754.6979 | 970.068 | 492.0138 | 754.6979 | 909.7932 | 754.6979 | 6879 | 754.6979 | 909.7932 | 970.068 | 492.0138 | 3834 | 1505 | 6976 | 1992 | 4073 | 894 | 212 | 7870 | 681.7898 | 817.9385 | 971.4286 | 266.5205
| 6880 | 790.9076 | 752.1988 | 899.3986 | 752.1988 | 752.1988 | 899.3986 | 752.1988 | 752.1988 | 899.3986 | 752.1988 | 983.6735 | 473.849 | 752.1988 | 899.3986 | 752.1988 | 6880 | 752.1988 | 899.3986 | 983.6735 | 473.8491 | 3934 | 2153 | 2547 | 2238 | 4211 | 6279 | 192 | 7466 | 681.7417 | 817.8501 | 971.4286 | 266.5205
| 6881 | 806.6012 | 776.5175 | 890.0781 | 776.5175 | 776.5175 | 890.0781 | 776.5175 | 776.5175 | 890.0781 | 776.5175 | 989.1156 | 530.8487 | 776.5175 | 890.0781 | 776.5175 | 6881 | 776.5175 | 890.0781 | 989.1157 | 530.8487 | 3003 | 2834 | 1151 | 1510 | 3976 | 3839 | 166 | 7184 | 681.7417 | 817.7543 | 971.4286 | 266.5205
| 6882 | 812.0878 | 793.8674 | 901.2978 | 793.8674 | 793.8674 | 901.2978 | 793.8674 | 793.8674 | 901.2978 | 793.8674 | 982.3129 | 430.7861 | 793.8674 | 901.2978 | 793.8674 | 6882 | 793.8675 | 901.2978 | 982.3129 | 430.7861 | 2408 | 2020 | 3190 | 2987 | 6829 | 6181 | 129 | 5076 | 681.6937 | 817.7411 | 971.4286 | 266.5205
| 6883 | 828.0314 | 825.155 | 892.372 | 825.155 | 825.155 | 892.372 | 825.155 | 825.155 | 892.372 | 825.155 | 982.3129 | 439.3987 | 825.155 | 892.372 | 825.155 | 6883 | 825.155 | 892.372 | 982.3129 | 439.3987 | 1504 | 2684 | 3189 | 2838 | 6446 | 5426 | 107 | 1615 | 681.6456 | 817.7131 | 971.4286 | 266.5205
| 6884 | 837.6852 | 864.1323 | 880.1968 | 864.1323 | 864.1323 | 880.1968 | 864.1323 | 864.1323 | 880.1968 | 864.1323 | 991.8367 | 301.9104 | 864.1323 | 880.1968 | 864.1323 | 6884 | 864.1323 | 880.1968 | 991.8367 | 301.9104 | 872 | 3592 | 785 | 5579 | 6171 | 5122 | 70 | 1545 | 681.6456 | 817.7057 | 971.4286 | 266.5205
| 6885 | 862.3828 | 866.7756 | 920.2835 | 866.7756 | 866.7756 | 920.2835 | 866.7756 | 866.7756 | 920.2835 | 866.7756 | 974.1497 | 483.871 | 866.7756 | 920.2835 | 866.7756 | 6885 | 866.7756 | 920.2835 | 974.1497 | 483.871 | 849 | 964 | 5776 | 2101 | 6325 | 794 | 50 | 1535 | 681.5975 | 817.624 | 971.4286 | 266.5205
| 6886 | 812.7658 | 803.2393 | 889.1747 | 803.2393 | 803.2393 | 889.1747 | 803.2393 | 803.2393 | 889.1747 | 803.2393 | 971.4286 | 424.679 | 803.2393 | 889.1747 | 803.2393 | 6886 | 803.2393 | 889.1747 | 971.4286 | 424.679 | 2116 | 2905 | 6601 | 3083 | 3541 | 978 | 44 | 1198 | 681.5975 | 817.5416 | 971.4286 | 266.5205
| 6887 | 814.9663 | 799.7789 | 892.356 | 799.7789 | 799.7789 | 892.356 | 799.7789 | 799.7789 | 892.356 | 799.7789 | 987.7551 | 454.1184 | 799.7789 | 892.356 | 799.7789 | 6887 | 799.7789 | 892.356 | 987.7551 | 454.1184 | 2215 | 2686 | 1434 | 2589 | 2912 | 8423 | 24 | 730 | 681.5495 | 817.481 | 971.4286 | 266.5205
| 6888 | 793.2825 | 761.859 | 894.1353 | 761.859 | 761.859 | 894.1353 | 761.859 | 761.859 | 894.1353 | 761.859 | 978.2313 | 456.3107 | 761.859 | 894.1353 | 761.859 | 6888 | 761.859 | 894.1353 | 978.2313 | 456.3107 | 3564 | 2522 | 4357 | 2546 | 4749 | 2328 | 8751 | 410 | 681.4534 | 817.4658 | 970.068 | 266.5205
| 6889 | 780.6068 | 738.6937 | 889.4648 | 738.6937 | 738.6937 | 889.4648 | 738.6937 | 738.6937 | 889.4648 | 738.6937 | 989.1156 | 471.9699 | 738.6937 | 889.4648 | 738.6937 | 6889 | 738.6937 | 889.4648 | 989.1157 | 471.9699 | 4437 | 2880 | 1150 | 2269 | 5043 | 6314 | 8727 | 201 | 681.4101 | 817.4076 | 970.068 | 266.5205
| 6890 | 747.229 | 709.5689 | 886.2581 | 709.5689 | 709.5689 | 886.2581 | 709.5689 | 709.5689 | 886.2581 | 709.5689 | 972.7891 | 266.8337 | 709.5689 | 886.2581 | 709.5689 | 6890 | 709.5689 | 886.2581 | 972.7891 | 266.8337 | 5662 | 3133 | 6194 | 6867 | 5602 | 5868 | 8707 | 8129 | 681.3572 | 817.4076 | 970.068 | 266.2073
| 6891 | 750.6775 | 697.3615 | 878.7568 | 697.3615 | 697.3615 | 878.7568 | 697.3615 | 697.3615 | 878.7568 | 697.3615 | 987.7551 | 427.8108 | 697.3615 | 878.7568 | 697.3615 | 6891 | 697.3615 | 878.7568 | 987.7551 | 427.8108 | 6175 | 3687 | 1433 | 3034 | 915 | 8411 | 8704 | 7913 | 681.3572 | 817.3975 | 970.068 | 266.2073
| 6892 | 733.3311 | 685.4424 | 878.0529 | 685.4424 | 685.4424 | 878.0529 | 685.4424 | 685.4424 | 878.0529 | 685.4424 | 991.8367 | 279.0479 | 685.4424 | 878.0529 | 685.4424 | 6892 | 685.4424 | 878.0529 | 991.8367 | 279.0479 | 6711 | 3748 | 784 | 6403 | 6486 | 1852 | 8688 | 7499 | 681.3092 | 817.3536 | 970.068 | 266.2073
| 6893 | 737.064 | 691.5942 | 881.4625 | 691.5942 | 691.5942 | 881.4625 | 691.5942 | 691.5942 | 881.4625 | 691.5942 | 972.7891 | 287.5039 | 691.5942 | 881.4625 | 691.5942 | 6893 | 691.5942 | 881.4625 | 972.7891 | 287.5039 | 6433 | 3502 | 6193 | 6061 | 5797 | 6424 | 8617 | 7123 | 681.3092 | 817.2553 | 970.068 | 266.2073
| 6894 | 713.9871 | 642.3319 | 905.4738 | 642.3319 | 642.3319 | 905.4738 | 642.3319 | 642.3319 | 905.4738 | 642.3319 | 985.034 | 250.2349 | 642.3319 | 905.4738 | 642.3319 | 6894 | 642.3319 | 905.4738 | 985.034 | 250.2349 | 8003 | 1767 | 2151 | 7454 | 4714 | 8428 | 8608 | 7079 | 681.3092 | 817.1444 | 970.068 | 266.2073
| 6895 | 713.5487 | 652.1844 | 893.0357 | 652.1844 | 652.1844 | 893.0357 | 652.1844 | 652.1844 | 893.0357 | 652.1844 | 975.5102 | 224.5537 | 652.1844 | 893.0357 | 652.1844 | 6895 | 652.1844 | 893.0357 | 975.5102 | 224.5537 | 7792 | 2629 | 5356 | 8193 | 4672 | 7452 | 8605 | 6425 | 681.3092 | 817.0437 | 970.068 | 266.2073
| 6896 | 706.1309 | 646.1768 | 876.6562 | 646.1768 | 646.1768 | 876.6562 | 646.1768 | 646.1768 | 876.6562 | 646.1768 | 983.6735 | 226.1196 | 646.1768 | 876.6562 | 646.1768 | 6896 | 646.1768 | 876.6562 | 983.6735 | 226.1196 | 7924 | 3846 | 2546 | 8149 | 4284 | 396 | 8583 | 6403 | 681.3092 | 817.0437 | 970.068 | 266.2073
| 6897 | 741.0186 | 689.2392 | 895.5994 | 689.2392 | 689.2392 | 895.5994 | 689.2392 | 689.2392 | 895.5994 | 689.2392 | 978.2313 | 299.7181 | 689.2392 | 895.5994 | 689.2392 | 6897 | 689.2392 | 895.5994 | 978.2313 | 299.7181 | 6537 | 2422 | 4356 | 5647 | 970 | 5577 | 8559 | 5972 | 681.3092 | 817.0036 | 970.068 | 266.2073
| 6898 | 731.7527 | 679.0984 | 875.8555 | 679.0984 | 679.0984 | 875.8555 | 679.0984 | 679.0984 | 875.8555 | 679.0984 | 978.2313 | 330.0971 | 679.0984 | 875.8555 | 679.0984 | 6898 | 679.0984 | 875.8555 | 978.2313 | 330.0971 | 6981 | 3893 | 4355 | 4829 | 5522 | 5131 | 8539 | 1586 | 681.2611 | 817.0036 | 970.068 | 266.2073
| 6899 | 750.7061 | 707.5503 | 883.7252 | 707.5503 | 707.5503 | 883.7252 | 707.5503 | 707.5503 | 883.7252 | 707.5503 | 974.1497 | 340.4322 | 707.5503 | 883.7252 | 707.5503 | 6899 | 707.5504 | 883.7252 | 974.1497 | 340.4322 | 5745 | 3343 | 5775 | 4642 | 1927 | 8647 | 8536 | 593 | 681.2611 | 816.9224 | 970.068 | 266.2073
| 6900 | 740.6775 | 695.1507 | 887.4638 | 695.1507 | 695.1507 | 887.4638 | 695.1507 | 695.1507 | 887.4638 | 695.1507 | 976.8707 | 281.5534 | 695.1507 | 887.4638 | 695.1507 | 6900 | 695.1507 | 887.4638 | 976.8708 | 281.5534 | 6280 | 3028 | 4938 | 6305 | 5649 | 3810 | 8520 | 443 | 681.2131 | 816.8211 | 970.068 | 266.2073
| 6901 | 746.6306 | 687.7974 | 904.2763 | 687.7974 | 687.7974 | 904.2763 | 687.7974 | 687.7974 | 904.2763 | 687.7974 | 983.6735 | 349.6712 | 687.7974 | 904.2763 | 687.7974 | 6901 | 687.7974 | 904.2763 | 983.6735 | 349.6712 | 6614 | 1841 | 2545 | 4462 | 1911 | 6199 | 8449 | 8283 | 681.2131 | 816.8208 | 970.068 | 265.8942
| 6902 | 745.1501 | 688.8547 | 907.9804 | 688.8547 | 688.8547 | 907.9804 | 688.8547 | 688.8547 | 907.9804 | 688.8547 | 983.6735 | 305.6687 | 688.8547 | 907.9804 | 688.8547 | 6902 | 688.8547 | 907.9804 | 983.6735 | 305.6687 | 6557 | 1606 | 2544 | 5452 | 1044 | 5571 | 8440 | 8185 | 681.1169 | 816.7968 | 970.068 | 265.8942
| 6903 | 745.99 | 698.9955 | 892.3174 | 698.9955 | 698.9955 | 892.3174 | 698.9955 | 698.9955 | 892.3174 | 698.9955 | 970.068 | 312.5587 | 698.9955 | 892.3174 | 698.9955 | 6903 | 698.9955 | 892.3174 | 970.068 | 312.5587 | 6128 | 2687 | 6975 | 5230 | 6777 | 5125 | 8437 | 7267 | 681.0689 | 816.7968 | 970.068 | 265.8942
| 6904 | 749.0543 | 702.2637 | 896.8411 | 702.2637 | 702.2637 | 896.8411 | 702.2637 | 702.2637 | 896.8411 | 702.2637 | 976.8707 | 304.4159 | 702.2637 | 896.8411 | 702.2637 | 6904 | 702.2637 | 896.8411 | 976.8708 | 304.4159 | 6000 | 2336 | 4937 | 5493 | 5256 | 226 | 8415 | 2307 | 681.0689 | 816.7954 | 970.068 | 265.8941
| 6905 | 737.4129 | 685.6346 | 891.7545 | 685.6346 | 685.6346 | 891.7545 | 685.6346 | 685.6346 | 891.7545 | 685.6346 | 978.2313 | 293.4544 | 685.6346 | 891.7545 | 685.6346 | 6905 | 685.6346 | 891.7545 | 978.2313 | 293.4544 | 6701 | 2725 | 4354 | 5844 | 5226 | 5470 | 8391 | 1712 | 681.0689 | 816.6053 | 970.068 | 265.8941
| 6906 | 786.9615 | 768.8278 | 898.8371 | 768.8278 | 768.8278 | 898.8371 | 768.8278 | 768.8278 | 898.8371 | 768.8278 | 983.6735 | 287.8171 | 768.8278 | 898.8371 | 768.8278 | 6906 | 768.8278 | 898.8371 | 983.6735 | 287.8171 | 3319 | 2203 | 2543 | 6051 | 6156 | 6203 | 8371 | 1129 | 681.0208 | 816.4984 | 970.068 | 265.8941
| 6907 | 819.4793 | 826.3565 | 890.3973 | 826.3565 | 826.3565 | 890.3973 | 826.3565 | 826.3565 | 890.3973 | 826.3565 | 927.8912 | 372.3771 | 826.3565 | 890.3973 | 826.3565 | 6907 | 826.3565 | 890.3973 | 927.8912 | 372.3771 | 1476 | 2814 | 8719 | 4012 | 4593 | 1858 | 8368 | 649 | 680.9728 | 816.3922 | 970.068 | 265.8941
| 6908 | 807.0003 | 815.2064 | 896.6342 | 815.2064 | 815.2064 | 896.6342 | 815.2064 | 815.2064 | 896.6342 | 815.2064 | 968.7075 | 221.1087 | 815.2064 | 896.6342 | 815.2064 | 6908 | 815.2064 | 896.6342 | 968.7075 | 221.1087 | 1768 | 2348 | 7337 | 8258 | 3432 | 2787 | 8352 | 166 | 680.9728 | 816.3713 | 970.068 | 265.8941
| 6909 | 811.2717 | 823.4248 | 893.978 | 823.4248 | 823.4248 | 893.978 | 823.4248 | 823.4248 | 893.978 | 823.4248 | 960.5442 | 233.9493 | 823.4248 | 893.978 | 823.4248 | 6909 | 823.4248 | 893.978 | 960.5442 | 233.9493 | 1542 | 2536 | 8210 | 7960 | 3200 | 6686 | 8281 | 8634 | 680.9247 | 816.345 | 970.068 | 265.7376
| 6910 | 797.1736 | 797.4239 | 892.5304 | 797.4239 | 797.4239 | 892.5304 | 797.4239 | 797.4239 | 892.5304 | 797.4239 | 974.1497 | 236.7679 | 797.4239 | 892.5304 | 797.4239 | 6910 | 797.424 | 892.5304 | 974.1497 | 236.7679 | 2286 | 2666 | 5774 | 7885 | 7599 | 6581 | 8272 | 7867 | 680.8286 | 816.3291 | 970.068 | 265.581
| 6911 | 766.828 | 747.4408 | 883.8034 | 747.4408 | 747.4408 | 883.8034 | 747.4408 | 747.4408 | 883.8034 | 747.4408 | 980.9524 | 239.8998 | 747.4408 | 883.8034 | 747.4408 | 6911 | 747.4408 | 883.8034 | 980.9524 | 239.8998 | 4103 | 3337 | 3686 | 7790 | 7385 | 8419 | 8269 | 7822 | 680.8286 | 816.3277 | 970.068 | 265.581
| 6912 | 756.3136 | 727.4956 | 889.5875 | 727.4956 | 727.4956 | 889.5875 | 727.4956 | 727.4956 | 889.5875 | 727.4956 | 971.4286 | 238.647 | 727.4956 | 889.5875 | 727.4956 | 6912 | 727.4956 | 889.5875 | 971.4286 | 238.647 | 4909 | 2873 | 6600 | 7831 | 5695 | 155 | 8247 | 6932 | 680.8286 | 816.2715 | 970.068 | 265.581
| 6913 | 743.3457 | 704.4264 | 885.6943 | 704.4264 | 704.4264 | 885.6943 | 704.4264 | 704.4264 | 885.6943 | 704.4264 | 968.7075 | 259.9436 | 704.4264 | 885.6943 | 704.4264 | 6913 | 704.4264 | 885.6943 | 968.7075 | 259.9436 | 5897 | 3191 | 7336 | 7101 | 5028 | 4883 | 8223 | 6916 | 680.8286 | 816.2554 | 970.068 | 265.581
| 6914 | 740.0845 | 689.5756 | 888.8191 | 689.5756 | 689.5756 | 888.8191 | 689.5756 | 689.5756 | 888.8191 | 689.5756 | 967.3469 | 321.9543 | 689.5756 | 888.8191 | 689.5756 | 6914 | 689.5756 | 888.8191 | 967.3469 | 321.9543 | 6519 | 2936 | 7525 | 5010 | 329 | 2627 | 8199 | 3416 | 680.8286 | 816.1219 | 970.068 | 265.581
| 6915 | 722.5571 | 669.7265 | 880.4306 | 669.7265 | 669.7265 | 880.4306 | 669.7265 | 669.7265 | 880.4306 | 669.7265 | 965.9864 | 270.2787 | 669.7265 | 880.4306 | 669.7265 | 6915 | 669.7265 | 880.4306 | 965.9864 | 270.2787 | 7316 | 3578 | 7815 | 6751 | 6987 | 6657 | 8179 | 2396 | 680.7805 | 816.0863 | 970.068 | 265.581
| 6916 | 705.9574 | 636.6607 | 890.3178 | 636.6607 | 636.6607 | 890.3178 | 636.6607 | 636.6607 | 890.3178 | 636.6607 | 963.2653 | 265.581 | 636.6607 | 890.3178 | 636.6607 | 6916 | 636.6607 | 890.3178 | 963.2653 | 265.581 | 8125 | 2823 | 8064 | 6913 | 1928 | 6863 | 8176 | 1567 | 680.7805 | 816.0758 | 970.068 | 265.581
| 6917 | 722.3907 | 661.7004 | 901.5134 | 661.7004 | 661.7004 | 901.5134 | 661.7004 | 661.7004 | 901.5134 | 661.7004 | 963.2653 | 250.5481 | 661.7004 | 901.5134 | 661.7004 | 6917 | 661.7004 | 901.5134 | 963.2653 | 250.5481 | 7539 | 2005 | 8063 | 7441 | 3977 | 8599 | 8160 | 1201 | 680.7324 | 816.0742 | 970.068 | 265.581
| 6918 | 712.8421 | 634.7383 | 920.0842 | 634.7383 | 634.7383 | 920.0842 | 634.7383 | 634.7383 | 920.0842 | 634.7383 | 965.9864 | 255.559 | 634.7383 | 920.0842 | 634.7383 | 6918 | 634.7383 | 920.0842 | 965.9864 | 255.559 | 8154 | 976 | 7814 | 7250 | 4208 | 6461 | 8089 | 7847 | 680.6844 | 815.9964 | 970.068 | 265.4244
| 6919 | 703.4805 | 639.8327 | 879.9536 | 639.8327 | 639.8327 | 879.9536 | 639.8327 | 639.8327 | 879.9536 | 639.8327 | 957.8231 | 252.4272 | 639.8327 | 879.9536 | 639.8327 | 6919 | 639.8328 | 879.9536 | 957.8231 | 252.4272 | 8052 | 3606 | 8355 | 7370 | 8671 | 6857 | 8080 | 8142 | 680.6363 | 815.906 | 970.068 | 265.2678
| 6920 | 697.8919 | 637.1413 | 870.8733 | 637.1413 | 637.1413 | 870.8733 | 637.1413 | 637.1413 | 870.8733 | 637.1413 | 945.5782 | 244.2844 | 637.1413 | 870.8733 | 637.1413 | 6920 | 637.1414 | 870.8733 | 945.5782 | 244.2844 | 8111 | 4220 | 8614 | 7651 | 6824 | 6464 | 8077 | 7279 | 680.6363 | 815.8777 | 970.068 | 265.2678
| 6921 | 693.9433 | 629.4036 | 866.5385 | 629.4036 | 629.4036 | 866.5385 | 629.4036 | 629.4036 | 866.5385 | 629.4036 | 967.3469 | 246.4767 | 629.4036 | 866.5385 | 629.4036 | 6921 | 629.4036 | 866.5385 | 967.3469 | 246.4767 | 8235 | 4500 | 7524 | 7582 | 2002 | 8273 | 8055 | 4304 | 680.6363 | 815.7335 | 970.068 | 265.2678
| 6922 | 693.546 | 615.6582 | 901.4617 | 615.6582 | 615.6582 | 901.4617 | 615.6582 | 615.6582 | 901.4617 | 615.6582 | 964.6259 | 213.9054 | 615.6582 | 901.4617 | 615.6582 | 6922 | 615.6582 | 901.4617 | 964.6259 | 213.9054 | 8456 | 2008 | 7990 | 8368 | 7384 | 1819 | 8031 | 3751 | 680.5883 | 815.6739 | 970.068 | 265.2678
| 6923 | 685.9935 | 607.3437 | 887.2967 | 607.3437 | 607.3437 | 887.2967 | 607.3437 | 607.3437 | 887.2967 | 607.3437 | 967.3469 | 228.6251 | 607.3437 | 887.2967 | 607.3437 | 6923 | 607.3437 | 887.2967 | 967.3469 | 228.6251 | 8558 | 3044 | 7523 | 8090 | 5959 | 5472 | 8016 | 2219 | 680.5883 | 815.6492 | 970.068 | 265.2678
| 6924 | 670.2857 | 609.987 | 814.6815 | 609.987 | 609.987 | 814.6815 | 609.987 | 609.987 | 814.6815 | 609.987 | 978.2313 | 267.1469 | 609.987 | 814.6815 | 609.987 | 6924 | 609.987 | 814.6815 | 978.2313 | 267.1469 | 8525 | 6939 | 4353 | 6859 | 5562 | 210 | 7945 | 1372 | 680.5883 | 815.6406 | 970.068 | 265.2678
| 6925 | 649.4663 | 623.0115 | 723.051 | 623.0115 | 623.0115 | 723.051 | 623.0115 | 623.0115 | 723.051 | 623.0115 | 970.068 | 246.1635 | 623.0115 | 723.051 | 623.0115 | 6925 | 623.0115 | 723.051 | 970.068 | 246.1635 | 8362 | 7759 | 6974 | 7587 | 4915 | 2630 | 7936 | 1371 | 680.5883 | 815.5916 | 970.068 | 265.2678
| 6926 | 717.5155 | 664.2957 | 881.2364 | 664.2957 | 664.2957 | 881.2364 | 664.2957 | 664.2957 | 881.2364 | 664.2957 | 974.1497 | 231.757 | 664.2957 | 881.2364 | 664.2957 | 6926 | 664.2957 | 881.2364 | 974.1497 | 231.757 | 7462 | 3528 | 5773 | 8019 | 328 | 940 | 7933 | 1177 | 680.5883 | 815.5266 | 970.068 | 265.2678
| 6927 | 732.2531 | 684.9618 | 889.242 | 684.9618 | 684.9618 | 889.242 | 684.9618 | 684.9618 | 889.242 | 684.9618 | 972.7891 | 242.0921 | 684.9618 | 889.242 | 684.9618 | 6927 | 684.9618 | 889.242 | 972.7891 | 242.0921 | 6736 | 2900 | 6192 | 7728 | 7359 | 5612 | 7911 | 837 | 680.5402 | 815.5185 | 970.068 | 265.2678
| 6928 | 737.6772 | 688.9989 | 896.4478 | 688.9989 | 688.9989 | 896.4478 | 688.9989 | 688.9989 | 896.4478 | 688.9989 | 970.068 | 259.6304 | 688.9989 | 896.4478 | 688.9989 | 6928 | 688.9989 | 896.4478 | 970.068 | 259.6304 | 6547 | 2367 | 6973 | 7120 | 5045 | 7451 | 7887 | 739 | 680.5402 | 815.3639 | 970.068 | 265.2678
| 6929 | 739.4692 | 693.2763 | 896.5358 | 693.2763 | 693.2763 | 896.5358 | 693.2763 | 693.2763 | 896.5358 | 693.2763 | 976.8707 | 243.3448 | 693.2763 | 896.5358 | 693.2763 | 6929 | 693.2763 | 896.5358 | 976.8708 | 243.3448 | 6363 | 2360 | 4936 | 7692 | 4963 | 395 | 7867 | 606 | 680.5402 | 815.3639 | 970.068 | 265.2678
| 6930 | 793.635 | 782.0445 | 906.1525 | 782.0445 | 782.0445 | 906.1525 | 782.0445 | 782.0445 | 906.1525 | 782.0445 | 976.8707 | 253.0536 | 782.0445 | 906.1525 | 782.0445 | 6930 | 782.0445 | 906.1525 | 976.8708 | 253.0536 | 2799 | 1723 | 4935 | 7341 | 303 | 8605 | 7864 | 1518 | 680.5402 | 815.2887 | 970.068 | 265.1112
| 6931 | 819.6552 | 831.451 | 905.5479 | 831.451 | 831.451 | 905.5479 | 831.451 | 831.451 | 905.5479 | 831.451 | 956.4626 | 244.9107 | 831.451 | 905.5479 | 831.451 | 6931 | 831.451 | 905.5479 | 956.4626 | 244.9107 | 1384 | 1763 | 8418 | 7632 | 4695 | 5697 | 7848 | 740 | 680.4921 | 815.109 | 970.068 | 265.1112
| 6932 | 826.7738 | 843.0817 | 898.2927 | 843.0817 | 843.0817 | 898.2927 | 843.0817 | 843.0817 | 898.2927 | 843.0817 | 971.4286 | 265.581 | 843.0817 | 898.2927 | 843.0817 | 6932 | 843.0817 | 898.2927 | 971.4286 | 265.581 | 1170 | 2232 | 6599 | 6912 | 4574 | 6865 | 7777 | 8691 | 680.4921 | 815.0493 | 970.068 | 264.9546
| 6933 | 845.8102 | 859.6146 | 909.8504 | 859.6146 | 859.6146 | 909.8504 | 859.6146 | 859.6146 | 909.8504 | 859.6146 | 975.5102 | 349.5146 | 859.6146 | 909.8504 | 859.6146 | 6933 | 859.6146 | 909.8504 | 975.5102 | 349.5146 | 930 | 1496 | 5355 | 4463 | 6733 | 2786 | 7768 | 8643 | 680.4441 | 815.0441 | 970.068 | 264.9546
| 6934 | 811.6373 | 809.343 | 901.3532 | 809.343 | 809.343 | 901.3532 | 809.343 | 809.343 | 901.3532 | 809.343 | 983.6735 | 299.0918 | 809.343 | 901.3532 | 809.343 | 6934 | 809.343 | 901.3532 | 983.6735 | 299.0918 | 1925 | 2014 | 2542 | 5662 | 5672 | 5724 | 7765 | 5450 | 680.4441 | 814.9764 | 970.068 | 264.9546
| 6935 | 783.2489 | 743.0672 | 892.5003 | 743.0672 | 743.0672 | 892.5003 | 743.0672 | 743.0672 | 892.5003 | 743.0672 | 983.6735 | 467.2722 | 743.0672 | 892.5003 | 743.0672 | 6935 | 743.0672 | 892.5003 | 983.6735 | 467.2722 | 4267 | 2671 | 2541 | 2345 | 4967 | 5695 | 7743 | 5167 | 680.4441 | 814.9323 | 970.068 | 264.9546
| 6936 | 772.9979 | 729.8986 | 897.958 | 729.8986 | 729.8986 | 897.958 | 729.8986 | 729.8986 | 897.958 | 729.8986 | 975.5102 | 415.44 | 729.8986 | 897.958 | 729.8986 | 6936 | 729.8986 | 897.958 | 975.5102 | 415.44 | 4826 | 2258 | 5354 | 3231 | 4406 | 8612 | 7719 | 2879 | 680.4441 | 814.9068 | 970.068 | 264.9546
| 6937 | 742.4776 | 686.2594 | 896.0223 | 686.2594 | 686.2594 | 896.0223 | 686.2594 | 686.2594 | 896.0223 | 686.2594 | 970.068 | 350.4541 | 686.2594 | 896.0223 | 686.2594 | 6937 | 686.2594 | 896.0223 | 970.068 | 350.4541 | 6682 | 2390 | 6972 | 4448 | 7231 | 6200 | 7699 | 1869 | 680.348 | 814.8846 | 970.068 | 264.9546
| 6938 | 750.2027 | 697.1212 | 894.3414 | 697.1212 | 697.1212 | 894.3414 | 697.1212 | 697.1212 | 894.3414 | 697.1212 | 971.4286 | 377.0749 | 697.1212 | 894.3414 | 697.1212 | 6938 | 697.1212 | 894.3415 | 971.4286 | 377.0749 | 6186 | 2510 | 6598 | 3913 | 5336 | 5725 | 7696 | 1732 | 680.348 | 814.8272 | 970.068 | 264.9546
| 6939 | 734.5444 | 686.5478 | 889.1862 | 686.5478 | 686.5478 | 889.1862 | 686.5478 | 686.5478 | 889.1862 | 686.5478 | 967.3469 | 267.1469 | 686.5478 | 889.1862 | 686.5478 | 6939 | 686.5478 | 889.1862 | 967.3469 | 267.1469 | 6671 | 2904 | 7522 | 6858 | 4999 | 6924 | 7680 | 172 | 680.348 | 814.6815 | 970.068 | 264.9546
| 6940 | 727.3769 | 674.3884 | 893.7647 | 674.3884 | 674.3884 | 893.7647 | 674.3884 | 674.3884 | 893.7647 | 674.3884 | 974.1497 | 238.9602 | 674.3884 | 893.7647 | 674.3884 | 6940 | 674.3884 | 893.7647 | 974.1497 | 238.9602 | 7163 | 2559 | 5772 | 7818 | 5482 | 2634 | 7609 | 7206 | 680.2518 | 814.605 | 970.068 | 264.8763
| 6941 | 749.2349 | 705.0992 | 909.6022 | 705.0992 | 705.0992 | 909.6022 | 705.0992 | 705.0992 | 909.6022 | 705.0992 | 975.5102 | 234.5756 | 705.0992 | 909.6022 | 705.0992 | 6941 | 705.0993 | 909.6022 | 975.5102 | 234.5756 | 5871 | 1513 | 5353 | 7943 | 4434 | 3813 | 7600 | 8694 | 680.2518 | 814.6015 | 970.068 | 264.6414
| 6942 | 755.3813 | 709.0402 | 897.3897 | 709.0402 | 709.0402 | 897.3897 | 709.0402 | 709.0402 | 897.3897 | 709.0402 | 983.6735 | 329.7839 | 709.0402 | 897.3897 | 709.0402 | 6942 | 709.0402 | 897.3897 | 983.6735 | 329.7839 | 5684 | 2294 | 2540 | 4836 | 1736 | 895 | 7597 | 8226 | 680.2518 | 814.5799 | 970.068 | 264.6414
| 6943 | 746.6657 | 678.041 | 892.2677 | 678.041 | 678.041 | 892.2677 | 678.041 | 678.041 | 892.2677 | 678.041 | 982.3129 | 477.6073 | 678.041 | 892.2677 | 678.041 | 6943 | 678.0411 | 892.2677 | 982.3129 | 477.6073 | 7013 | 2696 | 3188 | 2185 | 6605 | 8427 | 7575 | 7896 | 680.1557 | 814.5561 | 970.068 | 264.6414
| 6944 | 745.0952 | 700.918 | 895.4357 | 700.918 | 700.918 | 895.4357 | 700.918 | 700.918 | 895.4357 | 700.918 | 978.2313 | 264.015 | 700.918 | 895.4357 | 700.918 | 6944 | 700.918 | 895.4357 | 978.2313 | 264.015 | 6052 | 2435 | 4352 | 6968 | 5435 | 8417 | 7551 | 7850 | 680.1557 | 814.5013 | 970.068 | 264.6414
| 6945 | 756.881 | 694.0933 | 905.8604 | 694.0933 | 694.0933 | 905.8604 | 694.0933 | 694.0933 | 905.8604 | 694.0933 | 982.3129 | 437.8328 | 694.0933 | 905.8604 | 694.0933 | 6945 | 694.0933 | 905.8604 | 982.3129 | 437.8328 | 6331 | 1749 | 3187 | 2858 | 6180 | 8698 | 7531 | 5581 | 680.0596 | 814.3797 | 970.068 | 264.6414
| 6946 | 777.3182 | 707.4062 | 907.8559 | 707.4062 | 707.4062 | 907.8559 | 707.4062 | 707.4062 | 907.8559 | 707.4062 | 986.3946 | 605.3868 | 707.4062 | 907.8559 | 707.4062 | 6946 | 707.4062 | 907.8559 | 986.3946 | 605.3868 | 5751 | 1624 | 1796 | 790 | 3971 | 6462 | 7528 | 4406 | 680.0596 | 814.3315 | 970.068 | 264.6414
| 6947 | 786.5813 | 733.359 | 885.7119 | 733.359 | 733.359 | 885.7119 | 733.359 | 733.359 | 885.7119 | 733.359 | 982.3129 | 620.1065 | 733.359 | 885.7119 | 733.359 | 6947 | 733.359 | 885.7119 | 982.3129 | 620.1065 | 4677 | 3186 | 3186 | 687 | 2560 | 5387 | 7512 | 4361 | 680.0596 | 814.247 | 970.068 | 264.6414
| 6948 | 772.5765 | 723.6988 | 882.2081 | 723.6988 | 723.6988 | 882.2081 | 723.6988 | 723.6988 | 882.2081 | 723.6988 | 978.2313 | 519.4175 | 723.6988 | 882.2081 | 723.6988 | 6948 | 723.6988 | 882.2081 | 978.2313 | 519.4175 | 5067 | 3447 | 4351 | 1646 | 5411 | 5471 | 7441 | 2038 | 680.0356 | 814.1678 | 970.068 | 264.6414
| 6949 | 772.1541 | 699.5242 | 890.3856 | 699.5242 | 699.5242 | 890.3856 | 699.5242 | 699.5242 | 890.3856 | 699.5242 | 980.9524 | 671.4688 | 699.5242 | 890.3856 | 699.5242 | 6949 | 699.5242 | 890.3856 | 980.9524 | 671.4688 | 6106 | 2815 | 3685 | 395 | 1737 | 3802 | 7432 | 1878 | 679.9635 | 814.0959 | 970.068 | 264.6414
| 6950 | 784.7668 | 735.8581 | 907.4306 | 735.8581 | 735.8581 | 907.4306 | 735.8581 | 735.8581 | 907.4306 | 735.8581 | 980.9524 | 489.1951 | 735.8581 | 907.4306 | 735.8581 | 6950 | 735.8581 | 907.4306 | 980.9524 | 489.1951 | 4564 | 1653 | 3684 | 2025 | 7058 | 904 | 7429 | 1255 | 679.9154 | 813.9052 | 970.068 | 264.6414
| 6951 | 785.0691 | 740.9526 | 899.4012 | 740.9526 | 740.9526 | 899.4012 | 740.9526 | 740.9526 | 899.4012 | 740.9526 | 972.7891 | 492.9533 | 740.9526 | 899.4012 | 740.9526 | 6951 | 740.9526 | 899.4012 | 972.7891 | 492.9533 | 4352 | 2152 | 6191 | 1976 | 6003 | 5366 | 7407 | 690 | 679.9154 | 813.8402 | 970.068 | 264.6414
| 6952 | 761.7142 | 755.3227 | 734.762 | 755.3227 | 755.3227 | 734.762 | 755.3227 | 755.3227 | 734.762 | 755.3227 | 975.5102 | 706.8588 | 755.3227 | 734.762 | 755.3227 | 6952 | 755.3227 | 734.762 | 975.5102 | 706.8588 | 3809 | 7638 | 5352 | 254 | 5905 | 8421 | 7383 | 174 | 679.9154 | 813.7715 | 970.068 | 264.6414
| 6953 | 748.7156 | 754.8902 | 721.8369 | 754.8902 | 754.8902 | 721.8369 | 754.8902 | 754.8902 | 721.8369 | 754.8902 | 983.6735 | 571.876 | 754.8902 | 721.8369 | 754.8902 | 6953 | 754.8902 | 721.8369 | 983.6735 | 571.876 | 3829 | 7771 | 2539 | 1075 | 5387 | 1041 | 7363 | 7965 | 679.9154 | 813.7197 | 970.068 | 264.4848
| 6954 | 824.2296 | 810.2081 | 881.6175 | 810.2081 | 810.2081 | 881.6175 | 810.2081 | 810.2081 | 881.6175 | 810.2081 | 967.3469 | 563.7332 | 810.2081 | 881.6175 | 810.2081 | 6954 | 810.2081 | 881.6175 | 967.3469 | 563.7332 | 1899 | 3493 | 7521 | 1160 | 239 | 8277 | 7360 | 1892 | 679.9154 | 813.5555 | 970.068 | 264.4848
| 6955 | 873.1036 | 892.1517 | 895.1749 | 892.1517 | 892.1517 | 895.1749 | 892.1517 | 892.1517 | 895.1749 | 892.1517 | 980.9524 | 524.585 | 892.1517 | 895.1749 | 892.1517 | 6955 | 892.1517 | 895.1749 | 980.9524 | 524.585 | 553 | 2452 | 3683 | 1590 | 4748 | 8621 | 7344 | 7468 | 679.8674 | 813.4822 | 970.068 | 264.3282
| 6956 | 849.5044 | 881.29 | 886.5735 | 881.29 | 881.29 | 886.5735 | 881.29 | 881.29 | 886.5735 | 881.29 | 986.3946 | 310.0532 | 881.29 | 886.5735 | 881.29 | 6956 | 881.29 | 886.5735 | 986.3946 | 310.0532 | 672 | 3111 | 1795 | 5297 | 4775 | 5386 | 7273 | 4370 | 679.8193 | 813.4267 | 970.068 | 264.3282
| 6957 | 875.9322 | 873.5041 | 884.2472 | 873.5041 | 873.5041 | 884.2472 | 873.5041 | 873.5041 | 884.2472 | 873.5041 | 982.3129 | 755.7156 | 873.5041 | 884.2472 | 873.5041 | 6957 | 873.5041 | 884.2472 | 982.3129 | 755.7156 | 774 | 3304 | 3185 | 131 | 5174 | 972 | 7264 | 2139 | 679.7712 | 813.4206 | 970.068 | 264.3282
| 6958 | 840.5644 | 841.784 | 888.0841 | 841.784 | 841.784 | 888.0841 | 841.784 | 841.784 | 888.0841 | 841.784 | 971.4286 | 509.8653 | 841.784 | 888.0841 | 841.784 | 6958 | 841.784 | 888.0841 | 971.4286 | 509.8653 | 1197 | 2986 | 6597 | 1765 | 916 | 827 | 7261 | 1223 | 679.7712 | 813.1849 | 970.068 | 264.3282
| 6959 | 826.1626 | 807.2764 | 896.8712 | 807.2764 | 807.2764 | 896.8712 | 807.2764 | 807.2764 | 896.8712 | 807.2764 | 985.034 | 535.5465 | 807.2764 | 896.8712 | 807.2764 | 6959 | 807.2764 | 896.8712 | 985.034 | 535.5465 | 1986 | 2332 | 2150 | 1464 | 873 | 2628 | 7239 | 1202 | 679.7712 | 813.0349 | 970.068 | 264.3282
| 6960 | 815.898 | 801.2207 | 895.4932 | 801.2207 | 801.2207 | 895.4932 | 801.2207 | 801.2207 | 895.4932 | 801.2207 | 987.7551 | 443.0786 | 801.2207 | 895.4932 | 801.2207 | 6960 | 801.2208 | 895.4932 | 987.7551 | 443.0786 | 2172 | 2430 | 1432 | 2787 | 5647 | 104 | 7215 | 1151 | 679.7232 | 813.0322 | 970.068 | 264.3282
| 6961 | 757.6208 | 752.5833 | 729.5863 | 752.5833 | 752.5833 | 729.5863 | 752.5833 | 752.5833 | 729.5863 | 752.5833 | 987.7551 | 679.9248 | 752.5833 | 729.5863 | 752.5833 | 6961 | 752.5833 | 729.5864 | 987.7551 | 679.9248 | 3918 | 7693 | 1431 | 356 | 4112 | 6446 | 7195 | 861 | 679.7232 | 812.9627 | 970.068 | 264.3282
| 6962 | 748.4632 | 734.0799 | 710.5777 | 734.0799 | 734.0799 | 710.5777 | 734.0799 | 734.0799 | 710.5777 | 734.0799 | 995.9184 | 767.6167 | 734.0799 | 710.5777 | 734.0799 | 6962 | 734.0799 | 710.5777 | 995.9184 | 767.6167 | 4640 | 7923 | 252 | 100 | 6535 | 8576 | 7192 | 860 | 679.6751 | 812.9612 | 970.068 | 264.3282
| 6963 | 718.9555 | 716.2974 | 712.9679 | 716.2974 | 716.2974 | 712.9679 | 716.2974 | 716.2974 | 712.9679 | 716.2974 | 994.5578 | 488.5687 | 716.2974 | 712.9679 | 716.2974 | 6963 | 716.2974 | 712.968 | 994.5578 | 488.5688 | 5378 | 7895 | 449 | 2039 | 6398 | 742 | 7176 | 859 | 679.6271 | 812.9099 | 970.068 | 264.3282
| 6964 | 715.5056 | 712.789 | 721.7441 | 712.789 | 712.789 | 721.7441 | 712.789 | 712.789 | 721.7441 | 712.789 | 991.8367 | 435.9536 | 712.789 | 721.7441 | 712.789 | 6964 | 712.789 | 721.7441 | 991.8367 | 435.9537 | 5514 | 7774 | 783 | 2885 | 5165 | 8618 | 7105 | 412 | 679.6271 | 812.8442 | 970.068 | 264.3282
| 6965 | 748.3195 | 774.3067 | 715.6713 | 774.3067 | 774.3067 | 715.6713 | 774.3067 | 774.3067 | 715.6713 | 774.3067 | 991.8367 | 427.4977 | 774.3067 | 715.6713 | 774.3067 | 6965 | 774.3067 | 715.6713 | 991.8367 | 427.4977 | 3086 | 7860 | 782 | 3041 | 5857 | 157 | 7096 | 133 | 679.4829 | 812.811 | 970.068 | 264.3282
| 6966 | 708.3466 | 710.0976 | 716.5873 | 710.0976 | 710.0976 | 716.5873 | 710.0976 | 710.0976 | 716.5873 | 710.0976 | 982.3129 | 387.41 | 710.0976 | 716.5873 | 710.0976 | 6966 | 710.0976 | 716.5873 | 982.3129 | 387.41 | 5639 | 7847 | 3184 | 3709 | 6229 | 8275 | 7093 | 8608 | 679.4348 | 812.7311 | 970.068 | 264.015
| 6967 | 706.9225 | 703.5132 | 713.6855 | 703.5132 | 703.5132 | 713.6855 | 703.5132 | 703.5132 | 713.6855 | 703.5132 | 972.7891 | 441.2778 | 703.5132 | 713.6855 | 703.5132 | 6967 | 703.5132 | 713.6855 | 972.7891 | 441.2778 | 5934 | 7884 | 6190 | 2808 | 5586 | 6861 | 7071 | 7894 | 679.4348 | 812.718 | 970.068 | 264.015
| 6968 | 713.8361 | 715.8168 | 717.7826 | 715.8168 | 715.8168 | 717.7826 | 715.8168 | 715.8168 | 717.7826 | 715.8168 | 986.3946 | 409.6461 | 715.8168 | 717.7826 | 715.8168 | 6968 | 715.8168 | 717.7826 | 986.3946 | 409.6461 | 5402 | 7824 | 1794 | 3325 | 4114 | 6426 | 7047 | 6944 | 679.4348 | 812.6765 | 970.068 | 264.015
| 6969 | 681.5737 | 660.0183 | 638.5475 | 660.0183 | 660.0183 | 638.5475 | 660.0183 | 660.0183 | 638.5475 | 660.0183 | 959.1837 | 748.5124 | 660.0183 | 638.5475 | 660.0183 | 6969 | 660.0183 | 638.5475 | 959.1837 | 748.5124 | 7585 | 8444 | 8303 | 149 | 7452 | 1854 | 7027 | 5226 | 679.3868 | 812.5503 | 970.068 | 264.015
| 6970 | 675.3373 | 699.6203 | 516.8867 | 699.6203 | 699.6203 | 516.8867 | 699.6203 | 699.6203 | 516.8867 | 699.6203 | 976.8707 | 813.3417 | 699.6203 | 516.8867 | 699.6203 | 6970 | 699.6203 | 516.8867 | 976.8708 | 813.3417 | 6101 | 8586 | 4934 | 40 | 5620 | 2793 | 7024 | 2761 | 679.3868 | 812.4379 | 970.068 | 264.015
| 6971 | 656.4038 | 707.3581 | 499.9681 | 707.3581 | 707.3581 | 499.9681 | 707.3581 | 707.3581 | 499.9681 | 707.3581 | 985.034 | 545.8816 | 707.3581 | 499.9681 | 707.3581 | 6971 | 707.3581 | 499.9681 | 985.034 | 545.8816 | 5756 | 8604 | 2149 | 1341 | 4481 | 898 | 7008 | 2091 | 679.3867 | 812.383 | 970.068 | 264.015
| 6972 | 669.0316 | 704.7148 | 491.9801 | 704.7148 | 704.7148 | 491.9801 | 704.7148 | 704.7148 | 491.9801 | 704.7148 | 989.1156 | 771.6881 | 704.7148 | 491.9801 | 704.7148 | 6972 | 704.7148 | 491.9801 | 989.1157 | 771.6881 | 5888 | 8613 | 1149 | 84 | 3434 | 6868 | 6937 | 1348 | 679.3867 | 812.3681 | 970.068 | 264.015
| 6973 | 662.1661 | 710.7224 | 479.7917 | 710.7224 | 710.7224 | 479.7917 | 710.7224 | 710.7224 | 479.7917 | 710.7224 | 986.3946 | 678.9853 | 710.7224 | 479.7917 | 710.7224 | 6973 | 710.7224 | 479.7917 | 986.3946 | 678.9853 | 5609 | 8629 | 1793 | 359 | 396 | 897 | 6928 | 175 | 679.3867 | 812.3657 | 970.068 | 263.8584
| 6974 | 657.1771 | 707.3581 | 507.791 | 707.3581 | 707.3581 | 507.791 | 707.3581 | 707.3581 | 507.791 | 707.3581 | 983.6735 | 526.7773 | 707.3581 | 507.791 | 707.3581 | 6974 | 707.3581 | 507.791 | 983.6735 | 526.7773 | 5755 | 8597 | 2538 | 1565 | 6419 | 941 | 6925 | 132 | 679.3147 | 812.331 | 970.068 | 263.8584
| 6975 | 671.8496 | 709.1363 | 510.6437 | 709.1363 | 709.1363 | 510.6437 | 709.1363 | 709.1363 | 510.6437 | 709.1363 | 987.7551 | 702.4742 | 709.1363 | 510.6437 | 709.1363 | 6975 | 709.1364 | 510.6437 | 987.7551 | 702.4742 | 5681 | 8593 | 1430 | 276 | 7061 | 5161 | 6903 | 7926 | 679.1945 | 812.0925 | 970.068 | 263.741
| 6976 | 660.8735 | 742.2983 | 494.848 | 742.2983 | 742.2983 | 494.848 | 742.2983 | 742.2983 | 494.848 | 742.2983 | 987.7551 | 346.6959 | 742.2983 | 494.848 | 742.2983 | 6976 | 742.2983 | 494.848 | 987.7551 | 346.6959 | 4309 | 8609 | 1429 | 4519 | 3856 | 6638 | 6879 | 5192 | 679.1945 | 812.0571 | 970.068 | 263.7019
| 6977 | 652.6176 | 721.1515 | 498.6859 | 721.1515 | 721.1515 | 498.6859 | 721.1515 | 721.1515 | 498.6859 | 721.1515 | 1000 | 372.6903 | 721.1515 | 498.6859 | 721.1515 | 6977 | 721.1515 | 498.6859 | 1000 | 372.6903 | 5186 | 8605 | 11 | 4009 | 3832 | 6420 | 6859 | 5190 | 679.1945 | 811.9849 | 970.068 | 263.7019
| 6978 | 705.0499 | 783.0057 | 515.1787 | 783.0057 | 783.0057 | 515.1787 | 783.0057 | 783.0057 | 515.1787 | 783.0057 | 980.9524 | 564.9859 | 783.0057 | 515.1787 | 783.0057 | 6978 | 783.0057 | 515.1787 | 980.9524 | 564.9859 | 2761 | 8587 | 3682 | 1146 | 6175 | 6182 | 6856 | 2480 | 679.1464 | 811.9775 | 970.068 | 263.7019
| 6979 | 686.3707 | 744.461 | 525.3415 | 744.461 | 744.461 | 525.3415 | 744.461 | 744.461 | 525.3415 | 744.461 | 995.9184 | 556.2167 | 744.461 | 525.3415 | 744.461 | 6979 | 744.461 | 525.3416 | 995.9184 | 556.2167 | 4203 | 8580 | 251 | 1233 | 4576 | 8643 | 6840 | 1407 | 679.1464 | 811.8926 | 970.068 | 263.7018
| 6980 | 682.0788 | 777.0942 | 517.5146 | 777.0942 | 777.0942 | 517.5146 | 777.0942 | 777.0942 | 517.5146 | 777.0942 | 978.2313 | 284.0589 | 777.0942 | 517.5146 | 777.0942 | 6980 | 777.0943 | 517.5146 | 978.2313 | 284.0589 | 2979 | 8585 | 4350 | 6207 | 7256 | 2629 | 6769 | 1254 | 679.0984 | 811.8229 | 970.068 | 263.7018
| 6981 | 762.742 | 859.999 | 542.7497 | 859.999 | 859.999 | 542.7497 | 859.999 | 859.999 | 542.7497 | 859.999 | 993.1973 | 634.1998 | 859.999 | 542.7497 | 859.999 | 6981 | 859.999 | 542.7497 | 993.1973 | 634.1998 | 927 | 8567 | 604 | 598 | 6898 | 5615 | 6760 | 1251 | 679.0984 | 811.383 | 970.068 | 263.7018
| 6982 | 717.8083 | 800.4998 | 514.6318 | 800.4998 | 800.4998 | 514.6318 | 800.4998 | 800.4998 | 514.6318 | 800.4998 | 994.5578 | 592.233 | 800.4998 | 514.6318 | 800.4998 | 6982 | 800.4998 | 514.6318 | 994.5578 | 592.233 | 2193 | 8589 | 448 | 907 | 4544 | 7139 | 6757 | 1173 | 679.0984 | 811.3783 | 970.068 | 263.7018
| 6983 | 681.9507 | 751.2856 | 522.7532 | 751.2856 | 751.2856 | 522.7532 | 751.2856 | 751.2856 | 522.7532 | 751.2856 | 972.7891 | 473.2227 | 751.2856 | 522.7532 | 751.2856 | 6983 | 751.2856 | 522.7532 | 972.7891 | 473.2227 | 3963 | 8581 | 6189 | 2249 | 1832 | 5839 | 6735 | 6430 | 679.0984 | 811.3678 | 970.068 | 263.3887
| 6984 | 674.6907 | 731.821 | 531.7966 | 731.821 | 731.821 | 531.7966 | 731.821 | 731.821 | 531.7966 | 731.821 | 993.1973 | 470.7172 | 731.821 | 531.7966 | 731.821 | 6984 | 731.821 | 531.7966 | 993.1973 | 470.7172 | 4745 | 8577 | 603 | 2289 | 711 | 945 | 6711 | 4249 | 679.0984 | 811.2997 | 970.068 | 263.3887
| 6985 | 683.1502 | 718.4121 | 514.9914 | 718.4121 | 718.4121 | 514.9914 | 718.4121 | 718.4121 | 514.9914 | 718.4121 | 990.4762 | 766.3639 | 718.4121 | 514.9914 | 718.4121 | 6985 | 718.4121 | 514.9915 | 990.4762 | 766.3639 | 5297 | 8588 | 1011 | 104 | 6593 | 2033 | 6691 | 2381 | 679.0503 | 811.2912 | 970.068 | 263.3887
| 6986 | 646.2615 | 697.8421 | 511.2628 | 697.8421 | 697.8421 | 511.2628 | 697.8421 | 697.8421 | 511.2628 | 697.8421 | 998.6395 | 421.2339 | 697.8421 | 511.2628 | 697.8421 | 6986 | 697.8421 | 511.2628 | 998.6395 | 421.234 | 6163 | 8592 | 74 | 3137 | 4418 | 6126 | 6688 | 2090 | 679.0503 | 811.1995 | 970.068 | 263.3887
| 6987 | 636.3596 | 680.7805 | 501.3093 | 680.7805 | 680.7805 | 501.3093 | 680.7805 | 680.7805 | 501.3093 | 680.7805 | 995.9184 | 461.6348 | 680.7805 | 501.3093 | 680.7805 | 6987 | 680.7805 | 501.3093 | 995.9184 | 461.6348 | 6915 | 8603 | 250 | 2448 | 3565 | 2788 | 6672 | 1630 | 679.0503 | 811.032 | 970.068 | 263.3887
| 6988 | 653.7859 | 687.1726 | 509.0702 | 687.1726 | 687.1726 | 509.0702 | 687.1726 | 687.1726 | 509.0702 | 687.1726 | 986.3946 | 632.9471 | 687.1726 | 509.0702 | 687.1726 | 6988 | 687.1726 | 509.0703 | 986.3946 | 632.9471 | 6639 | 8596 | 1792 | 605 | 2221 | 2794 | 6601 | 1205 | 679.0503 | 811.0111 | 970.068 | 263.3887
| 6989 | 660.614 | 701.0621 | 507.6407 | 701.0621 | 701.0621 | 507.6407 | 701.0621 | 701.0621 | 507.6407 | 701.0621 | 989.1156 | 620.4197 | 701.0621 | 507.6407 | 701.0621 | 6989 | 701.0621 | 507.6407 | 989.1157 | 620.4197 | 6045 | 8598 | 1148 | 682 | 5319 | 2636 | 6592 | 782 | 678.9542 | 810.8737 | 970.068 | 263.3887
| 6990 | 639.0536 | 686.2114 | 527.0453 | 686.2114 | 686.2114 | 527.0453 | 686.2114 | 686.2114 | 527.0453 | 686.2114 | 995.9184 | 352.9596 | 686.2114 | 527.0453 | 686.2114 | 6990 | 686.2114 | 527.0453 | 995.9184 | 352.9596 | 6687 | 8579 | 249 | 4401 | 5719 | 8650 | 6589 | 781 | 678.8581 | 810.7639 | 970.068 | 263.3887
| 6991 | 619.0559 | 671.7451 | 491.3498 | 671.7451 | 671.7451 | 491.3498 | 671.7451 | 671.7451 | 491.3498 | 671.7451 | 974.1497 | 353.2728 | 671.7451 | 491.3498 | 671.7451 | 6991 | 671.7451 | 491.3499 | 974.1497 | 353.2728 | 7248 | 8614 | 5771 | 4391 | 5673 | 6738 | 6567 | 8329 | 678.8581 | 810.6449 | 970.068 | 263.0755
| 6992 | 615.2744 | 653.6262 | 492.9697 | 653.6262 | 653.6262 | 492.9697 | 653.6262 | 653.6262 | 492.9697 | 653.6262 | 986.3946 | 426.5581 | 653.6262 | 492.9697 | 653.6262 | 6992 | 653.6262 | 492.9698 | 986.3946 | 426.5581 | 7750 | 8611 | 1791 | 3054 | 5665 | 7140 | 6543 | 6776 | 678.762 | 810.5132 | 970.068 | 263.0755
| 6993 | 619.4986 | 648.724 | 487.2607 | 648.724 | 648.724 | 487.2607 | 648.724 | 648.724 | 487.2607 | 648.724 | 982.3129 | 551.8321 | 648.724 | 487.2607 | 648.724 | 6993 | 648.724 | 487.2607 | 982.3129 | 551.8321 | 7877 | 8620 | 3183 | 1281 | 5058 | 5368 | 6523 | 6164 | 678.762 | 810.4281 | 970.068 | 263.0755
| 6994 | 616.1377 | 632.2872 | 476.9205 | 632.2872 | 632.2872 | 476.9205 | 632.2872 | 632.2872 | 476.9205 | 632.2872 | 985.034 | 674.9139 | 632.2872 | 476.9205 | 632.2872 | 6994 | 632.2872 | 476.9205 | 985.034 | 674.9139 | 8189 | 8631 | 2148 | 378 | 781 | 5469 | 6520 | 1569 | 678.762 | 810.3841 | 970.068 | 263.0755
| 6995 | 645.8259 | 674.4845 | 543.682 | 674.4845 | 674.4845 | 543.682 | 674.4845 | 674.4845 | 543.682 | 674.4845 | 971.4286 | 499.5302 | 674.4845 | 543.682 | 674.4845 | 6995 | 674.4846 | 543.682 | 971.4286 | 499.5302 | 7162 | 8566 | 6596 | 1891 | 7328 | 8152 | 6504 | 836 | 678.7139 | 810.3143 | 970.068 | 263.0755
| 6996 | 647.9353 | 678.041 | 550.4335 | 678.041 | 678.041 | 550.4335 | 678.041 | 678.041 | 550.4335 | 678.041 | 956.4626 | 488.5687 | 678.041 | 550.4335 | 678.041 | 6996 | 678.0411 | 550.4335 | 956.4626 | 488.5688 | 7012 | 8564 | 8417 | 2038 | 6177 | 616 | 6433 | 176 | 678.7139 | 810.3143 | 970.068 | 263.0755
| 6997 | 679.7236 | 693.9492 | 558.962 | 693.9492 | 693.9492 | 558.962 | 693.9492 | 693.9492 | 558.962 | 693.9492 | 963.2653 | 765.4244 | 693.9492 | 558.962 | 693.9492 | 6997 | 693.9492 | 558.962 | 963.2653 | 765.4244 | 6337 | 8560 | 8062 | 108 | 5859 | 5588 | 6424 | 8437 | 678.7139 | 810.2862 | 970.068 | 262.7623
| 6998 | 666.9895 | 698.3227 | 564.125 | 698.3227 | 698.3227 | 564.125 | 698.3227 | 698.3227 | 564.125 | 698.3227 | 975.5102 | 519.2609 | 698.3227 | 564.125 | 698.3227 | 6998 | 698.3227 | 564.125 | 975.5102 | 519.2609 | 6152 | 8553 | 5351 | 1647 | 272 | 5465 | 6421 | 7900 | 678.7139 | 810.1333 | 970.068 | 262.7623
| 6999 | 674.9919 | 705.8682 | 578.6468 | 705.8682 | 705.8682 | 578.6468 | 705.8682 | 705.8682 | 578.6468 | 705.8682 | 997.2789 | 491.0742 | 705.8682 | 578.6468 | 705.8682 | 6999 | 705.8682 | 578.6468 | 997.2789 | 491.0742 | 5836 | 8542 | 167 | 2004 | 5119 | 1859 | 6399 | 5213 | 678.6658 | 810.1228 | 970.068 | 262.7623
| 7000 | 696.91 | 724.66 | 582.9427 | 724.66 | 724.66 | 582.9427 | 724.66 | 724.66 | 582.9427 | 724.66 | 985.034 | 642.6558 | 724.66 | 582.9427 | 724.66 | 7000 | 724.66 | 582.9427 | 985.034 | 642.6558 | 5025 | 8537 | 2147 | 531 | 7332 | 8613 | 6375 | 4069 | 678.6178 | 810.1153 | 970.068 | 262.7623
| 7001 | 705.6608 | 732.9264 | 604.5977 | 732.9264 | 732.9264 | 604.5977 | 732.9264 | 732.9264 | 604.5977 | 732.9264 | 998.6395 | 598.8099 | 732.9264 | 604.5977 | 732.9264 | 7001 | 732.9264 | 604.5977 | 998.6395 | 598.8099 | 4700 | 8528 | 73 | 839 | 276 | 5391 | 6355 | 1852 | 678.6178 | 810.1129 | 970.068 | 262.7623
| 7002 | 784.6029 | 817.1289 | 710.7957 | 817.1289 | 817.1289 | 710.7957 | 817.1289 | 817.1289 | 710.7957 | 817.1289 | 953.7415 | 650.4854 | 817.1289 | 710.7957 | 817.1289 | 7002 | 817.1289 | 710.7957 | 953.7415 | 650.4854 | 1716 | 7918 | 8511 | 485 | 7759 | 805 | 6352 | 1583 | 678.4736 | 810.0497 | 970.068 | 262.7623
| 7003 | 804.4768 | 876.2436 | 722.9996 | 876.2436 | 876.2436 | 722.9996 | 876.2436 | 876.2436 | 722.9996 | 876.2436 | 975.5102 | 385.2177 | 876.2436 | 722.9996 | 876.2436 | 7003 | 876.2436 | 722.9996 | 975.5102 | 385.2177 | 730 | 7760 | 5350 | 3749 | 4793 | 8570 | 6336 | 1199 | 678.4736 | 810.0163 | 970.068 | 262.7623
| 7004 | 812.8865 | 897.7267 | 709.9129 | 897.7267 | 897.7267 | 709.9129 | 897.7267 | 897.7267 | 709.9129 | 897.7267 | 972.7891 | 386.1572 | 897.7267 | 709.9129 | 897.7267 | 7004 | 897.7267 | 709.9129 | 972.7891 | 386.1572 | 508 | 7929 | 6188 | 3736 | 2201 | 8608 | 6265 | 8625 | 678.4255 | 809.8886 | 970.068 | 262.4491
| 7005 | 885.8794 | 906.666 | 867.8013 | 906.666 | 906.666 | 867.8013 | 906.666 | 906.666 | 867.8013 | 906.666 | 976.8707 | 700.9082 | 906.666 | 867.8013 | 906.666 | 7005 | 906.666 | 867.8013 | 976.8708 | 700.9082 | 421 | 4420 | 4933 | 285 | 6819 | 8604 | 6256 | 8435 | 678.3775 | 809.8707 | 970.068 | 262.4491
| 7006 | 838.8748 | 849.666 | 868.0134 | 849.666 | 849.666 | 868.0134 | 849.666 | 849.666 | 868.0134 | 849.666 | 989.1156 | 485.7501 | 849.666 | 868.0134 | 849.666 | 7006 | 849.666 | 868.0134 | 989.1157 | 485.7501 | 1052 | 4408 | 1147 | 2072 | 5593 | 1139 | 6253 | 7823 | 678.3294 | 809.8645 | 970.068 | 262.4491
| 7007 | 758.3324 | 790.7435 | 713.6496 | 790.7435 | 790.7435 | 713.6496 | 790.7435 | 790.7435 | 713.6496 | 790.7435 | 978.2313 | 457.8766 | 790.7435 | 713.6496 | 790.7435 | 7007 | 790.7435 | 713.6496 | 978.2313 | 457.8766 | 2520 | 7885 | 4349 | 2521 | 5023 | 8416 | 6231 | 7767 | 678.3294 | 809.7842 | 970.068 | 262.4491
| 7008 | 777.0426 | 767.2418 | 830.45 | 767.2418 | 767.2418 | 830.45 | 767.2418 | 767.2418 | 830.45 | 767.2418 | 970.068 | 448.7942 | 767.2418 | 830.45 | 767.2418 | 7008 | 767.2418 | 830.45 | 970.068 | 448.7942 | 3386 | 6610 | 6971 | 2680 | 3896 | 944 | 6207 | 5922 | 678.2814 | 809.7679 | 970.068 | 262.4491
| 7009 | 779.3794 | 767.0496 | 832.9524 | 767.0496 | 767.0496 | 832.9524 | 767.0496 | 767.0496 | 832.9524 | 767.0496 | 979.5918 | 463.5139 | 767.0496 | 832.9524 | 767.0496 | 7009 | 767.0496 | 832.9524 | 979.5918 | 463.5139 | 3392 | 6510 | 4055 | 2422 | 5115 | 8614 | 6187 | 4295 | 678.1372 | 809.6967 | 970.068 | 262.4491
| 7010 | 767.5173 | 743.692 | 838.1307 | 743.692 | 743.692 | 838.1307 | 743.692 | 743.692 | 838.1307 | 743.692 | 968.7075 | 474.4754 | 743.692 | 838.1307 | 743.692 | 7010 | 743.692 | 838.1307 | 968.7075 | 474.4754 | 4246 | 6309 | 7335 | 2234 | 707 | 5720 | 6184 | 2333 | 678.1372 | 809.5856 | 970.068 | 262.4491
| 7011 | 760.6281 | 725.7173 | 852.1309 | 725.7173 | 725.7173 | 852.1309 | 725.7173 | 725.7173 | 852.1309 | 725.7173 | 974.1497 | 460.3821 | 725.7173 | 852.1309 | 725.7173 | 7011 | 725.7173 | 852.1309 | 974.1497 | 460.3821 | 4981 | 5480 | 5770 | 2477 | 3034 | 5570 | 6168 | 1578 | 678.0891 | 809.435 | 970.068 | 262.4491
| 7012 | 754.9954 | 718.2679 | 854.0704 | 718.2679 | 718.2679 | 854.0704 | 718.2679 | 718.2679 | 854.0704 | 718.2679 | 980.9524 | 426.5581 | 718.2679 | 854.0704 | 718.2679 | 7012 | 718.2679 | 854.0704 | 980.9524 | 426.5581 | 5306 | 5378 | 3681 | 3053 | 6996 | 5124 | 6097 | 1555 | 678.0411 | 809.435 | 970.068 | 262.4491
| 7013 | 777.967 | 767.9146 | 851.6982 | 767.9146 | 767.9146 | 851.6982 | 767.9146 | 767.9146 | 851.6982 | 767.9146 | 980.9524 | 360.476 | 767.9146 | 851.6982 | 767.9146 | 7013 | 767.9147 | 851.6982 | 980.9524 | 360.476 | 3357 | 5515 | 3680 | 4258 | 6943 | 8681 | 6088 | 1484 | 678.0411 | 809.3959 | 970.068 | 262.4491
| 7014 | 760.6948 | 736.4829 | 864.3876 | 736.4829 | 736.4829 | 864.3876 | 736.4829 | 736.4829 | 864.3876 | 736.4829 | 987.7551 | 312.5587 | 736.4829 | 864.3876 | 736.4829 | 7014 | 736.4829 | 864.3876 | 987.7551 | 312.5587 | 4528 | 4682 | 1428 | 5229 | 5380 | 6639 | 6085 | 1211 | 678.041 | 809.3415 | 970.068 | 262.4491
| 7015 | 758.7693 | 710.5782 | 862.3825 | 710.5782 | 710.5782 | 862.3825 | 710.5782 | 710.5782 | 862.3825 | 710.5782 | 976.8707 | 511.7444 | 710.5782 | 862.3825 | 710.5782 | 7015 | 710.5782 | 862.3825 | 976.8708 | 511.7444 | 5619 | 4820 | 4932 | 1747 | 4575 | 880 | 6063 | 7951 | 677.993 | 809.0948 | 970.068 | 262.3708
| 7016 | 733.5427 | 687.7974 | 869.4987 | 687.7974 | 687.7974 | 869.4987 | 687.7974 | 687.7974 | 869.4987 | 687.7974 | 978.2313 | 310.9928 | 687.7974 | 869.4987 | 687.7974 | 7016 | 687.7974 | 869.4987 | 978.2313 | 310.9928 | 6613 | 4303 | 4348 | 5272 | 3804 | 2530 | 6039 | 3452 | 677.993 | 809.0748 | 970.068 | 262.1359
| 7017 | 766.8438 | 726.294 | 877.249 | 726.294 | 726.294 | 877.249 | 726.294 | 726.294 | 877.249 | 726.294 | 971.4286 | 445.036 | 726.294 | 877.249 | 726.294 | 7017 | 726.294 | 877.249 | 971.4286 | 445.036 | 4956 | 3816 | 6595 | 2750 | 3060 | 8279 | 6019 | 2686 | 677.9449 | 809.0007 | 970.068 | 262.1359
| 7018 | 777.9672 | 723.6026 | 889.0516 | 723.6026 | 723.6026 | 889.0516 | 723.6026 | 723.6026 | 889.0516 | 723.6026 | 960.5442 | 585.9693 | 723.6026 | 889.0516 | 723.6026 | 7018 | 723.6026 | 889.0516 | 960.5442 | 585.9693 | 5071 | 2920 | 8209 | 961 | 1660 | 1857 | 6016 | 2469 | 677.9449 | 808.9465 | 970.068 | 262.1359
| 7019 | 760.6598 | 768.7317 | 759.3475 | 768.7317 | 768.7317 | 759.3475 | 768.7317 | 768.7317 | 759.3475 | 768.7317 | 976.8707 | 485.1237 | 768.7317 | 759.3475 | 768.7317 | 7019 | 768.7317 | 759.3475 | 976.8708 | 485.1237 | 3325 | 7352 | 4931 | 2080 | 8104 | 2795 | 6000 | 1539 | 677.8969 | 808.8201 | 970.068 | 262.1359
| 7020 | 719.9001 | 708.5116 | 774.9779 | 708.5116 | 708.5116 | 774.9779 | 708.5116 | 708.5116 | 774.9779 | 708.5116 | 967.3469 | 343.2509 | 708.5116 | 774.9779 | 708.5116 | 7020 | 708.5116 | 774.9779 | 967.3469 | 343.2509 | 5699 | 7211 | 7520 | 4585 | 5547 | 8123 | 5929 | 1463 | 677.8969 | 808.3376 | 970.068 | 262.1359
| 7021 | 717.4006 | 673.8117 | 769.0685 | 673.8117 | 673.8117 | 769.0685 | 673.8117 | 673.8117 | 769.0685 | 673.8117 | 940.1361 | 636.7053 | 673.8117 | 769.0685 | 673.8117 | 7021 | 673.8117 | 769.0685 | 940.1361 | 636.7053 | 7184 | 7259 | 8665 | 581 | 568 | 587 | 5920 | 1415 | 677.8969 | 808.3376 | 970.068 | 262.1359
| 7022 | 728.5225 | 736.8674 | 730.3709 | 736.8674 | 736.8674 | 730.3709 | 736.8674 | 736.8674 | 730.3709 | 736.8674 | 946.9388 | 435.9536 | 736.8674 | 730.3709 | 736.8674 | 7022 | 736.8674 | 730.371 | 946.9388 | 435.9537 | 4514 | 7683 | 8562 | 2884 | 3911 | 5392 | 5917 | 1239 | 677.8007 | 808.3296 | 970.068 | 262.1359
| 7023 | 743.8204 | 716.009 | 770.5674 | 716.009 | 716.009 | 770.5674 | 716.009 | 716.009 | 770.5674 | 716.009 | 979.5918 | 623.5515 | 716.009 | 770.5674 | 716.009 | 7023 | 716.009 | 770.5674 | 979.5918 | 623.5515 | 5392 | 7245 | 4054 | 662 | 7069 | 6862 | 5895 | 754 | 677.7527 | 808.2836 | 970.068 | 262.1359
| 7024 | 722.2274 | 655.6928 | 838.4408 | 655.6928 | 655.6928 | 838.4408 | 655.6928 | 655.6928 | 838.4408 | 655.6928 | 970.068 | 541.8102 | 655.6928 | 838.4408 | 655.6928 | 7024 | 655.6928 | 838.4408 | 970.068 | 541.8102 | 7703 | 6289 | 6970 | 1385 | 7932 | 8606 | 5871 | 7547 | 677.6566 | 808.197 | 970.068 | 261.8227
| 7025 | 802.9076 | 765.4155 | 877.4417 | 765.4155 | 765.4155 | 877.4417 | 765.4155 | 765.4155 | 877.4417 | 765.4155 | 972.7891 | 634.8262 | 765.4155 | 877.4417 | 765.4155 | 7025 | 765.4155 | 877.4417 | 972.7891 | 634.8262 | 3452 | 3795 | 6187 | 591 | 6796 | 5572 | 5851 | 7082 | 677.6566 | 808.1452 | 970.068 | 261.8227
| 7026 | 837.5647 | 836.257 | 889.4386 | 836.257 | 836.257 | 889.4386 | 836.257 | 836.257 | 889.4386 | 836.257 | 986.3946 | 491.7006 | 836.257 | 889.4386 | 836.257 | 7026 | 836.257 | 889.4386 | 986.3946 | 491.7006 | 1283 | 2882 | 1790 | 1994 | 6818 | 5126 | 5848 | 5582 | 677.6085 | 808.1452 | 970.068 | 261.8227
| 7027 | 869.6072 | 899.505 | 884.1057 | 899.505 | 899.505 | 884.1057 | 899.505 | 899.505 | 884.1057 | 899.505 | 970.068 | 471.9699 | 899.505 | 884.1057 | 899.505 | 7027 | 899.505 | 884.1057 | 970.068 | 471.9699 | 487 | 3316 | 6969 | 2268 | 4074 | 158 | 5832 | 2701 | 677.5604 | 808.1025 | 970.068 | 261.8227
| 7028 | 892.8522 | 921.3246 | 882.5631 | 921.3246 | 921.3246 | 882.5631 | 921.3246 | 921.3246 | 882.5631 | 921.3246 | 983.6735 | 615.4087 | 921.3246 | 882.5631 | 921.3246 | 7028 | 921.3246 | 882.5632 | 983.6735 | 615.4087 | 301 | 3426 | 2537 | 711 | 7577 | 5388 | 5761 | 2596 | 677.4643 | 808.0846 | 970.068 | 261.8227
| 7029 | 885.2542 | 922.9106 | 888.3444 | 922.9106 | 922.9106 | 888.3444 | 922.9106 | 922.9106 | 888.3444 | 922.9106 | 983.6735 | 473.2227 | 922.9106 | 888.3444 | 922.9106 | 7029 | 922.9106 | 888.3444 | 983.6735 | 473.2227 | 291 | 2972 | 2536 | 2248 | 8269 | 2538 | 5752 | 2221 | 677.4163 | 807.9953 | 970.068 | 261.8227
| 7030 | 860.0966 | 883.2124 | 899.9705 | 883.2124 | 883.2124 | 899.9705 | 883.2124 | 883.2124 | 899.9705 | 883.2124 | 979.5918 | 396.1791 | 883.2124 | 899.9705 | 883.2124 | 7030 | 883.2124 | 899.9705 | 979.5918 | 396.1791 | 656 | 2119 | 4053 | 3557 | 6326 | 6867 | 5749 | 1591 | 677.4163 | 807.8301 | 970.068 | 261.8227
| 7031 | 839.1127 | 822.8961 | 903.9836 | 822.8961 | 822.8961 | 903.9836 | 822.8961 | 822.8961 | 903.9836 | 822.8961 | 993.1973 | 555.2772 | 822.8961 | 903.9836 | 822.8961 | 7031 | 822.8961 | 903.9836 | 993.1973 | 555.2772 | 1557 | 1859 | 602 | 1241 | 7302 | 8620 | 5727 | 1550 | 677.3682 | 807.6204 | 970.068 | 261.8227
| 7032 | 827.5126 | 808.0934 | 893.439 | 808.0934 | 808.0934 | 893.439 | 808.0934 | 808.0934 | 893.439 | 808.0934 | 982.3129 | 564.3595 | 808.0934 | 893.439 | 808.0934 | 7032 | 808.0934 | 893.439 | 982.3129 | 564.3595 | 1956 | 2596 | 3182 | 1153 | 6727 | 2792 | 5703 | 173 | 677.3682 | 807.544 | 970.068 | 261.8227
| 7033 | 799.2733 | 786.5622 | 856.2518 | 786.5622 | 786.5622 | 856.2518 | 786.5622 | 786.5622 | 856.2518 | 786.5622 | 994.5578 | 477.7639 | 786.5622 | 856.2518 | 786.5622 | 7033 | 786.5622 | 856.2518 | 994.5578 | 477.7639 | 2660 | 5241 | 447 | 2183 | 4204 | 893 | 5683 | 8749 | 677.3682 | 807.3545 | 970.068 | 261.5096
| 7034 | 765.9578 | 762.9644 | 774.3964 | 762.9644 | 762.9644 | 774.3964 | 762.9644 | 762.9644 | 774.3964 | 762.9644 | 990.4762 | 531.6317 | 762.9644 | 774.3964 | 762.9644 | 7034 | 762.9644 | 774.3964 | 990.4762 | 531.6317 | 3521 | 7216 | 1010 | 1501 | 246 | 8415 | 5680 | 8645 | 677.3682 | 807.0541 | 970.068 | 261.5096
| 7035 | 787.8589 | 762.3396 | 868.5297 | 762.3396 | 762.3396 | 868.5297 | 762.3396 | 762.3396 | 868.5297 | 762.3396 | 975.5102 | 481.6787 | 762.3396 | 868.5297 | 762.3396 | 7035 | 762.3396 | 868.5297 | 975.5102 | 481.6787 | 3546 | 4374 | 5349 | 2128 | 5954 | 896 | 5664 | 8617 | 677.3201 | 806.9722 | 970.068 | 261.5096
| 7036 | 788.8736 | 757.0529 | 847.8883 | 757.0529 | 757.0529 | 847.8883 | 757.0529 | 757.0529 | 847.8883 | 757.0529 | 979.5918 | 616.6614 | 757.0529 | 847.8883 | 757.0529 | 7036 | 757.0529 | 847.8883 | 979.5918 | 616.6615 | 3743 | 5781 | 4052 | 704 | 4845 | 6463 | 5593 | 6426 | 677.3201 | 806.841 | 970.068 | 261.5096
| 7037 | 802.7218 | 776.133 | 841.4904 | 776.133 | 776.133 | 841.4904 | 776.133 | 776.133 | 841.4904 | 776.133 | 985.034 | 678.0457 | 776.133 | 841.4904 | 776.133 | 7037 | 776.133 | 841.4904 | 985.034 | 678.0457 | 3020 | 6144 | 2146 | 362 | 4212 | 6637 | 5584 | 5406 | 677.2721 | 806.7495 | 970.068 | 261.5096
| 7038 | 754.9309 | 725.3328 | 856.2968 | 725.3328 | 725.3328 | 856.2968 | 725.3328 | 725.3328 | 856.2968 | 725.3328 | 965.9864 | 375.1957 | 725.3328 | 856.2968 | 725.3328 | 7038 | 725.3328 | 856.2968 | 965.9864 | 375.1957 | 4997 | 5236 | 7813 | 3962 | 709 | 5473 | 5581 | 4731 | 677.2721 | 806.7124 | 970.068 | 261.5096
| 7039 | 749.9033 | 701.8311 | 858.0575 | 701.8311 | 701.8311 | 858.0575 | 701.8311 | 701.8311 | 858.0575 | 701.8311 | 978.2313 | 473.5359 | 701.8311 | 858.0575 | 701.8311 | 7039 | 701.8311 | 858.0575 | 978.2313 | 473.5359 | 6019 | 5124 | 4347 | 2243 | 6161 | 8645 | 5559 | 2842 | 677.224 | 806.5491 | 970.068 | 261.5096
| 7040 | 738.5037 | 714.5192 | 838.2581 | 714.5192 | 714.5192 | 838.2581 | 714.5192 | 714.5192 | 838.2581 | 714.5192 | 980.9524 | 288.9132 | 714.5192 | 838.2581 | 714.5192 | 7040 | 714.5192 | 838.2581 | 980.9524 | 288.9133 | 5444 | 6299 | 3679 | 6012 | 5898 | 6636 | 5535 | 2225 | 677.224 | 806.3967 | 970.068 | 261.5096
| 7041 | 775.5128 | 744.2688 | 852.0862 | 744.2688 | 744.2688 | 852.0862 | 744.2688 | 744.2688 | 852.0862 | 744.2688 | 982.3129 | 512.3708 | 744.2688 | 852.0862 | 744.2688 | 7041 | 744.2688 | 852.0862 | 982.3129 | 512.3708 | 4219 | 5483 | 3181 | 1740 | 3878 | 156 | 5515 | 2207 | 677.224 | 806.2022 | 970.068 | 261.5096
| 7042 | 787.6944 | 759.9846 | 832.2092 | 759.9846 | 759.9846 | 832.2092 | 759.9846 | 759.9846 | 832.2092 | 759.9846 | 978.2313 | 640.7767 | 759.9846 | 832.2092 | 759.9846 | 7042 | 759.9846 | 832.2092 | 978.2313 | 640.7767 | 3622 | 6539 | 4346 | 547 | 7405 | 2489 | 5512 | 1532 | 677.176 | 806.1967 | 970.068 | 261.5096
| 7043 | 767.4391 | 772.7207 | 792.141 | 772.7207 | 772.7207 | 792.141 | 772.7207 | 772.7207 | 792.141 | 772.7207 | 974.1497 | 419.668 | 772.7207 | 792.141 | 772.7207 | 7043 | 772.7207 | 792.141 | 974.1497 | 419.668 | 3153 | 7119 | 5769 | 3154 | 6055 | 5576 | 5496 | 757 | 677.176 | 806.1138 | 970.068 | 261.5096
| 7044 | 790.4656 | 788.2924 | 857.6874 | 788.2924 | 788.2924 | 857.6874 | 788.2924 | 788.2924 | 857.6874 | 788.2924 | 983.6735 | 345.7563 | 788.2924 | 857.6874 | 788.2924 | 7044 | 788.2924 | 857.6874 | 983.6735 | 345.7563 | 2601 | 5154 | 2535 | 4531 | 5164 | 5130 | 5425 | 8672 | 677.176 | 806.1138 | 970.068 | 261.353
| 7045 | 789.0314 | 759.8404 | 889.1733 | 759.8404 | 759.8404 | 889.1733 | 759.8404 | 759.8404 | 889.1733 | 759.8404 | 965.9864 | 445.036 | 759.8404 | 889.1733 | 759.8404 | 7045 | 759.8404 | 889.1733 | 965.9864 | 445.036 | 3628 | 2907 | 7812 | 2749 | 4661 | 776 | 5416 | 8438 | 677.176 | 805.9933 | 970.068 | 261.1964
| 7046 | 796.1573 | 780.4585 | 881.8005 | 780.4585 | 780.4585 | 881.8005 | 780.4585 | 780.4585 | 881.8005 | 780.4585 | 991.8367 | 383.4951 | 780.4585 | 881.8005 | 780.4585 | 7046 | 780.4585 | 881.8005 | 991.8367 | 383.4952 | 2854 | 3475 | 781 | 3784 | 349 | 88 | 5413 | 8430 | 677.176 | 805.9297 | 970.068 | 261.1964
| 7047 | 809.3219 | 784.3995 | 887.1108 | 784.3995 | 784.3995 | 887.1108 | 784.3995 | 784.3995 | 887.1108 | 784.3995 | 970.068 | 536.7992 | 784.3995 | 887.1108 | 784.3995 | 7047 | 784.3995 | 887.1108 | 970.068 | 536.7993 | 2718 | 3055 | 6968 | 1449 | 5290 | 8420 | 5391 | 8282 | 677.1279 | 805.891 | 970.068 | 261.1964
| 7048 | 836.3567 | 788.2443 | 903.5417 | 788.2443 | 788.2443 | 903.5417 | 788.2443 | 788.2443 | 903.5417 | 788.2443 | 983.6735 | 805.1989 | 788.2443 | 903.5417 | 788.2443 | 7048 | 788.2443 | 903.5417 | 983.6735 | 805.1989 | 2604 | 1877 | 2534 | 50 | 4273 | 8615 | 5367 | 8240 | 677.1279 | 805.8813 | 970.068 | 261.1964
| 7049 | 803.6756 | 774.2106 | 908.8024 | 774.2106 | 774.2106 | 908.8024 | 774.2106 | 774.2106 | 908.8024 | 774.2106 | 989.1156 | 433.4482 | 774.2106 | 908.8024 | 774.2106 | 7049 | 774.2106 | 908.8024 | 989.1157 | 433.4482 | 3092 | 1557 | 1146 | 2931 | 7402 | 6859 | 5347 | 7319 | 677.0798 | 805.8186 | 970.068 | 261.1964
| 7050 | 841.2702 | 842.553 | 894.0465 | 842.553 | 842.553 | 894.0465 | 842.553 | 842.553 | 894.0465 | 842.553 | 982.3129 | 478.86 | 842.553 | 894.0465 | 842.553 | 7050 | 842.553 | 894.0465 | 982.3129 | 478.86 | 1183 | 2533 | 3180 | 2162 | 7382 | 5556 | 5344 | 5081 | 677.0798 | 805.8048 | 970.068 | 261.1964
| 7051 | 868.164 | 894.9873 | 904.6027 | 894.9873 | 894.9873 | 904.6027 | 894.9873 | 894.9873 | 904.6027 | 894.9873 | 982.3129 | 393.6737 | 894.9873 | 904.6027 | 894.9873 | 7051 | 894.9873 | 904.6027 | 982.3129 | 393.6737 | 533 | 1825 | 3179 | 3600 | 2888 | 8616 | 5328 | 2000 | 677.0798 | 805.7946 | 970.068 | 261.1964
| 7052 | 878.0143 | 927.9569 | 891.2721 | 927.9569 | 927.9569 | 891.2721 | 927.9569 | 927.9569 | 891.2721 | 927.9569 | 991.8367 | 311.6192 | 927.9569 | 891.2721 | 927.9569 | 7052 | 927.9569 | 891.2721 | 991.8367 | 311.6192 | 235 | 2760 | 780 | 5261 | 346 | 8216 | 5257 | 1876 | 677.0798 | 805.6504 | 970.068 | 261.1964
| 7053 | 882.2362 | 922.5741 | 892.7364 | 922.5741 | 922.5741 | 892.7364 | 922.5741 | 922.5741 | 892.7364 | 922.5741 | 974.1497 | 425.6185 | 922.5741 | 892.7364 | 922.5741 | 7053 | 922.5741 | 892.7364 | 974.1497 | 425.6185 | 294 | 2649 | 5768 | 3068 | 326 | 680 | 5248 | 1827 | 677.0798 | 805.6504 | 970.068 | 261.1964
| 7054 | 849.63 | 878.7427 | 896.867 | 878.7427 | 878.7427 | 896.867 | 878.7427 | 878.7427 | 896.867 | 878.7427 | 971.4286 | 305.9818 | 878.7427 | 896.867 | 878.7427 | 7054 | 878.7427 | 896.8671 | 971.4286 | 305.9818 | 701 | 2335 | 6594 | 5439 | 111 | 943 | 5245 | 1609 | 677.0798 | 805.6456 | 970.068 | 261.1964
| 7055 | 818.4388 | 811.6499 | 900.655 | 811.6499 | 811.6499 | 900.655 | 811.6499 | 811.6499 | 900.655 | 811.6499 | 987.7551 | 374.5694 | 811.6499 | 900.655 | 811.6499 | 7055 | 811.6499 | 900.655 | 987.7551 | 374.5694 | 1861 | 2067 | 1427 | 3972 | 8081 | 8418 | 5223 | 1414 | 677.0318 | 805.2976 | 970.068 | 261.1964
| 7056 | 790.5167 | 772.4804 | 900.5593 | 772.4804 | 772.4804 | 900.5593 | 772.4804 | 772.4804 | 900.5593 | 772.4804 | 978.2313 | 306.9214 | 772.4804 | 900.5593 | 772.4804 | 7056 | 772.4804 | 900.5593 | 978.2313 | 306.9214 | 3163 | 2076 | 4345 | 5404 | 8075 | 159 | 5199 | 1225 | 677.0318 | 805.2644 | 970.068 | 261.1964
| 7057 | 775.6065 | 750.6128 | 843.115 | 750.6128 | 750.6128 | 843.115 | 750.6128 | 750.6128 | 843.115 | 750.6128 | 989.1156 | 492.0138 | 750.6128 | 843.115 | 750.6128 | 7057 | 750.6128 | 843.115 | 989.1157 | 492.0138 | 3992 | 6051 | 1145 | 1991 | 6607 | 5390 | 5179 | 1204 | 677.0318 | 805.0993 | 970.068 | 261.1964
| 7058 | 742.5959 | 679.9154 | 848.8604 | 679.9154 | 679.9154 | 848.8604 | 679.9154 | 679.9154 | 848.8604 | 679.9154 | 972.7891 | 588.788 | 679.9154 | 848.8604 | 679.9154 | 7058 | 679.9154 | 848.8604 | 972.7891 | 588.788 | 6950 | 5730 | 6186 | 938 | 6176 | 6858 | 5176 | 759 | 677.0318 | 804.9572 | 970.068 | 261.1964
| 7059 | 732.5591 | 674.9171 | 841.44 | 674.9171 | 674.9171 | 841.44 | 674.9171 | 674.9171 | 841.44 | 674.9171 | 987.7551 | 502.9753 | 674.9171 | 841.44 | 674.9171 | 7059 | 674.9171 | 841.44 | 987.7551 | 502.9753 | 7144 | 6149 | 1426 | 1853 | 5309 | 6522 | 5160 | 263 | 677.0318 | 804.8756 | 970.068 | 261.1964
| 7060 | 715.1089 | 676.9356 | 833.7942 | 676.9356 | 676.9356 | 833.7942 | 676.9356 | 676.9356 | 833.7942 | 676.9356 | 991.8367 | 269.026 | 676.9356 | 833.7942 | 676.9356 | 7060 | 676.9357 | 833.7942 | 991.8367 | 269.026 | 7064 | 6479 | 779 | 6795 | 545 | 8601 | 5089 | 193 | 677.0318 | 804.8486 | 970.068 | 261.1964
| 7061 | 744.6768 | 679.1945 | 902.7626 | 679.1945 | 679.1945 | 902.7626 | 679.1945 | 679.1945 | 902.7626 | 679.1945 | 972.7891 | 408.0802 | 679.1945 | 902.7626 | 679.1945 | 7061 | 679.1945 | 902.7626 | 972.7891 | 408.0802 | 6975 | 1916 | 6185 | 3344 | 539 | 2796 | 5080 | 8636 | 677.0318 | 804.805 | 970.068 | 260.8832
| 7062 | 715.3609 | 655.6447 | 876.5316 | 655.6447 | 655.6447 | 876.5316 | 655.6447 | 655.6447 | 876.5316 | 655.6447 | 985.034 | 278.7347 | 655.6447 | 876.5316 | 655.6447 | 7062 | 655.6447 | 876.5316 | 985.034 | 278.7347 | 7706 | 3849 | 2145 | 6417 | 5526 | 2790 | 5077 | 7580 | 676.9837 | 804.7506 | 970.068 | 260.8832
| 7063 | 707.9674 | 643.8218 | 864.3101 | 643.8218 | 643.8218 | 864.3101 | 643.8218 | 643.8218 | 864.3101 | 643.8218 | 975.5102 | 328.218 | 643.8218 | 864.3101 | 643.8218 | 7063 | 643.8218 | 864.3101 | 975.5102 | 328.218 | 7974 | 4688 | 5348 | 4876 | 3279 | 2791 | 5055 | 5398 | 676.9837 | 804.7161 | 970.068 | 260.8832
| 7064 | 717.8588 | 663.6709 | 872.5371 | 663.6709 | 663.6709 | 872.5371 | 663.6709 | 663.6709 | 872.5371 | 663.6709 | 983.6735 | 266.8337 | 663.6709 | 872.5371 | 663.6709 | 7064 | 663.6709 | 872.5371 | 983.6735 | 266.8337 | 7481 | 4107 | 2533 | 6866 | 7060 | 6869 | 5031 | 4404 | 676.9357 | 804.6034 | 970.068 | 260.8832
| 7065 | 739.1337 | 668.8134 | 881.7018 | 668.8134 | 668.8134 | 881.7018 | 668.8134 | 668.8134 | 881.7018 | 668.8134 | 978.2313 | 492.327 | 668.8134 | 881.7018 | 668.8134 | 7065 | 668.8134 | 881.7018 | 978.2313 | 492.327 | 7335 | 3483 | 4344 | 1988 | 4081 | 1856 | 5011 | 3884 | 676.9357 | 804.3435 | 970.068 | 260.8832
| 7066 | 729.7385 | 657.1827 | 883.9808 | 657.1827 | 657.1827 | 883.9808 | 657.1827 | 657.1827 | 883.9808 | 657.1827 | 978.2313 | 444.7228 | 657.1827 | 883.9808 | 657.1827 | 7066 | 657.1827 | 883.9808 | 978.2313 | 444.7228 | 7655 | 3330 | 4343 | 2755 | 5003 | 8405 | 5008 | 1850 | 676.8876 | 804.2316 | 970.068 | 260.8832
| 7067 | 731.8864 | 666.5545 | 886.694 | 666.5545 | 666.5545 | 886.694 | 666.5545 | 666.5545 | 886.694 | 666.5545 | 974.1497 | 393.0473 | 666.5545 | 886.694 | 666.5545 | 7067 | 666.5545 | 886.694 | 974.1497 | 393.0473 | 7391 | 3095 | 5767 | 3614 | 4400 | 6860 | 4992 | 1438 | 676.8876 | 803.952 | 970.068 | 260.8832
| 7068 | 727.6623 | 668.6692 | 878.1966 | 668.6692 | 668.6692 | 878.1966 | 668.6692 | 668.6692 | 878.1966 | 668.6692 | 976.8707 | 348.2618 | 668.6692 | 878.1966 | 668.6692 | 7068 | 668.6692 | 878.1966 | 976.8708 | 348.2618 | 7337 | 3739 | 4930 | 4495 | 5754 | 3809 | 4921 | 1240 | 676.8395 | 803.7029 | 970.068 | 260.8832
| 7069 | 741.1712 | 677.7527 | 884.705 | 677.7527 | 677.7527 | 884.705 | 677.7527 | 677.7527 | 884.705 | 677.7527 | 983.6735 | 431.8822 | 677.7527 | 884.705 | 677.7527 | 7069 | 677.7527 | 884.705 | 983.6735 | 431.8822 | 7023 | 3283 | 2532 | 2963 | 5293 | 8646 | 4912 | 168 | 676.8395 | 803.4589 | 970.068 | 260.8832
| 7070 | 745.4779 | 694.622 | 891.251 | 694.622 | 694.622 | 891.251 | 694.622 | 694.622 | 891.251 | 694.622 | 983.6735 | 331.0366 | 694.622 | 891.251 | 694.622 | 7070 | 694.622 | 891.251 | 983.6735 | 331.0366 | 6309 | 2766 | 2531 | 4815 | 3895 | 7141 | 4909 | 8095 | 676.8395 | 803.3925 | 970.068 | 260.57
| 7071 | 760.6735 | 707.9829 | 891.3627 | 707.9829 | 707.9829 | 891.3627 | 707.9829 | 707.9829 | 891.3627 | 707.9829 | 970.068 | 450.047 | 707.9829 | 891.3627 | 707.9829 | 7071 | 707.9829 | 891.3627 | 970.068 | 450.047 | 5727 | 2753 | 6967 | 2661 | 1671 | 5622 | 4887 | 7974 | 676.8395 | 803.2275 | 970.068 | 260.57
| 7072 | 758.4615 | 708.6557 | 907.8999 | 708.6557 | 708.6557 | 907.8999 | 708.6557 | 708.6557 | 907.8999 | 708.6557 | 976.8707 | 340.7454 | 708.6557 | 907.8999 | 708.6557 | 7072 | 708.6557 | 907.8999 | 976.8708 | 340.7454 | 5692 | 1617 | 4929 | 4633 | 6737 | 3812 | 4863 | 7276 | 676.7915 | 803.218 | 970.068 | 260.57
| 7073 | 767.7868 | 726.4382 | 909.6442 | 726.4382 | 726.4382 | 909.6442 | 726.4382 | 726.4382 | 909.6442 | 726.4382 | 978.2313 | 320.7015 | 726.4382 | 909.6442 | 726.4382 | 7073 | 726.4382 | 909.6442 | 978.2313 | 320.7015 | 4947 | 1511 | 4342 | 5043 | 6173 | 5389 | 4843 | 6583 | 676.7915 | 803.1533 | 970.068 | 260.57
| 7074 | 835.1978 | 835.44 | 889.889 | 835.44 | 835.44 | 889.889 | 835.44 | 835.44 | 889.889 | 835.44 | 983.6735 | 466.0194 | 835.44 | 889.889 | 835.44 | 7074 | 835.44 | 889.889 | 983.6735 | 466.0194 | 1299 | 2856 | 2530 | 2365 | 4993 | 8603 | 4840 | 5349 | 676.6953 | 803.1007 | 970.068 | 260.57
| 7075 | 891.6444 | 918.7293 | 913.5226 | 918.7293 | 918.7293 | 913.5226 | 918.7293 | 918.7293 | 913.5226 | 918.7293 | 927.8912 | 551.2058 | 918.7293 | 913.5226 | 918.7293 | 7075 | 918.7293 | 913.5227 | 927.8912 | 551.2058 | 322 | 1287 | 8718 | 1293 | 7393 | 1585 | 4824 | 3438 | 676.6473 | 803.0527 | 970.068 | 260.57
| 7076 | 865.1025 | 905.7048 | 912.8878 | 905.7048 | 905.7048 | 912.8878 | 905.7048 | 905.7048 | 912.8878 | 905.7048 | 968.7075 | 245.5371 | 905.7048 | 912.8878 | 905.7048 | 7076 | 905.7048 | 912.8878 | 968.7075 | 245.5371 | 437 | 1328 | 7334 | 7607 | 4451 | 2789 | 4753 | 2881 | 676.6473 | 803.034 | 970.068 | 260.57
| 7077 | 853.8518 | 886.8169 | 912.3877 | 886.8169 | 886.8169 | 912.3877 | 886.8169 | 886.8169 | 912.3877 | 886.8169 | 960.5442 | 249.2953 | 886.8169 | 912.3877 | 886.8169 | 7077 | 886.8169 | 912.3877 | 960.5442 | 249.2953 | 612 | 1352 | 8208 | 7489 | 3870 | 8280 | 4744 | 2666 | 676.6473 | 802.9727 | 970.068 | 260.57
| 7078 | 837.9037 | 850.5791 | 920.8675 | 850.5791 | 850.5791 | 920.8675 | 850.5791 | 850.5791 | 920.8675 | 850.5791 | 974.1497 | 268.3996 | 850.5791 | 920.8675 | 850.5791 | 7078 | 850.5791 | 920.8675 | 974.1497 | 268.3996 | 1038 | 935 | 5766 | 6822 | 3441 | 5459 | 4741 | 2084 | 676.6473 | 802.652 | 970.068 | 260.57
| 7079 | 812.0634 | 805.9788 | 918.4746 | 805.9788 | 805.9788 | 918.4746 | 805.9788 | 805.9788 | 918.4746 | 805.9788 | 980.9524 | 266.2073 | 805.9788 | 918.4746 | 805.9788 | 7079 | 805.9788 | 918.4746 | 980.9524 | 266.2073 | 2030 | 1055 | 3678 | 6894 | 337 | 5461 | 4719 | 559 | 676.6473 | 802.5351 | 970.068 | 260.57
| 7080 | 791.5406 | 790.0226 | 891.0382 | 790.0226 | 790.0226 | 891.0382 | 790.0226 | 790.0226 | 891.0382 | 790.0226 | 971.4286 | 225.8065 | 790.0226 | 891.0382 | 790.0226 | 7080 | 790.0226 | 891.0382 | 971.4286 | 225.8065 | 2538 | 2787 | 6593 | 8161 | 5691 | 5264 | 4695 | 236 | 676.5992 | 802.262 | 970.068 | 260.57
| 7081 | 777.2023 | 755.7072 | 899.1253 | 755.7072 | 755.7072 | 899.1253 | 755.7072 | 755.7072 | 899.1253 | 755.7072 | 968.7075 | 269.9655 | 755.7072 | 899.1253 | 755.7072 | 7081 | 755.7072 | 899.1253 | 968.7075 | 269.9656 | 3798 | 2178 | 7333 | 6761 | 3059 | 6304 | 4675 | 7975 | 676.5992 | 802.2066 | 970.068 | 260.2568
| 7082 | 771.3247 | 741.7215 | 908.9008 | 741.7215 | 741.7215 | 908.9008 | 741.7215 | 741.7215 | 908.9008 | 741.7215 | 967.3469 | 261.8227 | 741.7215 | 908.9008 | 741.7215 | 7082 | 741.7215 | 908.9008 | 967.3469 | 261.8227 | 4329 | 1556 | 7519 | 7025 | 910 | 8268 | 4672 | 7763 | 676.5992 | 801.06 | 970.068 | 260.2568
| 7083 | 752.3583 | 714.2788 | 902.207 | 714.2788 | 714.2788 | 902.207 | 714.2788 | 714.2788 | 902.207 | 714.2788 | 965.9864 | 243.9712 | 714.2788 | 902.207 | 714.2788 | 7083 | 714.2789 | 902.207 | 965.9864 | 243.9712 | 5454 | 1946 | 7811 | 7658 | 5624 | 5694 | 4656 | 7325 | 676.3589 | 801.0283 | 970.068 | 260.2568
| 7084 | 746.6442 | 704.2342 | 904.1516 | 704.2342 | 704.2342 | 904.1516 | 704.2342 | 704.2342 | 904.1516 | 704.2342 | 963.2653 | 239.2734 | 704.2342 | 904.1516 | 704.2342 | 7084 | 704.2342 | 904.1516 | 963.2653 | 239.2734 | 5908 | 1850 | 8061 | 7807 | 4543 | 8644 | 4585 | 5237 | 676.3589 | 800.4669 | 970.068 | 260.2568
| 7085 | 728.2183 | 665.6894 | 916.5156 | 665.6894 | 665.6894 | 916.5156 | 665.6894 | 665.6894 | 916.5156 | 665.6894 | 963.2653 | 240.213 | 665.6894 | 916.5156 | 665.6894 | 7085 | 665.6894 | 916.5156 | 963.2653 | 240.213 | 7410 | 1159 | 8060 | 7783 | 4419 | 8607 | 4576 | 5160 | 676.3589 | 799.918 | 970.068 | 260.2568
| 7086 | 701.4486 | 630.7012 | 889.8471 | 630.7012 | 630.7012 | 889.8471 | 630.7012 | 630.7012 | 889.8471 | 630.7012 | 965.9864 | 249.2953 | 630.7012 | 889.8471 | 630.7012 | 7086 | 630.7012 | 889.8471 | 965.9864 | 249.2953 | 8216 | 2857 | 7810 | 7488 | 3464 | 5966 | 4573 | 3395 | 676.3589 | 799.8349 | 970.068 | 260.2568
| 7087 | 712.1419 | 645.3117 | 904.0086 | 645.3117 | 645.3117 | 904.0086 | 645.3117 | 645.3117 | 904.0086 | 645.3117 | 957.8231 | 233.6361 | 645.3117 | 904.0086 | 645.3117 | 7087 | 645.3117 | 904.0086 | 957.8231 | 233.6361 | 7939 | 1857 | 8354 | 7968 | 3413 | 8276 | 4551 | 1590 | 676.3589 | 799.4191 | 970.068 | 260.2568
| 7088 | 695.1418 | 622.2425 | 890.0278 | 622.2425 | 622.2425 | 890.0278 | 622.2425 | 622.2425 | 890.0278 | 622.2425 | 945.5782 | 248.3558 | 622.2425 | 890.0278 | 622.2425 | 7088 | 622.2425 | 890.0278 | 945.5782 | 248.3558 | 8374 | 2839 | 8613 | 7523 | 5800 | 5474 | 4527 | 1579 | 676.2628 | 799.4078 | 970.068 | 260.2568
| 7089 | 707.2774 | 634.0655 | 897.6987 | 634.0655 | 634.0655 | 897.6987 | 634.0655 | 634.0655 | 897.6987 | 634.0655 | 967.3469 | 271.2183 | 634.0655 | 897.6987 | 634.0655 | 7089 | 634.0655 | 897.6987 | 967.3469 | 271.2183 | 8164 | 2275 | 7518 | 6709 | 5501 | 1331 | 4507 | 1242 | 676.2628 | 799.0058 | 970.068 | 260.2568
| 7090 | 694.4685 | 607.5359 | 899.482 | 607.5359 | 607.5359 | 899.482 | 607.5359 | 607.5359 | 899.482 | 607.5359 | 964.6259 | 299.7181 | 607.5359 | 899.482 | 607.5359 | 7090 | 607.5359 | 899.482 | 964.6259 | 299.7181 | 8556 | 2145 | 7989 | 5646 | 7313 | 3437 | 4504 | 1088 | 676.2147 | 798.7639 | 970.068 | 260.2568
| 7091 | 688.4159 | 591.4836 | 904.5545 | 591.4836 | 591.4836 | 904.5545 | 591.4836 | 591.4836 | 904.5545 | 591.4836 | 967.3469 | 320.3883 | 591.4836 | 904.5545 | 591.4836 | 7091 | 591.4836 | 904.5545 | 967.3469 | 320.3884 | 8697 | 1828 | 7517 | 5049 | 3276 | 5575 | 4488 | 269 | 676.2147 | 798.2753 | 970.068 | 260.2568
| 7092 | 690.6356 | 590.7147 | 908.4001 | 590.7147 | 590.7147 | 908.4001 | 590.7147 | 590.7147 | 908.4001 | 590.7147 | 978.2313 | 331.3498 | 590.7147 | 908.4001 | 590.7147 | 7092 | 590.7147 | 908.4001 | 978.2313 | 331.3498 | 8702 | 1572 | 4341 | 4809 | 257 | 5129 | 4417 | 240 | 676.2147 | 798.2753 | 970.068 | 260.2568
| 7093 | 694.2312 | 599.5098 | 912.3254 | 599.5098 | 599.5098 | 912.3254 | 599.5098 | 599.5098 | 912.3254 | 599.5098 | 970.068 | 303.7895 | 599.5098 | 912.3254 | 599.5098 | 7093 | 599.5098 | 912.3254 | 970.068 | 303.7895 | 8636 | 1356 | 6966 | 5511 | 4621 | 899 | 4408 | 169 | 676.1907 | 798.1414 | 970.068 | 260.2568
| 7094 | 700.1376 | 611.3327 | 913.1858 | 611.3327 | 611.3327 | 913.1858 | 611.3327 | 611.3327 | 913.1858 | 611.3327 | 974.1497 | 284.3721 | 611.3327 | 913.1858 | 611.3327 | 7094 | 611.3327 | 913.1858 | 974.1497 | 284.3721 | 8509 | 1309 | 5765 | 6190 | 7399 | 5574 | 4405 | 7155 | 676.1667 | 797.9887 | 970.068 | 260.1361
| 7095 | 711.3806 | 631.5182 | 911.5659 | 631.5182 | 631.5182 | 911.5659 | 631.5182 | 631.5182 | 911.5659 | 631.5182 | 972.7891 | 288.1303 | 631.5182 | 911.5659 | 631.5182 | 7095 | 631.5182 | 911.5659 | 972.7891 | 288.1303 | 8200 | 1397 | 6184 | 6037 | 7368 | 5128 | 4383 | 8618 | 676.1667 | 797.9887 | 970.068 | 259.9436
| 7096 | 721.3518 | 645.552 | 920.957 | 645.552 | 645.552 | 920.957 | 645.552 | 645.552 | 920.957 | 645.552 | 970.068 | 280.6138 | 645.552 | 920.957 | 645.552 | 7096 | 645.552 | 920.957 | 970.068 | 280.6138 | 7933 | 932 | 6965 | 6355 | 4817 | 8412 | 4359 | 8443 | 676.1667 | 797.6971 | 970.068 | 259.9436
| 7097 | 720.7682 | 648.3876 | 912.3255 | 648.3876 | 648.3876 | 912.3255 | 648.3876 | 648.3876 | 912.3255 | 648.3876 | 976.8707 | 277.482 | 648.3876 | 912.3255 | 648.3876 | 7097 | 648.3876 | 912.3255 | 976.8708 | 277.482 | 7888 | 1355 | 4928 | 6472 | 343 | 5569 | 4339 | 8020 | 676.1667 | 797.6263 | 970.068 | 259.9436
| 7098 | 760.3878 | 732.8303 | 886.5715 | 732.8303 | 732.8303 | 886.5715 | 732.8303 | 732.8303 | 886.5715 | 732.8303 | 976.8707 | 259.6304 | 732.8303 | 886.5715 | 732.8303 | 7098 | 732.8303 | 886.5716 | 976.8708 | 259.6304 | 4703 | 3112 | 4927 | 7119 | 312 | 5123 | 4336 | 7893 | 676.1667 | 797.6263 | 970.068 | 259.9436
| 7099 | 824.6492 | 838.3236 | 894.2488 | 838.3236 | 838.3236 | 894.2488 | 838.3236 | 838.3236 | 894.2488 | 838.3236 | 956.4626 | 305.0423 | 838.3236 | 894.2488 | 838.3236 | 7099 | 838.3236 | 894.2488 | 956.4626 | 305.0423 | 1252 | 2512 | 8416 | 5470 | 6181 | 8617 | 4320 | 7873 | 676.1186 | 797.4377 | 970.068 | 259.9436
| 7100 | 827.5208 | 834.7191 | 907.7669 | 834.7191 | 834.7191 | 907.7669 | 834.7191 | 834.7191 | 907.7669 | 834.7191 | 971.4286 | 305.0423 | 834.7191 | 907.7669 | 834.7191 | 7100 | 834.7191 | 907.7669 | 971.4286 | 305.0423 | 1307 | 1633 | 6592 | 5469 | 7375 | 5618 | 4249 | 7318 | 676.0225 | 797.23 | 970.068 | 259.9436
| 7101 | 837.2472 | 869.6112 | 886.5072 | 869.6112 | 869.6112 | 886.5072 | 869.6112 | 869.6112 | 886.5072 | 869.6112 | 975.5102 | 243.0316 | 869.6112 | 886.5072 | 869.6112 | 7101 | 869.6112 | 886.5072 | 975.5102 | 243.0316 | 815 | 3117 | 5347 | 7699 | 4689 | 5617 | 4240 | 6913 | 676.0225 | 796.7539 | 970.068 | 259.9436
| 7102 | 828.8387 | 839.2368 | 899.7348 | 839.2368 | 839.2368 | 899.7348 | 839.2368 | 839.2368 | 899.7348 | 839.2368 | 983.6735 | 307.2346 | 839.2368 | 899.7348 | 839.2368 | 7102 | 839.2368 | 899.7348 | 983.6735 | 307.2346 | 1235 | 2130 | 2529 | 5391 | 3274 | 8571 | 4237 | 6165 | 676.0225 | 795.6861 | 970.068 | 259.9436
| 7103 | 789.6789 | 784.6398 | 889.2514 | 784.6398 | 784.6398 | 889.2514 | 784.6398 | 784.6398 | 889.2514 | 784.6398 | 983.6735 | 237.7075 | 784.6398 | 889.2514 | 784.6398 | 7103 | 784.6398 | 889.2514 | 983.6735 | 237.7075 | 2710 | 2899 | 2528 | 7855 | 319 | 8406 | 4215 | 5584 | 676.0225 | 795.6546 | 970.068 | 259.9436
| 7104 | 768.3668 | 733.1667 | 886.3701 | 733.1667 | 733.1667 | 886.3701 | 733.1667 | 733.1667 | 886.3701 | 733.1667 | 975.5102 | 370.8111 | 733.1667 | 886.3701 | 733.1667 | 7104 | 733.1667 | 886.3701 | 975.5102 | 370.8112 | 4687 | 3127 | 5346 | 4043 | 8602 | 6301 | 4191 | 2768 | 675.8783 | 795.5437 | 970.068 | 259.9436
| 7105 | 765.3479 | 718.364 | 890.6407 | 718.364 | 718.364 | 890.6407 | 718.364 | 718.364 | 890.6407 | 718.364 | 970.068 | 435.3273 | 718.364 | 890.6407 | 718.364 | 7105 | 718.364 | 890.6407 | 970.068 | 435.3273 | 5301 | 2803 | 6964 | 2903 | 4992 | 87 | 4171 | 2341 | 675.8783 | 795.004 | 970.068 | 259.9436
| 7106 | 741.5006 | 702.1195 | 889.8251 | 702.1195 | 702.1195 | 889.8251 | 702.1195 | 702.1195 | 889.8251 | 702.1195 | 971.4286 | 233.3229 | 702.1195 | 889.8251 | 702.1195 | 7106 | 702.1195 | 889.8251 | 971.4286 | 233.3229 | 6007 | 2858 | 6591 | 7976 | 3561 | 7243 | 4168 | 2021 | 675.8783 | 794.2055 | 970.068 | 259.9436
| 7107 | 739.1559 | 684.9137 | 892.9353 | 684.9137 | 684.9137 | 892.9353 | 684.9137 | 684.9137 | 892.9353 | 684.9137 | 967.3469 | 329.7839 | 684.9137 | 892.9353 | 684.9137 | 7107 | 684.9137 | 892.9353 | 967.3469 | 329.7839 | 6739 | 2636 | 7516 | 4835 | 8268 | 8619 | 4152 | 1613 | 675.8303 | 793.5393 | 970.068 | 259.9436
| 7108 | 746.3043 | 692.3151 | 891.2731 | 692.3151 | 692.3151 | 891.2731 | 692.3151 | 692.3151 | 891.2731 | 692.3151 | 974.1497 | 370.498 | 692.3151 | 891.2731 | 692.3151 | 7108 | 692.3151 | 891.2731 | 974.1497 | 370.498 | 6408 | 2759 | 5764 | 4057 | 4136 | 8755 | 4081 | 1588 | 675.8303 | 793.3473 | 970.068 | 259.9436
| 7109 | 761.5334 | 701.9272 | 901.8348 | 701.9272 | 701.9272 | 901.8348 | 701.9272 | 701.9272 | 901.8348 | 701.9272 | 975.5102 | 463.2008 | 701.9272 | 901.8348 | 701.9272 | 7109 | 701.9272 | 901.8348 | 975.5102 | 463.2008 | 6016 | 1971 | 5345 | 2427 | 7406 | 8153 | 4072 | 1464 | 675.7822 | 793.2939 | 970.068 | 259.9436
| 7110 | 747.1324 | 714.0385 | 879.4269 | 714.0385 | 714.0385 | 879.4269 | 714.0385 | 714.0385 | 879.4269 | 714.0385 | 983.6735 | 246.1635 | 714.0385 | 879.4269 | 714.0385 | 7110 | 714.0386 | 879.427 | 983.6735 | 246.1635 | 5464 | 3642 | 2527 | 7586 | 7309 | 617 | 4069 | 1249 | 675.7822 | 793.2939 | 970.068 | 259.9436
| 7111 | 728.0557 | 669.342 | 896.9894 | 669.342 | 669.342 | 896.9894 | 669.342 | 669.342 | 896.9894 | 669.342 | 982.3129 | 267.7733 | 669.342 | 896.9894 | 669.342 | 7111 | 669.3421 | 896.9894 | 982.3129 | 267.7733 | 7326 | 2321 | 3178 | 6837 | 7255 | 8127 | 4047 | 1243 | 675.7822 | 792.9969 | 970.068 | 259.9436
| 7112 | 738.0441 | 683.3758 | 893.2355 | 683.3758 | 683.3758 | 893.2355 | 683.3758 | 683.3758 | 893.2355 | 683.3758 | 978.2313 | 314.4378 | 683.3758 | 893.2355 | 683.3758 | 7112 | 683.3758 | 893.2355 | 978.2313 | 314.4378 | 6809 | 2612 | 4340 | 5184 | 6484 | 591 | 4023 | 484 | 675.7822 | 792.9969 | 970.068 | 259.9436
| 7113 | 777.0076 | 732.6381 | 912.8377 | 732.6381 | 732.6381 | 912.8377 | 732.6381 | 732.6381 | 912.8377 | 732.6381 | 982.3129 | 383.3386 | 732.6381 | 912.8377 | 732.6381 | 7113 | 732.6381 | 912.8377 | 982.3129 | 383.3386 | 4708 | 1332 | 3177 | 3787 | 4720 | 5462 | 4003 | 262 | 675.7822 | 792.86 | 970.068 | 259.9436
| 7114 | 780.3761 | 742.3463 | 896.5174 | 742.3463 | 742.3463 | 896.5174 | 742.3463 | 742.3463 | 896.5174 | 742.3463 | 986.3946 | 414.0307 | 742.3463 | 896.5174 | 742.3463 | 7114 | 742.3463 | 896.5174 | 986.3946 | 414.0307 | 4307 | 2361 | 1789 | 3248 | 3756 | 901 | 4000 | 115 | 675.7822 | 792.8226 | 970.068 | 259.9436
| 7115 | 775.7559 | 733.9357 | 900.6938 | 733.9357 | 733.9357 | 900.6938 | 733.9357 | 733.9357 | 900.6938 | 733.9357 | 982.3129 | 404.0088 | 733.9357 | 900.6938 | 733.9357 | 7115 | 733.9357 | 900.6938 | 982.3129 | 404.0088 | 4645 | 2062 | 3176 | 3408 | 3543 | 5466 | 3984 | 66 | 675.7822 | 792.7655 | 970.068 | 259.9436
| 7116 | 794.5863 | 744.9416 | 941.0676 | 744.9416 | 744.9416 | 941.0676 | 744.9416 | 744.9416 | 941.0676 | 744.9416 | 978.2313 | 422.1735 | 744.9416 | 941.0676 | 744.9416 | 7116 | 744.9416 | 941.0676 | 978.2313 | 422.1735 | 4183 | 212 | 4339 | 3122 | 350 | 6517 | 3913 | 760 | 675.7822 | 792.6582 | 970.068 | 259.787
| 7117 | 792.3777 | 765.2232 | 898.9057 | 765.2232 | 765.2232 | 898.9057 | 765.2232 | 765.2232 | 898.9057 | 765.2232 | 980.9524 | 394.9264 | 765.2232 | 898.9057 | 765.2232 | 7117 | 765.2232 | 898.9057 | 980.9524 | 394.9264 | 3461 | 2196 | 3677 | 3578 | 253 | 3424 | 3904 | 8578 | 675.7822 | 792.2669 | 970.068 | 259.6305
| 7118 | 790.2861 | 753.8809 | 916.932 | 753.8809 | 753.8809 | 916.932 | 753.8809 | 753.8809 | 916.932 | 753.8809 | 980.9524 | 384.2781 | 753.8809 | 916.932 | 753.8809 | 7118 | 753.8809 | 916.932 | 980.9524 | 384.2781 | 3863 | 1135 | 3676 | 3770 | 5503 | 6667 | 3901 | 7268 | 675.6861 | 792.2617 | 970.068 | 259.6304
| 7119 | 791.1958 | 772.7207 | 893.0724 | 772.7207 | 772.7207 | 906.608 | 772.7207 | 772.7207 | 893.0724 | 772.7207 | 972.7891 | 336.3608 | 772.7207 | 893.0724 | 772.7207 | 7119 | 772.7207 | 893.0724 | 972.7891 | 336.3608 | 3152 | 2628 | 6183 | 4715 | 5340 | 7043 | 3879 | 7098 | 675.6861 | 792.141 | 970.068 | 259.6304
| 7120 | 794.4009 | 785.5529 | 896.284 | 785.5529 | 785.5529 | 896.284 | 785.5529 | 785.5529 | 896.284 | 785.5529 | 975.5102 | 276.5424 | 785.5529 | 896.284 | 785.5529 | 7120 | 785.5529 | 896.284 | 975.5102 | 276.5424 | 2684 | 2377 | 5344 | 6513 | 4283 | 5620 | 3855 | 6928 | 675.6861 | 792.0356 | 970.068 | 259.6304
| 7121 | 785.4523 | 756.4762 | 905.1043 | 756.4762 | 756.4762 | 905.1043 | 756.4762 | 756.4762 | 905.1043 | 756.4762 | 983.6735 | 340.4322 | 756.4762 | 905.1043 | 756.4762 | 7121 | 756.4762 | 905.1043 | 983.6735 | 340.4322 | 3769 | 1793 | 2526 | 4641 | 996 | 5621 | 3835 | 4405 | 675.6861 | 791.9442 | 970.068 | 259.6304
| 7122 | 824.5809 | 822.4636 | 895.7485 | 822.4636 | 822.4636 | 895.7485 | 822.4636 | 822.4636 | 895.7485 | 822.4636 | 967.3469 | 414.0829 | 822.4636 | 895.7485 | 822.4636 | 7122 | 822.4636 | 895.7485 | 967.3469 | 414.0829 | 1572 | 2413 | 7515 | 3247 | 5436 | 8682 | 3832 | 4402 | 675.5419 | 791.7854 | 970.068 | 259.6304
| 7123 | 865.7743 | 906.2268 | 905.9665 | 906.2268 | 906.2268 | 905.9665 | 906.2268 | 906.2268 | 905.9665 | 906.2268 | 980.9524 | 266.2073 | 906.2268 | 905.9665 | 906.2268 | 7123 | 906.2268 | 905.9665 | 980.9524 | 266.2073 | 433 | 1741 | 3675 | 6893 | 4710 | 5616 | 3816 | 1184 | 675.5419 | 791.599 | 970.068 | 259.6304
| 7124 | 869.2593 | 924.3298 | 884.9039 | 924.3298 | 924.3298 | 884.9039 | 924.3298 | 924.3298 | 884.9039 | 924.3298 | 986.3946 | 248.9821 | 924.3298 | 884.9039 | 924.3298 | 7124 | 924.3298 | 884.9039 | 986.3946 | 248.9822 | 281 | 3263 | 1788 | 7500 | 745 | 108 | 3745 | 1183 | 675.5419 | 791.5471 | 970.068 | 259.6304
| 7125 | 872.4153 | 924.6888 | 889.1272 | 924.6888 | 924.6888 | 889.1272 | 924.6888 | 924.6888 | 889.1272 | 924.6888 | 982.3129 | 277.482 | 924.6888 | 889.1272 | 924.6888 | 7125 | 924.6888 | 889.1272 | 982.3129 | 277.482 | 276 | 2911 | 3175 | 6471 | 6322 | 5967 | 3736 | 733 | 675.4938 | 791.3744 | 970.068 | 259.6304
| 7126 | 843.5253 | 868.698 | 894.5719 | 868.698 | 868.698 | 894.5719 | 868.698 | 868.698 | 894.5719 | 868.698 | 971.4286 | 310.0532 | 868.698 | 894.5719 | 868.698 | 7126 | 868.698 | 894.5719 | 971.4286 | 310.0532 | 823 | 2487 | 6590 | 5296 | 1418 | 7483 | 3733 | 5579 | 675.4938 | 791.3644 | 970.068 | 259.4739
| 7127 | 807.9229 | 807.9012 | 891.1703 | 807.9012 | 807.9012 | 891.1703 | 807.9012 | 807.9012 | 891.1703 | 807.9012 | 985.034 | 297.9956 | 807.9012 | 891.1703 | 807.9012 | 7127 | 807.9012 | 891.1703 | 985.034 | 297.9956 | 1963 | 2776 | 2144 | 5697 | 4983 | 427 | 3711 | 8594 | 675.3977 | 791.3644 | 970.068 | 259.3173
| 7128 | 802.7602 | 794.5884 | 893.9766 | 794.5884 | 794.5884 | 893.9766 | 794.5884 | 794.5884 | 893.9766 | 794.5884 | 987.7551 | 318.2744 | 794.5884 | 893.9766 | 794.5884 | 7128 | 794.5884 | 893.9766 | 987.7551 | 318.2744 | 2381 | 2537 | 1425 | 5096 | 5432 | 8169 | 3687 | 8436 | 675.3496 | 791.0623 | 970.068 | 259.3173
| 7129 | 782.4456 | 754.8421 | 871.1472 | 754.8421 | 754.8421 | 871.1472 | 754.8421 | 754.8421 | 871.1472 | 754.8421 | 987.7551 | 443.1569 | 754.8421 | 871.1472 | 754.8421 | 7129 | 754.8421 | 871.1472 | 987.7551 | 443.1569 | 3831 | 4200 | 1424 | 2779 | 5868 | 633 | 3667 | 7493 | 675.3016 | 791.0623 | 970.068 | 259.3173
| 7130 | 775.7006 | 754.1212 | 881.8612 | 754.1212 | 754.1212 | 881.8612 | 754.1212 | 754.1212 | 881.8612 | 754.1212 | 995.9184 | 303.4764 | 754.1212 | 881.8612 | 754.1212 | 7130 | 754.1212 | 881.8612 | 995.9184 | 303.4764 | 3852 | 3467 | 248 | 5528 | 5271 | 5619 | 3664 | 5583 | 675.3016 | 791.0396 | 970.068 | 259.3173
| 7131 | 765.4923 | 735.3775 | 900.1145 | 735.3775 | 735.3775 | 900.1145 | 735.3775 | 735.3775 | 900.1145 | 735.3775 | 994.5578 | 238.8558 | 735.3775 | 900.1145 | 735.3775 | 7131 | 735.3775 | 900.1145 | 994.5578 | 238.8558 | 4592 | 2111 | 446 | 7826 | 3224 | 5632 | 3648 | 4496 | 675.3016 | 790.331 | 970.068 | 259.3173
| 7132 | 771.8213 | 732.9264 | 892.7196 | 732.9264 | 732.9264 | 892.7196 | 732.9264 | 732.9264 | 892.7196 | 732.9264 | 991.8367 | 379.3715 | 732.9264 | 892.7196 | 732.9264 | 7132 | 732.9264 | 892.7196 | 991.8367 | 379.3715 | 4699 | 2650 | 778 | 3862 | 6780 | 6760 | 3577 | 2855 | 675.1093 | 790.3062 | 970.068 | 259.3173
| 7133 | 787.8237 | 745.6625 | 897.9531 | 745.6625 | 745.6625 | 897.9531 | 745.6625 | 745.6625 | 897.9531 | 745.6625 | 991.8367 | 480.5825 | 745.6625 | 897.9531 | 745.6625 | 7133 | 745.6625 | 897.9532 | 991.8367 | 480.5825 | 4157 | 2259 | 777 | 2143 | 5065 | 8573 | 3568 | 1608 | 675.1093 | 790.1799 | 970.068 | 259.3173
| 7134 | 751.6755 | 699.2839 | 894.3679 | 699.2839 | 699.2839 | 894.3679 | 699.2839 | 699.2839 | 894.3679 | 699.2839 | 982.3129 | 369.4018 | 699.2839 | 894.3679 | 699.2839 | 7134 | 699.2839 | 894.3679 | 982.3129 | 369.4018 | 6118 | 2507 | 3174 | 4083 | 5019 | 109 | 3565 | 1533 | 675.1093 | 789.9692 | 970.068 | 259.3173
| 7135 | 730.1833 | 657.3749 | 898.6497 | 657.3749 | 657.3749 | 898.6497 | 657.3749 | 657.3749 | 898.6497 | 657.3749 | 972.7891 | 396.1791 | 657.3749 | 898.6497 | 657.3749 | 7135 | 657.3749 | 898.6497 | 972.7891 | 396.1791 | 7649 | 2211 | 6182 | 3556 | 1017 | 6635 | 3543 | 437 | 675.1093 | 789.8825 | 970.068 | 259.3173
| 7136 | 753.6928 | 714.0385 | 882.5647 | 714.0385 | 714.0385 | 882.5647 | 714.0385 | 714.0385 | 882.5647 | 714.0385 | 986.3946 | 322.7372 | 714.0385 | 882.5647 | 714.0385 | 7136 | 714.0386 | 882.5647 | 986.3946 | 322.7372 | 5463 | 3424 | 1787 | 4996 | 5457 | 1602 | 3519 | 1895 | 675.0613 | 789.7169 | 970.068 | 259.1607
| 7137 | 754.469 | 703.6574 | 910.6934 | 703.6574 | 703.6574 | 910.6934 | 703.6574 | 703.6574 | 910.6934 | 703.6574 | 959.1837 | 331.3498 | 703.6574 | 910.6934 | 703.6574 | 7137 | 703.6574 | 910.6934 | 959.1837 | 331.3498 | 5924 | 1443 | 8302 | 4808 | 4519 | 7300 | 3499 | 8616 | 675.0613 | 789.3891 | 970.068 | 259.0041
| 7138 | 756.1934 | 724.708 | 864.8817 | 724.708 | 724.708 | 864.8817 | 724.708 | 724.708 | 864.8817 | 724.708 | 976.8707 | 352.6464 | 724.708 | 864.8817 | 724.708 | 7138 | 724.708 | 864.8817 | 976.8708 | 352.6464 | 5022 | 4646 | 4926 | 4406 | 4210 | 244 | 3496 | 7972 | 675.0613 | 789.3891 | 970.068 | 259.0041
| 7139 | 746.4906 | 735.3775 | 811.3783 | 735.3775 | 735.3775 | 811.3783 | 735.3775 | 735.3775 | 811.3783 | 735.3775 | 985.034 | 337.3003 | 735.3775 | 811.3783 | 735.3775 | 7139 | 735.3775 | 811.3783 | 985.034 | 337.3004 | 4591 | 6982 | 2143 | 4699 | 7327 | 14 | 3480 | 7872 | 675.0132 | 789.3891 | 970.068 | 259.0041
| 7140 | 760.9869 | 750.3725 | 810.5132 | 750.3725 | 750.3725 | 810.5132 | 750.3725 | 750.3725 | 810.5132 | 750.3725 | 989.1156 | 419.668 | 750.3725 | 810.5132 | 750.3725 | 7140 | 750.3725 | 810.5132 | 989.1157 | 419.668 | 3995 | 6992 | 1144 | 3153 | 6157 | 3423 | 3409 | 7758 | 675.0132 | 789.1062 | 970.068 | 259.0041
| 7141 | 750.8331 | 746.0951 | 803.3925 | 746.0951 | 746.0951 | 803.3925 | 746.0951 | 746.0951 | 803.3925 | 746.0951 | 986.3946 | 342.9377 | 746.0951 | 803.3925 | 746.0951 | 7141 | 746.0951 | 803.3925 | 986.3946 | 342.9377 | 4144 | 7070 | 1786 | 4591 | 4440 | 900 | 3400 | 7374 | 675.0132 | 789.0667 | 970.068 | 259.0041
| 7142 | 756.3529 | 728.2165 | 844.6648 | 728.2165 | 728.2165 | 844.6648 | 728.2165 | 728.2165 | 844.6648 | 728.2165 | 983.6735 | 400.8769 | 728.2165 | 844.6648 | 728.2165 | 7142 | 728.2165 | 844.6648 | 983.6735 | 400.8769 | 4881 | 5967 | 2525 | 3474 | 271 | 1603 | 3397 | 7275 | 675.0132 | 788.5173 | 970.068 | 259.0041
| 7143 | 746.4754 | 722.1128 | 833.7295 | 722.1128 | 722.1128 | 833.7295 | 722.1128 | 722.1128 | 833.7295 | 722.1128 | 987.7551 | 351.0805 | 722.1128 | 833.7295 | 722.1128 | 7143 | 722.1128 | 833.7295 | 987.7551 | 351.0805 | 5136 | 6484 | 1423 | 4435 | 7324 | 8215 | 3375 | 7254 | 674.9171 | 788.0184 | 970.068 | 259.0041
| 7144 | 775.2694 | 747.633 | 866.3211 | 747.633 | 747.633 | 866.3211 | 747.633 | 747.633 | 866.3211 | 747.633 | 987.7551 | 419.668 | 747.633 | 866.3211 | 747.633 | 7144 | 747.633 | 866.3211 | 987.7551 | 419.668 | 4098 | 4519 | 1422 | 3152 | 7059 | 679 | 3351 | 5405 | 674.9171 | 788.0184 | 970.068 | 259.0041
| 7145 | 776.5316 | 756.6684 | 862.8388 | 756.6684 | 756.6684 | 862.8388 | 756.6684 | 756.6684 | 862.8388 | 756.6684 | 1000 | 366.7397 | 756.6684 | 862.8388 | 756.6684 | 7145 | 756.6684 | 862.8388 | 1000 | 366.7398 | 3757 | 4790 | 10 | 4138 | 698 | 6300 | 3331 | 5228 | 674.9171 | 787.7424 | 970.068 | 259.0041
| 7146 | 832.9936 | 844.6196 | 873.4148 | 844.6196 | 844.6196 | 873.4148 | 844.6196 | 844.6196 | 873.4148 | 844.6196 | 980.9524 | 430.3424 | 844.6196 | 873.4148 | 844.6196 | 7146 | 844.6196 | 873.4149 | 980.9524 | 430.3424 | 1146 | 4062 | 3674 | 2994 | 268 | 1855 | 3328 | 3577 | 674.9171 | 786.5997 | 970.068 | 259.0041
| 7147 | 827.5501 | 830.73 | 892.9696 | 830.73 | 830.73 | 892.9696 | 830.73 | 830.73 | 892.9696 | 830.73 | 995.9184 | 372.0639 | 830.73 | 892.9696 | 830.73 | 7147 | 830.73 | 892.9697 | 995.9184 | 372.0639 | 1398 | 2632 | 247 | 4017 | 4207 | 8697 | 3312 | 3388 | 674.869 | 786.4554 | 970.068 | 259.0041
| 7148 | 844.7574 | 870.9088 | 892.6054 | 870.9088 | 870.9088 | 892.6054 | 870.9088 | 870.9088 | 892.6054 | 870.9088 | 978.2313 | 310.6796 | 870.9088 | 892.6054 | 870.9088 | 7148 | 870.9088 | 892.6054 | 978.2313 | 310.6796 | 805 | 2659 | 4338 | 5277 | 5808 | 5968 | 3241 | 2519 | 674.821 | 786.0032 | 970.068 | 259.0041
| 7149 | 846.6314 | 876.1475 | 884.6324 | 876.1475 | 876.1475 | 884.6324 | 876.1475 | 876.1475 | 884.6324 | 876.1475 | 993.1973 | 311.9324 | 876.1475 | 884.6324 | 876.1475 | 7149 | 876.1475 | 884.6324 | 993.1973 | 311.9324 | 734 | 3287 | 601 | 5253 | 7329 | 6302 | 3232 | 2222 | 674.7729 | 785.9478 | 970.068 | 259.0041
| 7150 | 812.38 | 817.6095 | 881.2536 | 817.6095 | 817.6095 | 881.2536 | 817.6095 | 817.6095 | 881.2536 | 817.6095 | 994.5578 | 312.8719 | 817.6095 | 881.2536 | 817.6095 | 7150 | 817.6095 | 881.2536 | 994.5578 | 312.8719 | 1706 | 3526 | 445 | 5222 | 2821 | 2407 | 3229 | 1873 | 674.7729 | 785.8174 | 970.068 | 259.0041
| 7151 | 802.2649 | 799.6828 | 875.7932 | 799.6828 | 799.6828 | 875.7932 | 799.6828 | 799.6828 | 875.7932 | 799.6828 | 972.7891 | 358.2837 | 799.6828 | 875.7932 | 799.6828 | 7151 | 799.6828 | 875.7932 | 972.7891 | 358.2838 | 2218 | 3897 | 6181 | 4296 | 699 | 2177 | 3207 | 1605 | 674.7729 | 785.8174 | 970.068 | 259.0041
| 7152 | 784.5746 | 770.7983 | 866.182 | 770.7983 | 770.7983 | 866.182 | 770.7983 | 770.7983 | 866.182 | 770.7983 | 993.1973 | 359.7322 | 770.7983 | 866.182 | 770.7983 | 7152 | 770.7983 | 866.182 | 993.1973 | 359.7322 | 3238 | 4537 | 600 | 4267 | 273 | 3139 | 3183 | 1253 | 674.7729 | 785.53 | 970.068 | 259.0041
| 7153 | 775.0944 | 745.9509 | 860.5629 | 745.9509 | 745.9509 | 860.5629 | 745.9509 | 745.9509 | 860.5629 | 745.9509 | 990.4762 | 450.9865 | 745.9509 | 860.5629 | 745.9509 | 7153 | 745.9509 | 860.5629 | 990.4762 | 450.9865 | 4151 | 4946 | 1009 | 2644 | 5187 | 8408 | 3163 | 318 | 674.6287 | 785.4803 | 970.068 | 259.0041
| 7154 | 776.4329 | 752.5352 | 869.3773 | 752.5352 | 752.5352 | 869.3773 | 752.5352 | 752.5352 | 869.3773 | 752.5352 | 998.6395 | 373.6298 | 752.5352 | 869.3773 | 752.5352 | 7154 | 752.5352 | 869.3773 | 998.6395 | 373.6298 | 3921 | 4309 | 72 | 3990 | 5001 | 5625 | 3160 | 8432 | 674.6287 | 784.6813 | 970.068 | 258.6909
| 7155 | 758.1211 | 733.6473 | 872.1154 | 733.6473 | 733.6473 | 872.1154 | 733.6473 | 733.6473 | 872.1154 | 733.6473 | 995.9184 | 260.1361 | 733.6473 | 872.1154 | 733.6473 | 7155 | 733.6473 | 872.1154 | 995.9184 | 260.1361 | 4660 | 4138 | 246 | 7094 | 121 | 8572 | 3144 | 7259 | 674.6287 | 784.5308 | 970.068 | 258.6909
| 7156 | 778.2545 | 754.8902 | 877.6414 | 754.8902 | 754.8902 | 877.6414 | 754.8902 | 754.8902 | 877.6414 | 754.8902 | 986.3946 | 359.481 | 754.8902 | 877.6414 | 754.8902 | 7156 | 754.8902 | 877.6414 | 986.3946 | 359.481 | 3828 | 3784 | 1785 | 4272 | 5173 | 8574 | 3073 | 6423 | 674.5807 | 784.355 | 970.068 | 258.6909
| 7157 | 801.1034 | 766.4728 | 899.1461 | 766.4728 | 766.4728 | 899.1461 | 766.4728 | 766.4728 | 899.1461 | 766.4728 | 989.1156 | 497.9643 | 766.4728 | 899.1461 | 766.4728 | 7157 | 766.4728 | 899.1461 | 989.1157 | 497.9643 | 3415 | 2174 | 1143 | 1920 | 4083 | 3140 | 3064 | 6240 | 674.5807 | 784.3447 | 970.068 | 258.6909
| 7158 | 778.8637 | 737.2519 | 879.3795 | 737.2519 | 737.2519 | 879.3795 | 737.2519 | 737.2519 | 879.3795 | 737.2519 | 995.9184 | 492.6402 | 737.2519 | 879.3795 | 737.2519 | 7158 | 737.2519 | 879.3795 | 995.9184 | 492.6402 | 4493 | 3645 | 245 | 1981 | 4623 | 5627 | 3061 | 5927 | 674.5566 | 784.2853 | 970.068 | 258.6909
| 7159 | 756.9928 | 697.9863 | 878.8185 | 697.9863 | 697.9863 | 878.8185 | 697.9863 | 697.9863 | 878.8185 | 697.9863 | 974.1497 | 524.585 | 697.9863 | 878.8185 | 697.9863 | 7159 | 697.9863 | 878.8185 | 974.1497 | 524.585 | 6159 | 3681 | 5763 | 1589 | 7308 | 8104 | 3039 | 5562 | 674.5326 | 783.9852 | 970.068 | 258.6909
| 7160 | 750.4794 | 705.4357 | 886.4489 | 705.4357 | 705.4357 | 886.4489 | 705.4357 | 705.4357 | 886.4489 | 705.4357 | 986.3946 | 331.0366 | 705.4357 | 886.4489 | 705.4357 | 7160 | 705.4357 | 886.4489 | 986.3946 | 331.0366 | 5854 | 3119 | 1784 | 4814 | 3435 | 568 | 3015 | 3405 | 674.5326 | 783.9852 | 970.068 | 258.6909
| 7161 | 782.94 | 732.4458 | 901.2575 | 732.4458 | 732.4458 | 901.2575 | 732.4458 | 732.4458 | 901.2575 | 732.4458 | 982.3129 | 514.2499 | 732.4458 | 901.2575 | 732.4458 | 7161 | 732.4458 | 901.2575 | 982.3129 | 514.2499 | 4718 | 2023 | 3173 | 1717 | 252 | 1317 | 2995 | 2501 | 674.5326 | 783.9476 | 970.068 | 258.6909
| 7162 | 784.6256 | 727.9762 | 900.4616 | 727.9762 | 727.9762 | 900.4616 | 727.9762 | 727.9762 | 900.4616 | 727.9762 | 985.034 | 574.0683 | 727.9762 | 900.4616 | 727.9762 | 7162 | 727.9762 | 900.4616 | 985.034 | 574.0683 | 4891 | 2083 | 2142 | 1055 | 6995 | 8414 | 2992 | 1087 | 674.4846 | 783.6946 | 970.068 | 258.6909
| 7163 | 790.3838 | 748.3059 | 875.7628 | 748.3059 | 748.3059 | 875.7628 | 748.3059 | 748.3059 | 875.7628 | 748.3059 | 971.4286 | 604.4472 | 748.3059 | 875.7628 | 748.3059 | 7163 | 748.3059 | 875.7628 | 971.4286 | 604.4472 | 4067 | 3902 | 6589 | 801 | 6940 | 5463 | 2976 | 7902 | 674.3884 | 783.5645 | 970.068 | 258.3777
| 7164 | 769.0284 | 724.3235 | 895.0048 | 724.3235 | 724.3235 | 895.0048 | 724.3235 | 724.3235 | 895.0048 | 724.3235 | 956.4626 | 435.3273 | 724.3235 | 895.0048 | 724.3235 | 7164 | 724.3236 | 895.0048 | 956.4626 | 435.3273 | 5040 | 2464 | 8415 | 2902 | 1924 | 4977 | 2905 | 7899 | 674.3884 | 782.8266 | 970.068 | 258.3777
| 7165 | 780.7519 | 740.2797 | 875.6469 | 740.2797 | 740.2797 | 875.6469 | 740.2797 | 740.2797 | 875.6469 | 740.2797 | 963.2653 | 542.4366 | 740.2797 | 875.6469 | 740.2797 | 7165 | 740.2797 | 875.6469 | 963.2653 | 542.4366 | 4382 | 3912 | 8059 | 1380 | 5308 | 8407 | 2896 | 7855 | 674.3404 | 782.8217 | 970.068 | 258.3777
| 7166 | 778.0668 | 739.3666 | 896.2543 | 739.3666 | 739.3666 | 896.2543 | 739.3666 | 739.3666 | 896.2543 | 739.3666 | 975.5102 | 417.4757 | 739.3666 | 896.2543 | 739.3666 | 7166 | 739.3666 | 896.2543 | 975.5102 | 417.4757 | 4414 | 2378 | 5343 | 3193 | 4914 | 6419 | 2893 | 7274 | 674.3404 | 782.6998 | 970.068 | 258.3777
| 7167 | 788.2191 | 759.7443 | 859.4387 | 759.7443 | 759.7443 | 859.4387 | 759.7443 | 759.7443 | 859.4387 | 759.7443 | 997.2789 | 522.0795 | 759.7443 | 859.4387 | 759.7443 | 7167 | 759.7443 | 859.4388 | 997.2789 | 522.0796 | 3632 | 5023 | 166 | 1617 | 7307 | 8413 | 2871 | 5930 | 674.2923 | 782.3543 | 970.068 | 258.3777
| 7168 | 788.9164 | 747.9694 | 916.1286 | 747.9694 | 747.9694 | 916.1286 | 747.9694 | 747.9694 | 916.1286 | 747.9694 | 985.034 | 411.5252 | 747.9694 | 916.1286 | 747.9694 | 7168 | 747.9694 | 916.1286 | 985.034 | 411.5252 | 4082 | 1180 | 2141 | 3290 | 5598 | 5460 | 2847 | 4905 | 674.2923 | 782.2445 | 970.068 | 258.3777
| 7169 | 801.5788 | 754.6499 | 912.5231 | 754.6499 | 754.6499 | 912.5231 | 754.6499 | 754.6499 | 912.5231 | 754.6499 | 998.6395 | 536.1729 | 754.6499 | 912.5231 | 754.6499 | 7169 | 754.6499 | 912.5231 | 998.6395 | 536.1729 | 3836 | 1343 | 71 | 1457 | 728 | 5002 | 2827 | 3617 | 674.2923 | 782.1382 | 970.068 | 258.3777
| 7170 | 842.532 | 845.5808 | 907.6145 | 845.5808 | 845.5808 | 907.6145 | 845.5808 | 845.5808 | 907.6145 | 845.5808 | 953.7415 | 446.6019 | 845.5808 | 907.6145 | 845.5808 | 7170 | 845.5808 | 907.6145 | 953.7415 | 446.6019 | 1125 | 1640 | 8510 | 2726 | 251 | 129 | 2824 | 2599 | 674.2923 | 782.0507 | 970.068 | 258.3777
| 7171 | 862.8432 | 877.7895 | 901.0146 | 877.7895 | 877.7895 | 901.0146 | 877.7895 | 877.7895 | 901.0146 | 877.7895 | 975.5102 | 477.9205 | 877.7895 | 901.0146 | 877.7895 | 7171 | 877.7895 | 901.0146 | 975.5102 | 477.9205 | 715 | 2034 | 5342 | 2177 | 6569 | 8719 | 2808 | 2119 | 674.2443 | 781.555 | 970.068 | 258.3777
| 7172 | 861.9268 | 907.3722 | 880.4274 | 907.3722 | 907.3722 | 880.4274 | 907.3722 | 907.3722 | 880.4274 | 907.3722 | 972.7891 | 313.4983 | 907.3722 | 880.4274 | 907.3722 | 7172 | 907.3722 | 880.4275 | 972.7891 | 313.4983 | 412 | 3579 | 6180 | 5209 | 5311 | 8753 | 2737 | 8434 | 674.2443 | 780.6504 | 970.068 | 258.0645
| 7173 | 866.9649 | 895.4679 | 880.0567 | 895.4679 | 895.4679 | 880.0567 | 895.4679 | 895.4679 | 880.0567 | 895.4679 | 976.8707 | 476.6677 | 895.4679 | 880.0567 | 895.4679 | 7173 | 895.4679 | 880.0568 | 976.8708 | 476.6677 | 526 | 3600 | 4925 | 2193 | 5265 | 8468 | 2728 | 7831 | 674.2443 | 779.778 | 970.068 | 258.0645
| 7174 | 850.6107 | 880.6171 | 875.4517 | 880.6171 | 880.6171 | 875.4517 | 880.6171 | 880.6171 | 875.4517 | 880.6171 | 989.1156 | 372.6903 | 880.6171 | 875.4517 | 880.6171 | 7174 | 880.6171 | 875.4517 | 989.1157 | 372.6903 | 680 | 3934 | 1142 | 4008 | 4450 | 8513 | 2725 | 1564 | 674.1241 | 779.573 | 970.068 | 258.0645
| 7175 | 814.6229 | 803.0951 | 871.1649 | 803.0951 | 803.0951 | 871.1649 | 803.0951 | 803.0951 | 871.1649 | 803.0951 | 978.2313 | 517.0686 | 803.0951 | 871.1649 | 803.0951 | 7175 | 803.0951 | 871.1649 | 978.2313 | 517.0686 | 2121 | 4198 | 4337 | 1685 | 8071 | 5464 | 2703 | 7203 | 674.1001 | 779.5488 | 970.068 | 257.8296
| 7176 | 794.247 | 785.7452 | 865.5595 | 785.7452 | 785.7452 | 865.5595 | 785.7452 | 785.7452 | 865.5595 | 785.7452 | 970.068 | 401.1901 | 785.7452 | 865.5595 | 785.7452 | 7176 | 785.7452 | 865.5595 | 970.068 | 401.1901 | 2681 | 4591 | 6963 | 3468 | 535 | 6673 | 2679 | 8610 | 674.1001 | 779.3583 | 970.068 | 257.7513
| 7177 | 772.3473 | 754.0251 | 861.6753 | 754.0251 | 754.0251 | 861.6753 | 754.0251 | 754.0251 | 861.6753 | 754.0251 | 979.5918 | 354.3689 | 754.0251 | 861.6753 | 754.0251 | 7177 | 754.0251 | 861.6753 | 979.5918 | 354.3689 | 3855 | 4875 | 4051 | 4367 | 4747 | 8677 | 2659 | 6416 | 674.052 | 779.3426 | 970.068 | 257.7513
| 7178 | 764.2161 | 740.6161 | 860.5969 | 740.6161 | 740.6161 | 860.5969 | 740.6161 | 740.6161 | 860.5969 | 740.6161 | 968.7075 | 363.0011 | 740.6161 | 860.5969 | 740.6161 | 7178 | 740.6161 | 860.5969 | 968.7075 | 363.0011 | 4362 | 4944 | 7332 | 4205 | 4690 | 2121 | 2656 | 5431 | 674.0039 | 779.1149 | 970.068 | 257.7513
| 7179 | 757.9176 | 737.1077 | 864.6046 | 737.1077 | 737.1077 | 864.6046 | 737.1077 | 737.1077 | 864.6046 | 737.1077 | 974.1497 | 281.4164 | 737.1077 | 864.6046 | 737.1077 | 7179 | 737.1077 | 864.6047 | 974.1497 | 281.4164 | 4496 | 4668 | 5762 | 6315 | 5863 | 8657 | 2640 | 5426 | 673.9559 | 778.8737 | 970.068 | 257.7513
| 7180 | 769.2825 | 743.7401 | 874.8727 | 743.7401 | 743.7401 | 874.8727 | 743.7401 | 743.7401 | 874.8727 | 743.7401 | 980.9524 | 339.5905 | 743.7401 | 874.8727 | 743.7401 | 7180 | 743.7401 | 874.8727 | 980.9524 | 339.5905 | 4244 | 3974 | 3673 | 4658 | 5281 | 8731 | 2569 | 5354 | 673.9078 | 778.6873 | 970.068 | 257.7513
| 7181 | 772.4985 | 745.278 | 883.195 | 745.278 | 745.278 | 883.195 | 745.278 | 745.278 | 883.195 | 745.278 | 980.9524 | 339.0229 | 745.278 | 883.195 | 745.278 | 7181 | 745.278 | 883.195 | 980.9524 | 339.0229 | 4169 | 3383 | 3672 | 4663 | 4514 | 8274 | 2560 | 5312 | 673.9078 | 778.6337 | 970.068 | 257.7513
| 7182 | 754.9019 | 725.0925 | 876.4112 | 725.0925 | 725.0925 | 876.4112 | 725.0925 | 725.0925 | 876.4112 | 725.0925 | 987.7551 | 274.4872 | 725.0925 | 876.4112 | 725.0925 | 7182 | 725.0925 | 876.4112 | 987.7551 | 274.4872 | 5008 | 3857 | 1421 | 6595 | 5860 | 8720 | 2557 | 5067 | 673.8598 | 778.464 | 970.068 | 257.7513
| 7183 | 748.8341 | 702.8885 | 885.4105 | 702.8885 | 702.8885 | 885.4105 | 702.8885 | 702.8885 | 885.4105 | 702.8885 | 976.8707 | 342.0568 | 702.8885 | 885.4105 | 702.8885 | 7183 | 702.8885 | 885.4105 | 976.8708 | 342.0569 | 5972 | 3222 | 4924 | 4603 | 2646 | 5623 | 2535 | 5066 | 673.8598 | 778.4467 | 970.068 | 257.7513
| 7184 | 749.5382 | 717.2586 | 877.6784 | 717.2586 | 717.2586 | 877.6784 | 717.2586 | 717.2586 | 877.6784 | 717.2586 | 978.2313 | 266.5205 | 717.2586 | 877.6784 | 717.2586 | 7184 | 717.2586 | 877.6784 | 978.2313 | 266.5205 | 5341 | 3780 | 4336 | 6881 | 7021 | 3137 | 2511 | 4237 | 673.8117 | 778.1863 | 970.068 | 257.7513
| 7185 | 776.9961 | 748.5942 | 875.1695 | 748.5942 | 748.5942 | 875.1695 | 748.5942 | 748.5942 | 875.1695 | 748.5942 | 971.4286 | 417.0842 | 748.5942 | 875.1695 | 748.5942 | 7185 | 748.5942 | 875.1696 | 971.4286 | 417.0843 | 4056 | 3963 | 6588 | 3207 | 4348 | 2710 | 2491 | 3414 | 673.8117 | 777.9247 | 970.068 | 257.7513
| 7186 | 789.3156 | 761.7629 | 901.4443 | 761.7629 | 761.7629 | 901.4443 | 761.7629 | 761.7629 | 901.4443 | 761.7629 | 960.5442 | 389.9937 | 761.7629 | 901.4443 | 761.7629 | 7186 | 761.7629 | 901.4443 | 960.5442 | 389.9937 | 3568 | 2010 | 8207 | 3670 | 4203 | 8652 | 2488 | 3007 | 673.8117 | 777.7898 | 970.068 | 257.7513
| 7187 | 813.1322 | 769.6929 | 912.8135 | 769.6929 | 769.6929 | 912.8135 | 769.6929 | 769.6929 | 912.8135 | 769.6929 | 976.8707 | 598.1835 | 769.6929 | 912.8135 | 769.6929 | 7187 | 769.6929 | 912.8135 | 976.8708 | 598.1835 | 3286 | 1333 | 4923 | 846 | 1235 | 2583 | 2472 | 2960 | 673.7636 | 777.7147 | 970.068 | 257.7513
| 7188 | 824.8851 | 796.3666 | 903.9217 | 796.3666 | 796.3666 | 903.9217 | 796.3666 | 796.3666 | 903.9217 | 796.3666 | 967.3469 | 594.4253 | 796.3666 | 903.9217 | 796.3666 | 7188 | 796.3666 | 903.9217 | 967.3469 | 594.4253 | 2329 | 1862 | 7514 | 882 | 210 | 3142 | 2401 | 1224 | 673.7636 | 777.6333 | 970.068 | 257.7513
| 7189 | 796.7933 | 779.1609 | 908.1203 | 779.1609 | 779.1609 | 908.1203 | 779.1609 | 779.1609 | 908.1203 | 779.1609 | 940.1361 | 349.2014 | 779.1609 | 908.1203 | 779.1609 | 7189 | 779.1609 | 908.1203 | 940.1361 | 349.2014 | 2908 | 1600 | 8664 | 4473 | 5937 | 3977 | 2392 | 824 | 673.7156 | 777.6172 | 970.068 | 257.7513
| 7190 | 814.7825 | 793.9636 | 913.6888 | 793.9636 | 793.9636 | 913.4367 | 793.9636 | 793.9636 | 913.6888 | 793.9636 | 946.9388 | 453.8052 | 793.9636 | 913.6888 | 793.9636 | 7190 | 793.9636 | 913.6888 | 946.9388 | 453.8052 | 2404 | 1280 | 8561 | 2596 | 2024 | 8464 | 2389 | 778 | 673.6675 | 777.5799 | 970.068 | 257.7513
| 7191 | 822.4969 | 800.7401 | 918.7532 | 800.7401 | 800.7401 | 918.7532 | 800.7401 | 800.7401 | 918.7532 | 800.7401 | 979.5918 | 454.4316 | 800.7401 | 918.7532 | 800.7401 | 7191 | 800.7401 | 918.7532 | 979.5918 | 454.4316 | 2187 | 1039 | 4050 | 2584 | 4844 | 8469 | 2367 | 3046 | 673.5714 | 777.3103 | 970.068 | 257.5947
| 7192 | 836.5107 | 805.354 | 916.3257 | 805.354 | 805.354 | 916.3257 | 805.354 | 805.354 | 916.3257 | 805.354 | 970.068 | 632.9471 | 805.354 | 916.3257 | 805.354 | 7192 | 805.354 | 916.3257 | 970.068 | 632.9471 | 2051 | 1169 | 6962 | 604 | 4380 | 8183 | 2343 | 5073 | 673.5714 | 776.9443 | 970.068 | 257.4382
| 7193 | 829.0946 | 799.5867 | 900.9105 | 799.5867 | 799.5867 | 900.9105 | 799.5867 | 799.5867 | 900.9105 | 799.5867 | 972.7891 | 634.1998 | 799.5867 | 900.9105 | 799.5867 | 7193 | 799.5867 | 900.9105 | 972.7891 | 634.1998 | 2223 | 2046 | 6179 | 597 | 3928 | 647 | 2323 | 4747 | 673.5233 | 776.9443 | 970.068 | 257.4382
| 7194 | 814.6496 | 796.703 | 882.863 | 796.703 | 796.703 | 882.863 | 796.703 | 796.703 | 882.863 | 796.703 | 986.3946 | 513.6236 | 796.703 | 882.863 | 796.703 | 7194 | 796.703 | 882.863 | 986.3946 | 513.6236 | 2321 | 3400 | 1783 | 1726 | 3703 | 8483 | 2320 | 4407 | 673.5233 | 776.9091 | 970.068 | 257.4382
| 7195 | 873.8033 | 920.4114 | 894.7962 | 920.4114 | 920.4114 | 894.7962 | 920.4114 | 920.4114 | 894.7962 | 920.4114 | 970.068 | 320.7015 | 920.4114 | 894.7962 | 920.4114 | 7195 | 920.4114 | 894.7962 | 970.068 | 320.7015 | 308 | 2478 | 6961 | 5042 | 5138 | 5624 | 2304 | 1607 | 673.4753 | 776.8554 | 970.068 | 257.4381
| 7196 | 882.8598 | 945.1146 | 885.9006 | 945.1146 | 945.1146 | 885.9006 | 945.1146 | 945.1146 | 885.9006 | 945.1146 | 983.6735 | 271.8447 | 945.1146 | 885.9006 | 945.1146 | 7196 | 945.1146 | 885.9006 | 983.6735 | 271.8447 | 113 | 3170 | 2524 | 6685 | 4309 | 1734 | 2233 | 1540 | 673.4753 | 776.8409 | 970.068 | 257.4381
| 7197 | 902.1735 | 949.4401 | 897.3216 | 949.4401 | 949.4401 | 897.3216 | 949.4401 | 949.4401 | 897.3216 | 949.4401 | 983.6735 | 461.948 | 949.4401 | 897.3216 | 949.4401 | 7197 | 949.4401 | 897.3216 | 983.6735 | 461.948 | 97 | 2296 | 2523 | 2444 | 2189 | 3141 | 2224 | 1349 | 673.4753 | 776.8259 | 970.068 | 257.4381
| 7198 | 872.9185 | 909.8861 | 896.9416 | 909.8861 | 909.8861 | 896.9416 | 909.8861 | 909.8861 | 896.9416 | 909.8861 | 979.5918 | 374.4128 | 909.8861 | 896.9416 | 909.8861 | 7198 | 909.8861 | 896.9416 | 979.5918 | 374.4128 | 384 | 2325 | 4049 | 3973 | 4205 | 8707 | 2221 | 14 | 673.4272 | 776.8008 | 970.068 | 257.3598
| 7199 | 852.9146 | 853.607 | 902.4563 | 853.607 | 853.607 | 902.4563 | 853.607 | 853.607 | 902.4563 | 853.607 | 993.1973 | 508.9258 | 853.607 | 902.4563 | 853.607 | 7199 | 853.607 | 902.4563 | 993.1973 | 508.9258 | 996 | 1936 | 599 | 1775 | 8744 | 3542 | 2199 | 7851 | 673.3792 | 776.74 | 970.068 | 257.125
| 7200 | 831.1689 | 833.9982 | 893.6924 | 833.9982 | 833.9982 | 893.6924 | 833.9982 | 833.9982 | 893.6924 | 833.9982 | 982.3129 | 407.2972 | 833.9982 | 893.6924 | 833.9982 | 7200 | 833.9982 | 893.6924 | 982.3129 | 407.2972 | 1319 | 2566 | 3172 | 3358 | 8650 | 2593 | 2175 | 7461 | 673.3311 | 776.6733 | 970.068 | 257.125
| 7201 | 791.0783 | 769.789 | 902.1036 | 769.789 | 769.789 | 902.1036 | 769.789 | 769.789 | 902.1036 | 769.789 | 994.5578 | 313.8115 | 769.789 | 902.1036 | 769.789 | 7201 | 769.789 | 902.1036 | 994.5578 | 313.8115 | 3281 | 1956 | 444 | 5198 | 6512 | 8651 | 2155 | 5425 | 673.3311 | 776.5715 | 970.068 | 257.125
| 7202 | 796.0103 | 785.5049 | 890.8923 | 785.5049 | 785.5049 | 890.8923 | 785.5049 | 785.5049 | 890.8923 | 785.5049 | 990.4762 | 306.0601 | 785.5049 | 890.8923 | 785.5049 | 7202 | 785.5049 | 890.8923 | 990.4762 | 306.0601 | 2686 | 2792 | 1008 | 5431 | 6245 | 4175 | 2152 | 4927 | 673.3311 | 776.3972 | 970.068 | 257.125
| 7203 | 782.6222 | 766.7612 | 897.3202 | 766.7612 | 766.7612 | 897.3202 | 766.7612 | 766.7612 | 897.3202 | 766.7612 | 975.5102 | 257.8296 | 766.7612 | 897.3202 | 766.7612 | 7203 | 766.7612 | 897.3202 | 975.5102 | 257.8296 | 3402 | 2297 | 5341 | 7175 | 7931 | 2824 | 2136 | 4916 | 673.283 | 776.3834 | 970.068 | 257.125
| 7204 | 789.7613 | 765.848 | 894.6131 | 765.848 | 765.848 | 894.6131 | 765.848 | 765.848 | 894.6131 | 765.848 | 979.5918 | 371.829 | 765.848 | 894.6131 | 765.848 | 7204 | 765.848 | 894.6132 | 979.5918 | 371.829 | 3436 | 2483 | 4048 | 4023 | 6420 | 6518 | 2065 | 4375 | 673.283 | 776.1702 | 970.068 | 257.125
| 7205 | 797.351 | 779.9779 | 898.1534 | 779.9779 | 779.9779 | 898.1534 | 779.9779 | 779.9779 | 898.1534 | 779.9779 | 985.034 | 345.4432 | 779.9779 | 898.1534 | 779.9779 | 7205 | 779.9779 | 898.1534 | 985.034 | 345.4432 | 2874 | 2243 | 2140 | 4545 | 705 | 5005 | 2056 | 2880 | 673.1388 | 775.7521 | 970.068 | 257.125
| 7206 | 776.2907 | 757.7258 | 893.8504 | 757.7258 | 757.7258 | 893.8504 | 757.7258 | 757.7258 | 893.8504 | 757.7258 | 965.9864 | 264.8763 | 757.7258 | 893.8504 | 757.7258 | 7206 | 757.7258 | 893.8504 | 965.9864 | 264.8763 | 3710 | 2549 | 7809 | 6940 | 4800 | 3143 | 2053 | 405 | 673.0908 | 775.2071 | 970.068 | 257.125
| 7207 | 755.084 | 718.0756 | 884.9043 | 718.0756 | 718.0756 | 884.9043 | 718.0756 | 718.0756 | 884.9043 | 718.0756 | 978.2313 | 308.7222 | 718.0756 | 884.9043 | 718.0756 | 7207 | 718.0757 | 884.9043 | 978.2313 | 308.7222 | 5310 | 3262 | 4335 | 5342 | 6729 | 6303 | 2031 | 8442 | 672.9947 | 775.1663 | 970.068 | 256.8118
| 7208 | 794.4402 | 793.0024 | 872.4892 | 793.0024 | 793.0024 | 872.4892 | 793.0024 | 793.0024 | 872.4892 | 793.0024 | 980.9524 | 307.2346 | 793.0024 | 872.4892 | 793.0024 | 7208 | 793.0024 | 872.4892 | 980.9524 | 307.2346 | 2447 | 4111 | 3671 | 5390 | 6089 | 7299 | 2007 | 7912 | 672.9466 | 775.1215 | 970.068 | 256.8118
| 7209 | 798.3038 | 785.4568 | 882.9111 | 785.4568 | 785.4568 | 882.9111 | 785.4568 | 785.4568 | 882.9111 | 785.4568 | 982.3129 | 378.6408 | 785.4568 | 882.9111 | 785.4568 | 7209 | 785.4568 | 882.9111 | 982.3129 | 378.6408 | 2687 | 3397 | 3171 | 3883 | 5116 | 243 | 1987 | 7754 | 672.9466 | 775.1215 | 970.068 | 256.8118
| 7210 | 804.9429 | 781.2755 | 904.2564 | 781.2755 | 781.2755 | 904.2564 | 781.2755 | 781.2755 | 904.2564 | 781.2755 | 978.2313 | 423.7394 | 781.2755 | 904.2564 | 781.2755 | 7210 | 781.2755 | 904.2564 | 978.2313 | 423.7394 | 2827 | 1842 | 4334 | 3098 | 5548 | 13 | 1984 | 6574 | 672.8985 | 775.1215 | 970.068 | 256.8118
| 7211 | 815.1314 | 794.9728 | 899.9965 | 794.9728 | 794.9728 | 899.9965 | 794.9728 | 794.9728 | 899.9965 | 794.9728 | 974.1497 | 477.9205 | 794.9728 | 899.9965 | 794.9728 | 7211 | 794.9729 | 899.9965 | 974.1497 | 477.9205 | 2368 | 2118 | 5761 | 2176 | 6870 | 7020 | 1968 | 6573 | 672.8505 | 774.9779 | 970.068 | 256.8118
| 7212 | 812.4683 | 794.6364 | 896.7191 | 794.6364 | 794.6364 | 896.7191 | 794.6364 | 794.6364 | 896.7191 | 794.6364 | 983.6735 | 446.9151 | 794.6364 | 896.7191 | 794.6364 | 7212 | 794.6364 | 896.7191 | 983.6735 | 446.9151 | 2380 | 2342 | 2522 | 2716 | 3227 | 6731 | 1897 | 5258 | 672.8505 | 774.9045 | 970.068 | 256.8118
| 7213 | 835.3372 | 812.2747 | 897.5184 | 812.2747 | 812.2747 | 897.5184 | 812.2747 | 812.2747 | 897.5184 | 812.2747 | 965.9864 | 640.4635 | 812.2747 | 897.5184 | 812.2747 | 7213 | 812.2747 | 897.5184 | 965.9864 | 640.4635 | 1843 | 2289 | 7808 | 550 | 4253 | 136 | 1888 | 4372 | 672.7544 | 774.825 | 970.068 | 256.8118
| 7214 | 794.4057 | 764.9349 | 911.6892 | 764.9349 | 764.9349 | 911.6892 | 764.9349 | 764.9349 | 911.6892 | 764.9349 | 991.8367 | 363.6079 | 764.9349 | 911.6892 | 764.9349 | 7214 | 764.9349 | 911.6892 | 991.8367 | 363.6079 | 3471 | 1388 | 776 | 4193 | 5941 | 8673 | 1885 | 3218 | 672.7063 | 774.769 | 970.068 | 256.8118
| 7215 | 821.4057 | 800.3076 | 903.6169 | 800.3076 | 800.3076 | 903.6169 | 800.3076 | 800.3076 | 903.6169 | 800.3076 | 970.068 | 512.684 | 800.3076 | 903.6169 | 800.3076 | 7215 | 800.3076 | 903.6169 | 970.068 | 512.684 | 2203 | 1875 | 6960 | 1736 | 23 | 8481 | 1863 | 1472 | 672.7063 | 774.5642 | 970.068 | 256.8118
| 7216 | 820.6783 | 787.7637 | 909.9165 | 787.7637 | 787.7637 | 909.9165 | 787.7637 | 787.7637 | 909.9165 | 787.7637 | 983.6735 | 564.0464 | 787.7637 | 909.9165 | 787.7637 | 7216 | 787.7637 | 909.9165 | 983.6735 | 564.0464 | 2623 | 1491 | 2521 | 1156 | 2216 | 7034 | 1839 | 1408 | 672.6582 | 774.3964 | 970.068 | 256.8118
| 7217 | 815.8475 | 783.1018 | 900.737 | 783.1018 | 783.1018 | 900.737 | 783.1018 | 783.1018 | 900.737 | 783.1018 | 989.1156 | 564.9859 | 783.1018 | 900.737 | 783.1018 | 7217 | 783.1018 | 900.7371 | 989.1157 | 564.9859 | 2754 | 2058 | 1141 | 1145 | 186 | 6588 | 1819 | 1247 | 672.6582 | 774.3964 | 970.068 | 256.8118
| 7218 | 837.3503 | 844.6677 | 879.7774 | 844.6677 | 844.6677 | 879.7774 | 844.6677 | 844.6677 | 879.7774 | 844.6677 | 982.3129 | 464.1403 | 844.6677 | 879.7774 | 844.6677 | 7218 | 844.6677 | 879.7774 | 982.3129 | 464.1403 | 1144 | 3616 | 3170 | 2406 | 6096 | 5006 | 1816 | 7943 | 672.6102 | 774.1947 | 970.068 | 256.6552
| 7219 | 874.3071 | 931.3212 | 887.8078 | 931.3212 | 931.3212 | 887.8078 | 931.3212 | 931.3212 | 887.8078 | 931.3212 | 982.3129 | 256.1854 | 931.3212 | 887.8078 | 931.3212 | 7219 | 931.3212 | 887.8078 | 982.3129 | 256.1854 | 202 | 3004 | 3169 | 7235 | 5833 | 4186 | 1800 | 8614 | 672.6102 | 774.1507 | 970.068 | 256.4986
| 7220 | 884.5436 | 959.3887 | 866.4509 | 959.3887 | 959.3887 | 866.4509 | 959.3887 | 959.3887 | 866.4509 | 959.3887 | 991.8367 | 250.8613 | 959.3887 | 866.4509 | 959.3887 | 7220 | 959.3887 | 866.4509 | 991.8367 | 250.8613 | 62 | 4508 | 775 | 7430 | 5769 | 5530 | 1729 | 7991 | 672.5621 | 774.1462 | 970.068 | 256.4986
| 7221 | 900.0506 | 959.677 | 875.4784 | 959.677 | 959.677 | 875.4784 | 959.677 | 959.677 | 875.4784 | 959.677 | 974.1497 | 447.2283 | 959.677 | 875.4784 | 959.677 | 7221 | 959.677 | 875.4784 | 974.1497 | 447.2283 | 61 | 3932 | 5760 | 2707 | 5307 | 6519 | 1720 | 7323 | 672.5621 | 774.022 | 970.068 | 256.4986
| 7222 | 876.7989 | 930.1677 | 871.5698 | 930.1677 | 930.1677 | 871.5698 | 930.1677 | 930.1677 | 871.5698 | 930.1677 | 971.4286 | 376.1353 | 930.1677 | 871.5698 | 930.1677 | 7222 | 930.1677 | 871.5698 | 971.4286 | 376.1353 | 219 | 4174 | 6587 | 3940 | 8126 | 8756 | 1717 | 4065 | 672.5141 | 774.018 | 970.068 | 256.4986
| 7223 | 847.0086 | 862.4021 | 867.5916 | 862.4021 | 862.4021 | 867.5916 | 862.4021 | 862.4021 | 867.5916 | 862.4021 | 987.7551 | 500.783 | 862.4021 | 867.5916 | 862.4021 | 7223 | 862.4021 | 867.5916 | 987.7551 | 500.783 | 894 | 4433 | 1420 | 1879 | 6073 | 3135 | 1695 | 3750 | 672.5141 | 773.6724 | 970.068 | 256.4986
| 7224 | 818.5337 | 825.0589 | 866.8413 | 825.0589 | 825.0589 | 866.8413 | 825.0589 | 825.0589 | 866.8413 | 825.0589 | 978.2313 | 413.4043 | 825.0589 | 866.8413 | 825.0589 | 7224 | 825.0589 | 866.8413 | 978.2313 | 413.4043 | 1507 | 4480 | 4333 | 3260 | 5437 | 6666 | 1671 | 2885 | 672.5141 | 773.5987 | 970.068 | 256.4986
| 7225 | 787.0117 | 781.2275 | 859.3859 | 781.2275 | 781.2275 | 859.3859 | 781.2275 | 781.2275 | 859.3859 | 781.2275 | 989.1156 | 341.6849 | 781.2275 | 859.3859 | 781.2275 | 7225 | 781.2275 | 859.386 | 989.1157 | 341.6849 | 2829 | 5030 | 1140 | 4607 | 590 | 3131 | 1651 | 2804 | 672.5141 | 773.5468 | 970.068 | 256.4986
| 7226 | 790.0354 | 791.945 | 864.2032 | 791.945 | 791.945 | 864.2032 | 791.945 | 791.945 | 864.2032 | 791.945 | 972.7891 | 295.3335 | 791.945 | 864.2032 | 791.945 | 7226 | 791.945 | 864.2032 | 972.7891 | 295.3335 | 2479 | 4699 | 6178 | 5778 | 5881 | 8515 | 1648 | 2389 | 672.466 | 773.5312 | 970.068 | 256.4986
| 7227 | 768.2288 | 769.9332 | 871.7734 | 769.9332 | 769.9332 | 871.7734 | 769.9332 | 769.9332 | 871.7734 | 769.9332 | 987.7551 | 120.8894 | 769.9332 | 871.7734 | 769.9332 | 7227 | 769.9332 | 871.7734 | 987.7551 | 120.8895 | 3271 | 4161 | 1419 | 8754 | 4846 | 1736 | 1632 | 1870 | 672.4179 | 773.5155 | 970.068 | 256.4986
| 7228 | 792.0407 | 775.8927 | 852.8392 | 775.8927 | 775.8927 | 852.8392 | 775.8927 | 775.8927 | 852.8392 | 775.8927 | 991.8367 | 478.2336 | 775.8927 | 852.8392 | 775.8927 | 7228 | 775.8927 | 852.8392 | 991.8367 | 478.2336 | 3038 | 5436 | 774 | 2170 | 4630 | 7305 | 1561 | 1730 | 672.4179 | 773.266 | 970.068 | 256.4986
| 7229 | 779.6233 | 763.2047 | 868.4861 | 763.2047 | 763.2047 | 868.4861 | 763.2047 | 763.2047 | 868.4861 | 763.2047 | 972.7891 | 362.3552 | 763.2047 | 868.4861 | 763.2047 | 7229 | 763.2047 | 868.4861 | 972.7891 | 362.3552 | 3517 | 4380 | 6177 | 4225 | 3462 | 249 | 1552 | 1565 | 672.4179 | 773.266 | 970.068 | 256.4986
| 7230 | 740.6393 | 701.2063 | 867.3058 | 701.2063 | 701.2063 | 867.3058 | 701.2063 | 701.2063 | 867.3058 | 701.2063 | 985.034 | 305.0423 | 701.2063 | 867.3058 | 701.2063 | 7230 | 701.2063 | 867.3058 | 985.034 | 305.0423 | 6035 | 4453 | 2139 | 5468 | 4816 | 19 | 1549 | 267 | 672.3218 | 773.266 | 970.068 | 256.4986
| 7231 | 741.2811 | 680.348 | 865.4977 | 680.348 | 680.348 | 865.4977 | 680.348 | 680.348 | 865.4977 | 680.348 | 975.5102 | 497.6511 | 680.348 | 865.4977 | 680.348 | 7231 | 680.348 | 865.4977 | 975.5102 | 497.6511 | 6937 | 4596 | 5340 | 1926 | 5817 | 4222 | 1527 | 88 | 672.2738 | 773.1618 | 970.068 | 256.4986
| 7232 | 731.6465 | 694.4778 | 864.9744 | 694.4778 | 694.4778 | 864.9744 | 694.4778 | 694.4778 | 864.9744 | 694.4778 | 983.6735 | 243.658 | 694.4778 | 864.9744 | 694.4778 | 7232 | 694.4778 | 864.9744 | 983.6735 | 243.658 | 6313 | 4637 | 2520 | 7674 | 192 | 8732 | 1503 | 8230 | 672.2738 | 773.0302 | 970.068 | 256.1854
| 7233 | 756.1498 | 697.0731 | 876.2826 | 697.0731 | 697.0731 | 876.2826 | 697.0731 | 697.0731 | 876.2826 | 697.0731 | 978.2313 | 526.151 | 697.0731 | 876.2826 | 697.0731 | 7233 | 697.0731 | 876.2826 | 978.2313 | 526.151 | 6188 | 3866 | 4332 | 1571 | 5018 | 2820 | 1483 | 7897 | 672.1296 | 772.7522 | 970.068 | 256.1854
| 7234 | 759.422 | 715.0478 | 885.3751 | 715.0478 | 715.0478 | 885.3751 | 715.0478 | 715.0478 | 885.3751 | 715.0478 | 978.2313 | 391.7946 | 715.0478 | 885.3751 | 715.0478 | 7234 | 715.0478 | 885.3751 | 978.2313 | 391.7946 | 5421 | 3224 | 4331 | 3637 | 6438 | 3136 | 1480 | 7373 | 672.0815 | 772.0945 | 970.068 | 256.1854
| 7235 | 770.1575 | 710.7224 | 881.5713 | 710.7224 | 710.7224 | 881.5713 | 710.7224 | 710.7224 | 881.5713 | 710.7224 | 974.1497 | 595.9912 | 710.7224 | 881.5713 | 710.7224 | 7235 | 710.7224 | 881.5713 | 974.1497 | 595.9912 | 5608 | 3495 | 5759 | 871 | 3879 | 8461 | 1464 | 7219 | 672.0815 | 772.0534 | 970.068 | 256.1854
| 7236 | 767.8431 | 728.3126 | 891.243 | 728.3126 | 728.3126 | 891.243 | 728.3126 | 728.3126 | 891.243 | 728.3126 | 976.8707 | 381.4594 | 728.3126 | 891.243 | 728.3126 | 7236 | 728.3126 | 891.243 | 976.8708 | 381.4594 | 4874 | 2769 | 4922 | 3814 | 3228 | 5009 | 1393 | 4252 | 672.0815 | 771.8665 | 970.068 | 256.1854
| 7237 | 773.1231 | 718.0276 | 897.1958 | 718.0276 | 718.0276 | 897.1958 | 718.0276 | 718.0276 | 897.1958 | 718.0276 | 983.6735 | 507.0467 | 718.0276 | 897.1958 | 718.0276 | 7237 | 718.0276 | 897.1958 | 983.6735 | 507.0467 | 5314 | 2304 | 2519 | 1797 | 993 | 8285 | 1384 | 3392 | 672.0815 | 771.7808 | 970.068 | 256.1854
| 7238 | 783.9027 | 733.2628 | 892.3962 | 733.2628 | 733.2628 | 892.3962 | 733.2628 | 733.2628 | 892.3962 | 733.2628 | 983.6735 | 555.2772 | 733.2628 | 892.3962 | 733.2628 | 7238 | 733.2629 | 892.3962 | 983.6735 | 555.2772 | 4684 | 2683 | 2518 | 1240 | 5772 | 8696 | 1381 | 1399 | 672.0335 | 771.7787 | 970.068 | 256.1854
| 7239 | 780.8809 | 731.004 | 894.5149 | 731.004 | 731.004 | 894.5149 | 731.004 | 731.004 | 894.5149 | 731.004 | 970.068 | 536.1729 | 731.004 | 894.5149 | 731.004 | 7239 | 731.004 | 894.5149 | 970.068 | 536.1729 | 4782 | 2490 | 6959 | 1456 | 5498 | 8687 | 1359 | 694 | 671.9854 | 771.6891 | 970.068 | 256.1854
| 7240 | 764.5519 | 726.3902 | 901.107 | 726.3902 | 726.3902 | 901.107 | 726.3902 | 726.3902 | 901.107 | 726.3902 | 976.8707 | 311.306 | 726.3902 | 901.107 | 726.3902 | 7240 | 726.3902 | 901.107 | 976.8708 | 311.306 | 4950 | 2031 | 4921 | 5266 | 4842 | 8286 | 1335 | 317 | 671.9854 | 771.2624 | 970.068 | 256.1854
| 7241 | 766.1815 | 741.8657 | 893.6843 | 741.8657 | 741.8657 | 893.6843 | 741.8657 | 741.8657 | 893.6843 | 741.8657 | 978.2313 | 238.647 | 741.8657 | 893.6843 | 741.8657 | 7241 | 741.8657 | 893.6843 | 978.2313 | 238.647 | 4324 | 2568 | 4330 | 7830 | 5148 | 4176 | 1315 | 6716 | 671.9373 | 771.1321 | 970.068 | 255.8722
| 7242 | 810.5288 | 821.0218 | 886.8781 | 821.0218 | 821.0218 | 886.8781 | 821.0218 | 821.0218 | 886.8781 | 821.0218 | 983.6735 | 248.0426 | 821.0218 | 886.8781 | 821.0218 | 7242 | 821.0218 | 886.8781 | 983.6735 | 248.0426 | 1606 | 3077 | 2517 | 7537 | 7310 | 8706 | 1312 | 5563 | 671.8893 | 771.0954 | 970.068 | 255.8722
| 7243 | 820.749 | 871.3894 | 794.2055 | 871.3894 | 871.3894 | 794.2055 | 871.3894 | 871.3894 | 794.2055 | 871.3894 | 927.8912 | 414.6571 | 871.3894 | 794.2055 | 871.3894 | 7243 | 871.3894 | 794.2055 | 927.8912 | 414.6571 | 801 | 7106 | 8717 | 3240 | 5354 | 1623 | 1296 | 5382 | 671.8893 | 770.7101 | 970.068 | 255.8722
| 7244 | 797.1561 | 892.6323 | 703.8828 | 892.6323 | 892.6323 | 703.8828 | 892.6323 | 892.6323 | 703.8828 | 892.6323 | 968.7075 | 234.8888 | 892.6323 | 703.8828 | 892.6323 | 7244 | 892.6323 | 703.8828 | 968.7075 | 234.8888 | 550 | 7989 | 7331 | 7932 | 2220 | 3425 | 1225 | 5078 | 671.8893 | 770.5691 | 970.068 | 255.8722
| 7245 | 809.4208 | 901.2832 | 681.3602 | 901.2832 | 901.2832 | 681.3602 | 901.2832 | 901.2832 | 681.3602 | 901.2832 | 960.5442 | 435.6405 | 901.2832 | 681.3602 | 901.2832 | 7245 | 901.2832 | 681.3602 | 960.5442 | 435.6405 | 467 | 8198 | 8206 | 2893 | 254 | 7023 | 1216 | 2022 | 671.8893 | 770.5674 | 970.068 | 255.8722
| 7246 | 788.7177 | 883.6449 | 694.3291 | 883.6449 | 883.6449 | 694.3291 | 883.6449 | 883.6449 | 694.3291 | 883.6449 | 974.1497 | 221.4219 | 883.6449 | 694.3291 | 883.6449 | 7246 | 883.6449 | 694.3291 | 974.1497 | 221.4219 | 650 | 8077 | 5758 | 8249 | 4711 | 8480 | 1213 | 1724 | 671.8412 | 770.2744 | 970.068 | 255.8722
| 7247 | 783.6098 | 837.9872 | 712.1983 | 837.9872 | 837.9872 | 712.1983 | 837.9872 | 837.9872 | 712.1983 | 837.9872 | 980.9524 | 436.8932 | 837.9872 | 712.1983 | 837.9872 | 7247 | 837.9872 | 712.1983 | 980.9524 | 436.8932 | 1255 | 7902 | 3670 | 2872 | 7381 | 4033 | 1191 | 1402 | 671.7451 | 770.2598 | 970.068 | 255.8722
| 7248 | 751.1709 | 797.4239 | 707.5377 | 797.4239 | 797.4239 | 707.5377 | 797.4239 | 797.4239 | 707.5377 | 797.4239 | 971.4286 | 335.4212 | 797.4239 | 707.5377 | 797.4239 | 7248 | 797.424 | 707.5377 | 971.4286 | 335.4212 | 2285 | 7955 | 6586 | 4738 | 6991 | 3543 | 1167 | 7519 | 671.7451 | 770.1653 | 970.068 | 255.7156
| 7249 | 718.0139 | 757.4855 | 703.8339 | 757.4855 | 757.4855 | 703.8339 | 757.4855 | 757.4855 | 703.8339 | 757.4855 | 968.7075 | 208.2681 | 757.4855 | 703.8339 | 757.4855 | 7249 | 757.4855 | 703.834 | 968.7075 | 208.2681 | 3719 | 7990 | 7330 | 8452 | 325 | 7303 | 1147 | 7270 | 671.7451 | 770.0752 | 970.068 | 255.559
| 7250 | 730.2779 | 756.5723 | 692.5509 | 756.5723 | 756.5723 | 692.5509 | 756.5723 | 756.5723 | 692.5509 | 756.5723 | 967.3469 | 433.7614 | 756.5723 | 692.5509 | 756.5723 | 7250 | 756.5723 | 692.5509 | 967.3469 | 433.7614 | 3763 | 8094 | 7513 | 2928 | 6394 | 247 | 1144 | 6918 | 671.697 | 770.0752 | 970.068 | 255.559
| 7251 | 713.3123 | 740.8564 | 689.2151 | 740.8564 | 740.8564 | 689.2151 | 740.8564 | 740.8564 | 689.2151 | 740.8564 | 965.9864 | 336.674 | 740.8564 | 689.2151 | 740.8564 | 7251 | 740.8564 | 689.2151 | 965.9864 | 336.674 | 4355 | 8133 | 7807 | 4708 | 5272 | 17 | 1128 | 5231 | 671.649 | 770.0752 | 970.068 | 255.559
| 7252 | 716.7634 | 734.2721 | 699.4835 | 734.2721 | 734.2721 | 699.4835 | 734.2721 | 734.2721 | 699.4835 | 734.2721 | 963.2653 | 399.311 | 734.2721 | 699.4835 | 734.2721 | 7252 | 734.2721 | 699.4835 | 963.2653 | 399.311 | 4632 | 8038 | 8058 | 3501 | 6601 | 5007 | 1057 | 4758 | 671.6009 | 770.0315 | 970.068 | 255.559
| 7253 | 762.8947 | 742.7789 | 864.7563 | 742.7789 | 742.7789 | 864.7563 | 742.7789 | 742.7789 | 864.7563 | 742.7789 | 963.2653 | 316.0038 | 742.7789 | 864.7563 | 742.7789 | 7253 | 742.7789 | 864.7563 | 963.2653 | 316.0038 | 4280 | 4655 | 8057 | 5145 | 4719 | 6659 | 1048 | 3067 | 671.5528 | 769.9942 | 970.068 | 255.559
| 7254 | 714.8983 | 665.6414 | 864.6137 | 665.6414 | 665.6414 | 864.6137 | 665.6414 | 665.6414 | 864.6137 | 665.6414 | 965.9864 | 259.0041 | 665.6414 | 864.6137 | 665.6414 | 7254 | 665.6414 | 864.6137 | 965.9864 | 259.0041 | 7413 | 4666 | 7806 | 7143 | 4718 | 1624 | 1045 | 1879 | 671.5528 | 769.8589 | 970.068 | 255.559
| 7255 | 718.1533 | 675.7822 | 863.5591 | 675.7822 | 675.7822 | 863.5591 | 675.7822 | 675.7822 | 863.5591 | 675.7822 | 957.8231 | 235.8284 | 675.7822 | 863.5591 | 675.7822 | 7255 | 675.7822 | 863.5592 | 957.8231 | 235.8284 | 7111 | 4729 | 8353 | 7907 | 7450 | 8688 | 1023 | 171 | 671.5048 | 769.6844 | 970.068 | 255.559
| 7256 | 718.0986 | 679.0984 | 859.64 | 679.0984 | 679.0984 | 859.64 | 679.0984 | 679.0984 | 859.64 | 679.0984 | 945.5782 | 236.4547 | 679.0984 | 859.64 | 679.0984 | 7256 | 679.0984 | 859.64 | 945.5782 | 236.4548 | 6980 | 5013 | 8612 | 7892 | 5264 | 8494 | 999 | 8258 | 671.5048 | 769.3358 | 970.068 | 255.4651
| 7257 | 701.9151 | 640.6017 | 871.4955 | 640.6017 | 640.6017 | 871.4955 | 640.6017 | 640.6017 | 871.4955 | 640.6017 | 967.3469 | 248.669 | 640.6017 | 871.4955 | 640.6017 | 7257 | 640.6017 | 871.4955 | 967.3469 | 248.669 | 8039 | 4179 | 7512 | 7509 | 394 | 1685 | 979 | 7901 | 671.5048 | 769.2351 | 970.068 | 255.2459
| 7258 | 684.4254 | 608.9297 | 873.288 | 608.9297 | 608.9297 | 873.288 | 608.9297 | 608.9297 | 873.288 | 608.9297 | 964.6259 | 252.7404 | 608.9297 | 873.288 | 608.9297 | 7258 | 608.9297 | 873.288 | 964.6259 | 252.7404 | 8540 | 4066 | 7988 | 7353 | 6757 | 3311 | 976 | 7898 | 671.4808 | 769.1963 | 970.068 | 255.2459
| 7259 | 697.5386 | 627.0967 | 880.6823 | 627.0967 | 627.0967 | 880.6823 | 627.0967 | 627.0967 | 880.6823 | 627.0967 | 967.3469 | 258.6909 | 627.0967 | 880.6823 | 627.0967 | 7259 | 627.0967 | 880.6823 | 967.3469 | 258.6909 | 8269 | 3562 | 7511 | 7155 | 6227 | 7021 | 960 | 6234 | 671.4567 | 769.0685 | 970.068 | 255.2459
| 7260 | 704.0786 | 641.1304 | 881.3965 | 641.1304 | 641.1304 | 881.3965 | 641.1304 | 641.1304 | 881.3965 | 641.1304 | 978.2313 | 224.2405 | 641.1304 | 881.3965 | 641.1304 | 7260 | 641.1304 | 881.3965 | 978.2313 | 224.2405 | 8030 | 3511 | 4329 | 8200 | 4433 | 3134 | 889 | 4248 | 671.4567 | 768.9547 | 970.068 | 255.2459
| 7261 | 706.2137 | 643.5815 | 885.2249 | 643.5815 | 643.5815 | 885.2249 | 643.5815 | 643.5815 | 885.2249 | 643.5815 | 970.068 | 227.3724 | 643.5815 | 885.2249 | 643.5815 | 7261 | 643.5815 | 885.2249 | 970.068 | 227.3724 | 7981 | 3240 | 6958 | 8124 | 3449 | 4195 | 880 | 3907 | 671.4567 | 768.8973 | 970.068 | 255.2459
| 7262 | 710.0251 | 648.0031 | 887.7617 | 648.0031 | 648.0031 | 887.7617 | 648.0031 | 648.0031 | 887.7617 | 648.0031 | 974.1497 | 231.1306 | 648.0031 | 887.7617 | 648.0031 | 7262 | 648.0031 | 887.7617 | 974.1497 | 231.1306 | 7896 | 3007 | 5757 | 8034 | 6222 | 4187 | 877 | 3394 | 671.4087 | 768.6573 | 970.068 | 255.2459
| 7263 | 718.2396 | 661.7004 | 888.9097 | 661.7004 | 661.7004 | 888.9097 | 661.7004 | 661.7004 | 888.9097 | 661.7004 | 972.7891 | 233.3229 | 661.7004 | 888.9097 | 661.7004 | 7263 | 661.7004 | 888.9097 | 972.7891 | 233.3229 | 7538 | 2929 | 6176 | 7975 | 4546 | 8757 | 855 | 3099 | 671.3125 | 768.3777 | 970.068 | 255.2459
| 7264 | 739.3756 | 702.552 | 881.3931 | 702.552 | 702.552 | 881.3931 | 702.552 | 702.552 | 881.3931 | 702.552 | 970.068 | 235.202 | 702.552 | 881.3931 | 702.552 | 7264 | 702.552 | 881.3931 | 970.068 | 235.202 | 5984 | 3512 | 6957 | 7926 | 1855 | 8496 | 831 | 2455 | 671.3125 | 768.3364 | 970.068 | 255.2459
| 7265 | 755.6657 | 726.8227 | 886.6005 | 726.8227 | 726.8227 | 886.6005 | 726.8227 | 726.8227 | 886.6005 | 726.8227 | 976.8707 | 241.4657 | 726.8227 | 886.6005 | 726.8227 | 7265 | 726.8227 | 886.6005 | 976.8708 | 241.4657 | 4938 | 3107 | 4920 | 7748 | 7542 | 3609 | 811 | 2226 | 671.2645 | 768.2681 | 970.068 | 255.2459
| 7266 | 804.5192 | 819.7241 | 868.966 | 819.7241 | 819.7241 | 868.966 | 819.7241 | 819.7241 | 868.966 | 819.7241 | 976.8707 | 252.7404 | 819.7241 | 868.966 | 819.7241 | 7266 | 819.7241 | 868.966 | 976.8708 | 252.7404 | 1640 | 4332 | 4919 | 7352 | 4286 | 2947 | 808 | 1726 | 671.2645 | 768.2681 | 970.068 | 255.2459
| 7267 | 829.0376 | 852.069 | 891.9043 | 852.069 | 852.069 | 891.9043 | 852.069 | 852.069 | 891.9043 | 852.069 | 956.4626 | 265.8941 | 852.069 | 891.9043 | 852.069 | 7267 | 852.069 | 891.9043 | 956.4626 | 265.8942 | 1015 | 2719 | 8414 | 6903 | 5268 | 8592 | 792 | 1465 | 671.2164 | 767.9191 | 970.068 | 255.2459
| 7268 | 824.2404 | 855.7216 | 865.6333 | 855.7216 | 855.7216 | 865.6333 | 855.7216 | 855.7216 | 865.6333 | 855.7216 | 971.4286 | 259.6304 | 855.7216 | 865.6333 | 855.7216 | 7268 | 855.7216 | 865.6333 | 971.4286 | 259.6304 | 976 | 4585 | 6585 | 7118 | 3881 | 1735 | 721 | 1227 | 671.2164 | 767.8753 | 970.068 | 255.2459
| 7269 | 845.5514 | 884.2217 | 883.6108 | 884.2217 | 884.2217 | 883.6108 | 884.2217 | 884.2217 | 883.6108 | 884.2217 | 975.5102 | 253.9931 | 884.2217 | 883.6108 | 884.2217 | 7269 | 884.2217 | 883.6108 | 975.5102 | 253.9931 | 645 | 3353 | 5339 | 7307 | 5884 | 8683 | 712 | 1178 | 671.1684 | 767.8398 | 970.068 | 255.2459
| 7270 | 825.0834 | 849.4257 | 879.1325 | 849.4257 | 849.4257 | 879.1325 | 849.4257 | 849.4257 | 879.1325 | 849.4257 | 983.6735 | 255.559 | 849.4257 | 879.1325 | 849.4257 | 7270 | 849.4257 | 879.1325 | 983.6735 | 255.559 | 1059 | 3661 | 2516 | 7249 | 5306 | 140 | 709 | 111 | 671.1684 | 767.7921 | 970.068 | 255.2459
| 7271 | 810.7084 | 789.7823 | 883.5515 | 789.7823 | 789.7823 | 883.5515 | 789.7823 | 789.7823 | 883.5515 | 789.7823 | 983.6735 | 513.7801 | 789.7823 | 883.5515 | 789.7823 | 7271 | 789.7823 | 883.5515 | 983.6735 | 513.7802 | 2550 | 3358 | 2515 | 1725 | 1831 | 8700 | 687 | 8454 | 671.0722 | 767.7237 | 970.068 | 254.9327
| 7272 | 788.3196 | 768.3472 | 875.2934 | 768.3472 | 768.3472 | 875.2934 | 768.3472 | 768.3472 | 875.2934 | 768.3472 | 975.5102 | 413.0128 | 768.3472 | 875.2934 | 768.3472 | 7272 | 768.3472 | 875.2934 | 975.5102 | 413.0128 | 3334 | 3954 | 5338 | 3269 | 5057 | 1631 | 663 | 3031 | 671.0242 | 767.666 | 970.068 | 254.9327
| 7273 | 749.7547 | 736.1465 | 842.2317 | 736.1465 | 736.1465 | 842.2317 | 736.1465 | 736.1465 | 842.2317 | 736.1465 | 970.068 | 268.3996 | 736.1465 | 842.2317 | 736.1465 | 7273 | 736.1465 | 842.2317 | 970.068 | 268.3996 | 4547 | 6102 | 6956 | 6821 | 2825 | 3138 | 643 | 2600 | 670.9281 | 767.5571 | 970.068 | 254.9327
| 7274 | 746.3844 | 731.5807 | 841.7324 | 731.5807 | 731.5807 | 841.7324 | 731.5807 | 731.5807 | 841.7324 | 731.5807 | 971.4286 | 258.3777 | 731.5807 | 841.7324 | 731.5807 | 7274 | 731.5807 | 841.7324 | 971.4286 | 258.3777 | 4753 | 6126 | 6584 | 7166 | 6121 | 1306 | 640 | 2045 | 670.8319 | 767.0917 | 970.068 | 254.9327
| 7275 | 737.2336 | 711.2991 | 851.1316 | 711.2991 | 711.2991 | 851.1316 | 711.2991 | 711.2991 | 851.1316 | 711.2991 | 967.3469 | 259.0041 | 711.2991 | 851.1316 | 711.2991 | 7275 | 711.2991 | 851.1316 | 967.3469 | 259.0041 | 5580 | 5553 | 7510 | 7142 | 5477 | 3133 | 624 | 2041 | 670.8319 | 766.8958 | 970.068 | 254.9327
| 7276 | 741.141 | 702.9846 | 879.3446 | 702.9846 | 702.9846 | 879.3446 | 702.9846 | 702.9846 | 879.3446 | 702.9846 | 974.1497 | 260.57 | 702.9846 | 879.3446 | 702.9846 | 7276 | 702.9846 | 879.3446 | 974.1497 | 260.57 | 5965 | 3648 | 5756 | 7072 | 1018 | 8514 | 553 | 1874 | 670.7839 | 766.7223 | 970.068 | 254.9327
| 7277 | 751.5467 | 731.6288 | 849.758 | 731.6288 | 731.6288 | 849.758 | 731.6288 | 731.6288 | 849.758 | 731.6288 | 975.5102 | 294.0808 | 731.6288 | 849.758 | 731.6288 | 7277 | 731.6288 | 849.758 | 975.5102 | 294.0808 | 4751 | 5649 | 5337 | 5822 | 6256 | 8465 | 544 | 1566 | 670.7358 | 766.5636 | 970.068 | 254.9327
| 7278 | 747.6006 | 725.1406 | 850.0924 | 725.1406 | 725.1406 | 850.0924 | 725.1406 | 725.1406 | 850.0924 | 725.1406 | 983.6735 | 281.2402 | 725.1406 | 850.0924 | 725.1406 | 7278 | 725.1406 | 850.0924 | 983.6735 | 281.2402 | 5004 | 5622 | 2514 | 6320 | 4395 | 8750 | 541 | 1558 | 670.7358 | 766.3757 | 970.068 | 254.9327
| 7279 | 728.7392 | 688.6144 | 861.4632 | 688.6144 | 688.6144 | 861.4632 | 688.6144 | 688.6144 | 861.4632 | 688.6144 | 982.3129 | 265.2678 | 688.6144 | 861.4632 | 688.6144 | 7279 | 688.6144 | 861.4632 | 982.3129 | 265.2678 | 6571 | 4892 | 3168 | 6920 | 6746 | 1576 | 519 | 170 | 670.6397 | 766.3695 | 970.068 | 254.9327
| 7280 | 746.3698 | 724.8522 | 849.6012 | 724.8522 | 724.8522 | 849.6012 | 724.8522 | 724.8522 | 849.6012 | 724.8522 | 978.2313 | 273.7238 | 724.8522 | 849.6012 | 724.8522 | 7280 | 724.8522 | 849.6012 | 978.2313 | 273.7238 | 5016 | 5670 | 4328 | 6614 | 5270 | 8598 | 495 | 149 | 670.6397 | 765.826 | 970.068 | 254.9327
| 7281 | 758.8397 | 736.9155 | 855.8845 | 736.9155 | 736.9155 | 855.8845 | 736.9155 | 736.9155 | 855.8845 | 736.9155 | 982.3129 | 322.5806 | 736.9155 | 855.8845 | 736.9155 | 7281 | 736.9155 | 855.8845 | 982.3129 | 322.5807 | 4510 | 5259 | 3167 | 4997 | 4066 | 7298 | 475 | 8615 | 670.5916 | 765.7274 | 970.068 | 254.6195
| 7282 | 777.3878 | 762.8683 | 851.9827 | 762.8683 | 762.8683 | 851.9827 | 762.8683 | 762.8683 | 851.9827 | 762.8683 | 986.3946 | 386.1572 | 762.8683 | 851.9827 | 762.8683 | 7282 | 762.8683 | 851.9827 | 986.3946 | 386.1572 | 3524 | 5492 | 1782 | 3735 | 3465 | 242 | 472 | 7304 | 670.5916 | 765.7274 | 970.068 | 254.6195
| 7283 | 796.4008 | 774.6431 | 900.9315 | 774.6431 | 774.6431 | 900.9315 | 774.6431 | 774.6431 | 900.9315 | 774.6431 | 982.3129 | 366.4266 | 774.6431 | 900.9315 | 774.6431 | 7283 | 774.6432 | 900.9315 | 982.3129 | 366.4266 | 3075 | 2041 | 3166 | 4143 | 6254 | 12 | 456 | 6424 | 670.5436 | 765.7274 | 970.068 | 254.6195
| 7284 | 796.8958 | 776.8539 | 899.8109 | 776.8539 | 776.8539 | 899.8109 | 776.8539 | 776.8539 | 899.8109 | 776.8539 | 978.2313 | 364.2343 | 776.8539 | 899.8109 | 776.8539 | 7284 | 776.854 | 899.8109 | 978.2313 | 364.2343 | 2992 | 2127 | 4327 | 4184 | 5403 | 7302 | 385 | 5422 | 670.5436 | 765.6485 | 970.068 | 254.6195
| 7285 | 805.833 | 792.0411 | 900.9762 | 792.0411 | 792.0411 | 900.9762 | 792.0411 | 792.0411 | 900.9762 | 792.0411 | 980.9524 | 360.476 | 792.0411 | 900.9762 | 792.0411 | 7285 | 792.0411 | 900.9762 | 980.9524 | 360.476 | 2473 | 2038 | 3669 | 4257 | 1883 | 246 | 376 | 4371 | 670.5436 | 765.6485 | 970.068 | 254.6195
| 7286 | 803.9973 | 784.3034 | 896.2466 | 784.3034 | 784.3034 | 896.2466 | 784.3034 | 784.3034 | 896.2466 | 784.3034 | 980.9524 | 415.5966 | 784.3034 | 896.2466 | 784.3034 | 7286 | 784.3034 | 896.2466 | 980.9524 | 415.5966 | 2723 | 2379 | 3668 | 3228 | 8647 | 16 | 373 | 4360 | 670.4955 | 765.6485 | 970.068 | 254.6195
| 7287 | 816.443 | 783.246 | 906.3015 | 783.246 | 783.246 | 906.3015 | 783.246 | 783.246 | 906.3015 | 783.246 | 972.7891 | 566.2386 | 783.246 | 906.3015 | 783.246 | 7287 | 783.246 | 906.3015 | 972.7891 | 566.2387 | 2751 | 1716 | 6175 | 1130 | 5897 | 8527 | 351 | 2309 | 670.4955 | 765.5727 | 970.068 | 254.6195
| 7288 | 805.9038 | 782.429 | 899.1813 | 782.429 | 782.429 | 899.1813 | 782.429 | 782.429 | 899.1813 | 782.429 | 975.5102 | 450.9865 | 782.429 | 899.1813 | 782.429 | 7288 | 782.429 | 899.1813 | 975.5102 | 450.9865 | 2784 | 2171 | 5336 | 2643 | 4732 | 1686 | 327 | 1556 | 670.4595 | 765.4177 | 970.068 | 254.6195
| 7289 | 806.026 | 789.1094 | 907.2654 | 789.1094 | 789.1094 | 907.2654 | 789.1094 | 789.1094 | 907.2654 | 789.1094 | 983.6735 | 358.7535 | 789.1094 | 907.2654 | 789.1094 | 7289 | 789.1094 | 907.2654 | 983.6735 | 358.7535 | 2575 | 1658 | 2513 | 4285 | 3987 | 4192 | 307 | 1542 | 670.4474 | 765.3315 | 970.068 | 254.6195
| 7290 | 853.5265 | 855.0968 | 900.2511 | 855.0968 | 855.0968 | 900.2511 | 855.0968 | 855.0968 | 900.2511 | 855.0968 | 967.3469 | 540.2443 | 855.0968 | 900.2511 | 855.0968 | 7290 | 855.0968 | 900.2511 | 967.3469 | 540.2443 | 982 | 2095 | 7509 | 1407 | 708 | 1568 | 304 | 763 | 670.3994 | 764.9767 | 970.068 | 254.6195
| 7291 | 881.7958 | 922.6703 | 899.3239 | 922.6703 | 922.6703 | 899.3239 | 922.6703 | 922.6703 | 899.3239 | 922.6703 | 980.9524 | 385.5308 | 922.6703 | 899.3239 | 922.6703 | 7291 | 922.6703 | 899.324 | 980.9524 | 385.5309 | 293 | 2159 | 3667 | 3746 | 3439 | 3132 | 288 | 248 | 670.3513 | 764.8975 | 970.068 | 254.6195
| 7292 | 881.5691 | 950.2571 | 863.9976 | 950.2571 | 950.2571 | 863.9976 | 950.2571 | 950.2571 | 863.9976 | 950.2571 | 986.3946 | 297.5258 | 950.2571 | 863.9976 | 950.2571 | 7292 | 950.2571 | 863.9976 | 986.3946 | 297.5258 | 96 | 4706 | 1781 | 5712 | 3411 | 1634 | 217 | 8440 | 670.3513 | 764.7974 | 970.068 | 254.3063
| 7293 | 867.1612 | 929.0623 | 859.6419 | 929.0623 | 929.0623 | 859.6419 | 929.0623 | 929.0623 | 859.6419 | 929.0623 | 982.3129 | 286.8775 | 929.0623 | 859.6419 | 929.0623 | 7293 | 929.0623 | 859.6419 | 982.3129 | 286.8776 | 229 | 5012 | 3165 | 6086 | 7352 | 7321 | 208 | 7886 | 670.3033 | 764.6748 | 970.068 | 254.3063
| 7294 | 864.0939 | 898.7841 | 867.5551 | 898.7841 | 898.7841 | 867.5551 | 898.7841 | 898.7841 | 867.5551 | 898.7841 | 971.4286 | 465.393 | 898.7841 | 867.5551 | 898.7841 | 7294 | 898.7841 | 867.5551 | 971.4286 | 465.3931 | 494 | 4436 | 6583 | 2375 | 704 | 265 | 205 | 6751 | 670.3033 | 764.6748 | 970.068 | 254.3063
| 7295 | 842.9787 | 836.257 | 883.9861 | 836.257 | 836.257 | 883.9861 | 836.257 | 836.257 | 883.9861 | 836.257 | 985.034 | 590.6671 | 836.257 | 883.9861 | 836.257 | 7295 | 836.257 | 883.9861 | 985.034 | 590.6671 | 1282 | 3329 | 2138 | 917 | 296 | 21 | 183 | 6598 | 670.3033 | 764.6748 | 970.068 | 254.3063
| 7296 | 825.062 | 821.0218 | 884.3143 | 821.0218 | 821.0218 | 884.3143 | 821.0218 | 821.0218 | 884.3143 | 821.0218 | 987.7551 | 457.6809 | 821.0218 | 884.3143 | 821.0218 | 7296 | 821.0218 | 884.3143 | 987.7551 | 457.6809 | 1605 | 3297 | 1418 | 2525 | 4694 | 8748 | 159 | 5552 | 670.2552 | 764.4988 | 970.068 | 254.3063
| 7297 | 658.3354 | 619.8875 | 757.8766 | 619.8875 | 619.8875 | 757.8766 | 619.8875 | 619.8875 | 757.8766 | 619.8875 | 987.7551 | 238.3339 | 619.8875 | 757.8766 | 619.8875 | 7297 | 619.8875 | 757.8766 | 987.7551 | 238.3339 | 8409 | 7375 | 1417 | 7838 | 1742 | 832 | 139 | 5451 | 670.111 | 764.4535 | 970.068 | 254.3063
| 7298 | 655.4103 | 608.2568 | 765.7274 | 608.2568 | 608.2568 | 765.7274 | 608.2568 | 608.2568 | 765.7274 | 608.2568 | 995.9184 | 250.8613 | 608.2568 | 765.7274 | 608.2568 | 7298 | 608.2568 | 765.7274 | 995.9184 | 250.8613 | 8545 | 7281 | 244 | 7429 | 4405 | 1677 | 136 | 5204 | 670.063 | 764.3585 | 970.068 | 254.3063
| 7299 | 662.141 | 615.2737 | 775.1215 | 615.2737 | 615.2737 | 775.1215 | 615.2737 | 615.2737 | 775.1215 | 615.2737 | 994.5578 | 252.7404 | 615.2737 | 775.1215 | 615.2737 | 7299 | 615.2737 | 775.1215 | 994.5578 | 252.7404 | 8461 | 7208 | 443 | 7351 | 7371 | 7322 | 120 | 5140 | 670.0149 | 764.3256 | 970.068 | 254.3063
| 7300 | 664.4022 | 615.1776 | 789.3891 | 615.1776 | 615.1776 | 789.3891 | 615.1776 | 615.1776 | 789.3891 | 615.1776 | 991.8367 | 230.8174 | 615.1776 | 789.3891 | 615.1776 | 7300 | 615.1776 | 789.3891 | 991.8367 | 230.8174 | 8464 | 7137 | 773 | 8043 | 6318 | 266 | 49 | 4358 | 670.0149 | 764.3256 | 970.068 | 254.3063
| 7301 | 663.9072 | 628.0579 | 762.6788 | 628.0579 | 628.0579 | 762.6788 | 628.0579 | 628.0579 | 762.6788 | 628.0579 | 991.8367 | 227.6856 | 628.0579 | 762.6788 | 628.0579 | 7301 | 628.0579 | 762.6788 | 991.8367 | 227.6856 | 8251 | 7317 | 772 | 8115 | 6300 | 22 | 40 | 2042 | 670.0149 | 764.3256 | 970.068 | 254.3063
| 7302 | 692.0514 | 677.3682 | 765.6485 | 677.3682 | 677.3682 | 765.6485 | 677.3682 | 677.3682 | 765.6485 | 677.3682 | 982.3129 | 224.8669 | 677.3682 | 765.6485 | 677.3682 | 7302 | 677.3682 | 765.6485 | 982.3129 | 224.8669 | 7031 | 7284 | 3164 | 8181 | 6062 | 8596 | 37 | 1174 | 670.0149 | 764.3102 | 970.068 | 254.3063
| 7303 | 647.0285 | 597.2029 | 770.0752 | 597.2029 | 597.2029 | 770.0752 | 597.2029 | 597.2029 | 770.0752 | 597.2029 | 972.7891 | 227.6856 | 597.2029 | 770.0752 | 597.2029 | 7303 | 597.2029 | 770.0752 | 972.7891 | 227.6856 | 8657 | 7249 | 6174 | 8114 | 4629 | 3545 | 15 | 812 | 670.0149 | 764.1214 | 970.068 | 254.3063
| 7304 | 678.1521 | 656.4618 | 750.3553 | 656.4618 | 656.4618 | 750.3553 | 656.4618 | 656.4618 | 750.3553 | 656.4618 | 986.3946 | 254.6195 | 656.4618 | 750.3553 | 656.4618 | 7304 | 656.4618 | 750.3553 | 986.3946 | 254.6195 | 7674 | 7466 | 1780 | 7282 | 315 | 1569 | 8756 | 7946 | 670.0149 | 764.1138 | 968.7075 | 254.1497
| 7305 | 683.0322 | 652.3285 | 773.266 | 652.3285 | 652.3285 | 773.266 | 652.3285 | 652.3285 | 773.266 | 652.3285 | 959.1837 | 291.5753 | 652.3285 | 773.266 | 652.3285 | 7305 | 652.3286 | 773.266 | 959.1837 | 291.5753 | 7788 | 7228 | 8301 | 5907 | 5801 | 8525 | 8690 | 8637 | 669.9668 | 764.0136 | 968.7075 | 253.9931
| 7306 | 685.7296 | 664.8724 | 747.56 | 664.8724 | 664.8724 | 747.56 | 664.8724 | 664.8724 | 747.56 | 664.8724 | 976.8707 | 314.1246 | 664.8724 | 747.56 | 664.8724 | 7306 | 664.8724 | 747.56 | 976.8708 | 314.1247 | 7441 | 7509 | 4918 | 5189 | 2863 | 8671 | 8593 | 7326 | 669.9668 | 763.9174 | 968.7075 | 253.9931
| 7307 | 721.6638 | 674.2923 | 850.1002 | 674.2923 | 674.2923 | 850.1002 | 674.2923 | 674.2923 | 850.1002 | 674.2923 | 985.034 | 323.5202 | 674.2923 | 850.1002 | 674.2923 | 7307 | 674.2923 | 850.1002 | 985.034 | 323.5202 | 7167 | 5620 | 2137 | 4978 | 727 | 8659 | 8588 | 7269 | 669.9668 | 763.8097 | 968.7075 | 253.9931
| 7308 | 718.6791 | 674.5326 | 831.8107 | 674.5326 | 674.5326 | 831.8107 | 674.5326 | 674.5326 | 831.8107 | 674.5326 | 989.1156 | 348.8882 | 674.5326 | 831.8107 | 674.5326 | 7308 | 674.5326 | 831.8107 | 989.1157 | 348.8882 | 7159 | 6556 | 1139 | 4484 | 5747 | 4127 | 8522 | 6588 | 669.9188 | 763.5555 | 968.7075 | 253.9931
| 7309 | 733.0888 | 675.7822 | 891.2307 | 675.7822 | 675.7822 | 891.2307 | 675.7822 | 675.7822 | 891.2307 | 675.7822 | 986.3946 | 305.6687 | 675.7822 | 891.2307 | 675.7822 | 7309 | 675.7822 | 891.2307 | 986.3946 | 305.6687 | 7110 | 2771 | 1779 | 5451 | 4154 | 8754 | 8425 | 5074 | 669.9188 | 763.353 | 968.7075 | 253.9931
| 7310 | 720.5938 | 671.8893 | 858.0781 | 671.8893 | 671.8893 | 858.0781 | 671.8893 | 671.8893 | 858.0781 | 671.8893 | 983.6735 | 297.2127 | 671.8893 | 858.0781 | 671.8893 | 7310 | 671.8893 | 858.0781 | 983.6735 | 297.2127 | 7242 | 5121 | 2512 | 5722 | 142 | 8653 | 8420 | 5063 | 669.9188 | 763.2482 | 968.7075 | 253.9931
| 7311 | 749.1883 | 694.8142 | 901.5798 | 694.8142 | 694.8142 | 901.5798 | 694.8142 | 694.8142 | 901.5798 | 694.8142 | 987.7551 | 336.0476 | 694.8142 | 901.5798 | 694.8142 | 7311 | 694.8143 | 901.5798 | 987.7551 | 336.0476 | 6296 | 1997 | 1416 | 4726 | 6255 | 8758 | 8354 | 4494 | 669.8707 | 763.2443 | 968.7075 | 253.9931
| 7312 | 758.9269 | 711.6355 | 902.1007 | 711.6355 | 711.6355 | 902.1007 | 711.6355 | 711.6355 | 902.1007 | 711.6355 | 987.7551 | 335.7344 | 711.6355 | 902.1007 | 711.6355 | 7312 | 711.6355 | 902.1007 | 987.7551 | 335.7344 | 5566 | 1958 | 1415 | 4730 | 6064 | 8704 | 8257 | 4068 | 669.8707 | 763.1557 | 968.7075 | 253.9931
| 7313 | 741.049 | 676.2147 | 905.1943 | 676.2147 | 676.2147 | 905.1943 | 676.2147 | 676.2147 | 905.1943 | 676.2147 | 1000 | 344.1904 | 676.2147 | 905.1943 | 676.2147 | 7313 | 676.2147 | 905.1943 | 1000 | 344.1904 | 7090 | 1789 | 9 | 4562 | 5379 | 8734 | 8252 | 3194 | 669.7746 | 763.1273 | 968.7075 | 253.9931
| 7314 | 766.1194 | 735.5217 | 888.6411 | 735.5217 | 735.5217 | 888.6411 | 735.5217 | 735.5217 | 888.6411 | 735.5217 | 980.9524 | 305.9818 | 735.5217 | 888.6411 | 735.5217 | 7314 | 735.5217 | 888.6411 | 980.9524 | 305.9818 | 4579 | 2954 | 3666 | 5438 | 5150 | 1692 | 8228 | 2700 | 669.7746 | 763.0104 | 968.7075 | 253.9931
| 7315 | 788.3796 | 765.4635 | 907.859 | 765.4635 | 765.4635 | 907.859 | 765.4635 | 765.4635 | 907.859 | 765.4635 | 995.9184 | 286.2512 | 765.4635 | 907.859 | 765.4635 | 7315 | 765.4636 | 907.859 | 995.9184 | 286.2512 | 3448 | 1621 | 243 | 6115 | 3542 | 5721 | 8162 | 2380 | 669.7746 | 763.0039 | 968.7075 | 253.9931
| 7316 | 816.681 | 818.1381 | 899.4879 | 818.1381 | 818.1381 | 899.4879 | 818.1381 | 818.1381 | 899.4879 | 818.1381 | 978.2313 | 312.2455 | 818.1381 | 899.4879 | 818.1381 | 7316 | 818.1381 | 899.4879 | 978.2313 | 312.2455 | 1690 | 2143 | 4326 | 5242 | 6915 | 5628 | 8065 | 1893 | 669.7265 | 762.798 | 968.7075 | 253.9931
| 7317 | 819.6038 | 832.268 | 887.5035 | 832.268 | 832.268 | 887.5035 | 832.268 | 832.268 | 887.5035 | 832.268 | 993.1973 | 273.0974 | 832.268 | 887.5035 | 832.268 | 7317 | 832.268 | 887.5035 | 993.1973 | 273.0974 | 1354 | 3023 | 598 | 6638 | 4729 | 7301 | 8060 | 1629 | 669.7265 | 762.6788 | 968.7075 | 253.9931
| 7318 | 808.9319 | 812.0344 | 893.5674 | 812.0344 | 812.0344 | 893.5674 | 812.0344 | 812.0344 | 893.5674 | 812.0344 | 994.5578 | 259.9436 | 812.0344 | 893.5674 | 812.0344 | 7318 | 812.0344 | 893.5674 | 994.5578 | 259.9436 | 1851 | 2585 | 442 | 7100 | 8129 | 245 | 7921 | 1538 | 669.5343 | 762.6788 | 968.7075 | 253.9931
| 7319 | 782.3833 | 765.8 | 898.2451 | 765.8 | 765.8 | 898.2451 | 765.8 | 765.8 | 898.2451 | 765.8 | 972.7891 | 261.1964 | 765.8 | 898.2451 | 765.8 | 7319 | 765.8 | 898.2451 | 972.7891 | 261.1964 | 3437 | 2237 | 6173 | 7049 | 4717 | 15 | 7916 | 1466 | 669.5343 | 762.6788 | 968.7075 | 253.9931
| 7320 | 762.7578 | 733.8396 | 885.4778 | 733.8396 | 733.8396 | 885.4778 | 733.8396 | 733.8396 | 885.4778 | 733.8396 | 993.1973 | 272.7842 | 733.8396 | 885.4778 | 733.8396 | 7320 | 733.8396 | 885.4778 | 993.1973 | 272.7842 | 4650 | 3211 | 597 | 6652 | 593 | 6828 | 7850 | 1206 | 669.5343 | 762.5458 | 968.7075 | 253.9931
| 7321 | 700.713 | 685.2982 | 764.6748 | 685.2982 | 685.2982 | 764.6748 | 685.2982 | 685.2982 | 764.6748 | 685.2982 | 990.4762 | 278.4215 | 685.2982 | 764.6748 | 685.2982 | 7321 | 685.2982 | 764.6748 | 990.4762 | 278.4216 | 6724 | 7293 | 1007 | 6439 | 8745 | 8729 | 7753 | 270 | 669.4862 | 762.2846 | 968.7075 | 253.9931
| 7322 | 704.2042 | 691.3058 | 764.3256 | 691.3058 | 691.3058 | 764.3256 | 691.3058 | 691.3058 | 764.3256 | 691.3058 | 998.6395 | 272.471 | 691.3058 | 764.3256 | 691.3058 | 7322 | 691.3058 | 764.3256 | 998.6395 | 272.471 | 6450 | 7299 | 70 | 6667 | 66 | 8749 | 7748 | 7327 | 669.4622 | 762.2598 | 968.7075 | 253.6799
| 7323 | 713.4422 | 711.8278 | 760.288 | 711.8278 | 711.8278 | 760.288 | 711.8278 | 711.8278 | 760.288 | 711.8278 | 995.9184 | 256.4986 | 711.8278 | 760.288 | 711.8278 | 7323 | 711.8278 | 760.288 | 995.9184 | 256.4986 | 5554 | 7341 | 242 | 7221 | 7403 | 1305 | 7682 | 6606 | 669.4382 | 762.1938 | 968.7075 | 253.6799
| 7324 | 688.6741 | 674.9171 | 756.4569 | 674.9171 | 674.9171 | 756.4569 | 674.9171 | 674.9171 | 756.4569 | 674.9171 | 986.3946 | 229.8779 | 674.9171 | 756.4569 | 674.9171 | 7324 | 674.9171 | 756.4569 | 986.3946 | 229.8779 | 7143 | 7392 | 1778 | 8063 | 347 | 2167 | 7585 | 5353 | 669.4382 | 762.0205 | 968.7075 | 253.6799
| 7325 | 734.4522 | 687.7493 | 882.741 | 687.7493 | 687.7493 | 882.741 | 687.7493 | 687.7493 | 882.741 | 687.7493 | 989.1156 | 260.2568 | 687.7493 | 882.741 | 687.7493 | 7325 | 687.7493 | 882.741 | 989.1157 | 260.2568 | 6615 | 3411 | 1138 | 7083 | 4712 | 4615 | 7580 | 4749 | 669.3901 | 761.96 | 968.7075 | 253.6799
| 7326 | 745.2531 | 703.5613 | 888.7853 | 703.5613 | 703.5613 | 888.7853 | 703.5613 | 703.5613 | 888.7853 | 703.5613 | 995.9184 | 253.9931 | 703.5613 | 888.7853 | 703.5613 | 7326 | 703.5613 | 888.7853 | 995.9184 | 253.9931 | 5930 | 2939 | 241 | 7306 | 7111 | 8656 | 7514 | 4478 | 669.3421 | 761.9477 | 968.7075 | 253.6799
| 7327 | 727.8831 | 675.0132 | 890.6069 | 675.0132 | 675.0132 | 890.6069 | 675.0132 | 675.0132 | 890.6069 | 675.0132 | 974.1497 | 253.6799 | 675.0132 | 890.6069 | 675.0132 | 7327 | 675.0132 | 890.6069 | 974.1497 | 253.6799 | 7139 | 2805 | 5755 | 7322 | 6606 | 1358 | 7417 | 1551 | 669.3421 | 761.7743 | 968.7075 | 253.6799
| 7328 | 729.8865 | 678.7139 | 881.9889 | 678.7139 | 678.7139 | 881.9889 | 678.7139 | 678.7139 | 881.9889 | 678.7139 | 986.3946 | 274.3501 | 678.7139 | 881.9889 | 678.7139 | 7328 | 678.7139 | 881.989 | 986.3946 | 274.3501 | 6995 | 3457 | 1777 | 6597 | 4138 | 1635 | 7412 | 1471 | 669.3421 | 761.3452 | 968.7075 | 253.6799
| 7329 | 736.4357 | 674.7729 | 893.9652 | 674.7729 | 674.7729 | 893.9652 | 674.7729 | 674.7729 | 893.9652 | 674.7729 | 982.3129 | 353.7426 | 674.7729 | 893.9652 | 674.7729 | 7329 | 674.7729 | 893.9652 | 982.3129 | 353.7426 | 7149 | 2538 | 3163 | 4383 | 2196 | 5626 | 7346 | 1441 | 669.294 | 761.2307 | 968.7075 | 253.6799
| 7330 | 716.4963 | 657.471 | 867.5354 | 657.471 | 657.471 | 867.5354 | 657.471 | 657.471 | 867.5354 | 657.471 | 985.034 | 316.0038 | 657.471 | 867.5354 | 657.471 | 7330 | 657.4711 | 867.5354 | 985.034 | 316.0038 | 7646 | 4437 | 2136 | 5144 | 5837 | 8479 | 7249 | 758 | 669.1979 | 761.2199 | 968.7075 | 253.6799
| 7331 | 748.076 | 712.3564 | 865.9794 | 712.3564 | 712.3564 | 865.9794 | 712.3564 | 712.3564 | 865.9794 | 712.3564 | 971.4286 | 338.8663 | 712.3564 | 865.9794 | 712.3564 | 7331 | 712.3564 | 865.9794 | 971.4286 | 338.8663 | 5531 | 4552 | 6582 | 4668 | 4308 | 2777 | 7244 | 271 | 669.1979 | 761.1881 | 968.7075 | 253.6799
| 7332 | 730.0973 | 678.6178 | 870.4363 | 678.6178 | 678.6178 | 870.4363 | 678.6178 | 678.6178 | 870.4363 | 678.6178 | 956.4626 | 354.2123 | 678.6178 | 870.4363 | 678.6178 | 7332 | 678.6178 | 870.4363 | 956.4626 | 354.2123 | 7000 | 4256 | 8413 | 4372 | 4379 | 8520 | 7178 | 230 | 669.1498 | 761.1486 | 968.7075 | 253.6799
| 7333 | 742.2379 | 692.9399 | 888.6907 | 692.9399 | 692.9399 | 888.6907 | 692.9399 | 692.9399 | 888.6907 | 692.9399 | 963.2653 | 329.7839 | 692.9399 | 888.6907 | 692.9399 | 7333 | 692.9399 | 888.6908 | 963.2653 | 329.7839 | 6379 | 2948 | 8056 | 4834 | 5331 | 8711 | 7081 | 7736 | 668.9576 | 761.1008 | 968.7075 | 253.3667
| 7334 | 739.7338 | 692.5554 | 873.641 | 692.5554 | 692.5554 | 873.641 | 692.5554 | 692.5554 | 873.641 | 692.5554 | 975.5102 | 345.7563 | 692.5554 | 873.641 | 692.5554 | 7334 | 692.5554 | 873.641 | 975.5102 | 345.7563 | 6396 | 4051 | 5335 | 4530 | 5071 | 8672 | 7076 | 3171 | 668.8614 | 761.0785 | 968.7075 | 253.3667
| 7335 | 751.6896 | 691.5461 | 911.5146 | 691.5461 | 691.5461 | 911.5146 | 691.5461 | 691.5461 | 911.5146 | 691.5461 | 997.2789 | 347.9486 | 691.5461 | 911.5146 | 691.5461 | 7335 | 691.5461 | 911.5146 | 997.2789 | 347.9486 | 6437 | 1400 | 165 | 4501 | 7065 | 4126 | 7010 | 2218 | 668.8134 | 760.9901 | 968.7075 | 253.3667
| 7336 | 758.6428 | 700.197 | 920.2006 | 700.197 | 700.197 | 920.2006 | 700.197 | 700.197 | 920.2006 | 700.197 | 985.034 | 353.586 | 700.197 | 920.2006 | 700.197 | 7336 | 700.1971 | 920.2006 | 985.034 | 353.586 | 6076 | 970 | 2135 | 4386 | 5053 | 2163 | 6913 | 1829 | 668.8134 | 760.8992 | 968.7075 | 253.3667
| 7337 | 749.0951 | 683.8083 | 908.1737 | 683.8083 | 683.8083 | 908.1737 | 683.8083 | 683.8083 | 908.1737 | 683.8083 | 998.6395 | 385.5308 | 683.8083 | 908.1737 | 683.8083 | 7337 | 683.8083 | 908.1737 | 998.6395 | 385.5309 | 6786 | 1594 | 69 | 3745 | 7068 | 4128 | 6908 | 8690 | 668.6692 | 760.6106 | 968.7075 | 253.0536
| 7338 | 755.0637 | 714.2308 | 886.0983 | 714.2308 | 714.2308 | 886.0983 | 714.2308 | 714.2308 | 886.0983 | 714.2308 | 953.7415 | 358.9101 | 714.2308 | 886.0983 | 714.2308 | 7338 | 714.2308 | 886.0983 | 953.7415 | 358.9101 | 5458 | 3152 | 8509 | 4282 | 5440 | 8495 | 6842 | 8642 | 668.6692 | 760.4514 | 968.7075 | 253.0536
| 7339 | 813.8508 | 811.2174 | 904.887 | 811.2174 | 811.2174 | 904.887 | 811.2174 | 811.2174 | 904.887 | 811.2174 | 975.5102 | 309.1137 | 811.2174 | 904.887 | 811.2174 | 7339 | 811.2174 | 904.8871 | 975.5102 | 309.1137 | 1868 | 1806 | 5334 | 5328 | 6243 | 8693 | 6745 | 7509 | 668.6211 | 760.3302 | 968.7075 | 253.0536
| 7340 | 823.9251 | 832.0757 | 906.0007 | 832.0757 | 832.0757 | 906.0007 | 832.0757 | 832.0757 | 906.0007 | 832.0757 | 972.7891 | 281.5534 | 832.0757 | 906.0007 | 832.0757 | 7340 | 832.0758 | 906.0007 | 972.7891 | 281.5534 | 1361 | 1736 | 6172 | 6304 | 48 | 8597 | 6740 | 7368 | 668.6211 | 760.327 | 968.7075 | 253.0536
| 7341 | 819.6276 | 831.5471 | 891.7793 | 831.5471 | 831.5471 | 891.7793 | 831.5471 | 831.5471 | 891.7793 | 831.5471 | 976.8707 | 278.4215 | 831.5471 | 891.7793 | 831.5471 | 7341 | 831.5471 | 891.7793 | 976.8708 | 278.4216 | 1378 | 2722 | 4917 | 6438 | 5842 | 7323 | 6674 | 6930 | 668.5731 | 760.288 | 968.7075 | 253.0536
| 7342 | 807.5418 | 816.8885 | 877.3009 | 816.8885 | 816.8885 | 877.3009 | 816.8885 | 816.8885 | 877.3009 | 816.8885 | 989.1156 | 272.1578 | 816.8885 | 877.3009 | 816.8885 | 7342 | 816.8886 | 877.3009 | 989.1157 | 272.1579 | 1725 | 3810 | 1137 | 6679 | 5648 | 267 | 6577 | 6596 | 668.5731 | 760.288 | 968.7075 | 253.0536
| 7343 | 785.6904 | 767.0976 | 903.2804 | 767.0976 | 767.0976 | 903.2804 | 767.0976 | 767.0976 | 903.2804 | 767.0976 | 978.2313 | 271.5315 | 767.0976 | 903.2804 | 767.0976 | 7343 | 767.0976 | 903.2804 | 978.2313 | 271.5315 | 3389 | 1891 | 4325 | 6699 | 5381 | 23 | 6572 | 6587 | 668.5731 | 760.288 | 968.7075 | 253.0536
| 7344 | 766.935 | 746.2392 | 877.949 | 746.2392 | 746.2392 | 877.949 | 746.2392 | 746.2392 | 877.949 | 746.2392 | 970.068 | 285.3116 | 746.2392 | 877.949 | 746.2392 | 7344 | 746.2393 | 877.949 | 970.068 | 285.3116 | 4139 | 3756 | 6955 | 6154 | 5139 | 1687 | 6506 | 4568 | 668.5731 | 760.0661 | 968.7075 | 253.0536
| 7345 | 749.7867 | 717.6912 | 871.3143 | 717.6912 | 717.6912 | 871.3143 | 717.6912 | 717.6912 | 871.3143 | 717.6912 | 979.5918 | 290.6358 | 717.6912 | 871.3143 | 717.6912 | 7345 | 717.6912 | 871.3143 | 979.5918 | 290.6358 | 5324 | 4188 | 4047 | 5936 | 5449 | 3312 | 6409 | 1733 | 668.525 | 759.8133 | 968.7075 | 253.0536
| 7346 | 742.8515 | 708.3674 | 872.7162 | 708.3674 | 708.3674 | 872.7162 | 708.3674 | 708.3674 | 872.7162 | 708.3674 | 968.7075 | 273.4106 | 708.3674 | 872.7162 | 708.3674 | 7346 | 708.3674 | 872.7162 | 968.7075 | 273.4106 | 5713 | 4100 | 7329 | 6623 | 5285 | 8593 | 6404 | 1403 | 668.525 | 759.7815 | 968.7075 | 253.0536
| 7347 | 756.0927 | 728.2645 | 877.9837 | 728.2645 | 728.2645 | 877.9837 | 728.2645 | 728.2645 | 877.9837 | 728.2645 | 974.1497 | 273.0974 | 728.2645 | 877.9837 | 728.2645 | 7347 | 728.2645 | 877.9837 | 974.1497 | 273.0974 | 4878 | 3752 | 5754 | 6637 | 5438 | 8590 | 6338 | 1068 | 668.4289 | 759.6663 | 968.7075 | 253.0536
| 7348 | 747.987 | 709.5208 | 883.4431 | 709.5208 | 709.5208 | 883.4431 | 709.5208 | 709.5208 | 883.4431 | 709.5208 | 980.9524 | 280.927 | 709.5208 | 883.4431 | 709.5208 | 7348 | 709.5208 | 883.4431 | 980.9524 | 280.927 | 5663 | 3367 | 3665 | 6337 | 5737 | 1575 | 6241 | 453 | 668.2847 | 759.6332 | 968.7075 | 253.0536
| 7349 | 757.3138 | 715.4804 | 904.011 | 715.4804 | 715.4804 | 904.011 | 715.4804 | 715.4804 | 904.011 | 715.4804 | 980.9524 | 281.5534 | 715.4804 | 904.011 | 715.4804 | 7349 | 715.4804 | 904.011 | 980.9524 | 281.5534 | 5408 | 1855 | 3664 | 6303 | 6774 | 8666 | 6236 | 312 | 668.2367 | 759.5701 | 968.7075 | 253.0536
| 7350 | 751.0293 | 705.2915 | 901.8669 | 705.2915 | 705.2915 | 901.8669 | 705.2915 | 705.2915 | 901.8669 | 705.2915 | 987.7551 | 276.8556 | 705.2915 | 901.8669 | 705.2915 | 7350 | 705.2915 | 901.8669 | 987.7551 | 276.8556 | 5860 | 1968 | 1414 | 6498 | 4540 | 2580 | 6170 | 122 | 668.1886 | 759.4789 | 968.7075 | 253.0536
| 7351 | 738.6614 | 688.8547 | 892.4514 | 688.8547 | 688.8547 | 892.4514 | 688.8547 | 688.8547 | 892.4514 | 688.8547 | 976.8707 | 283.7457 | 688.8547 | 892.4514 | 688.8547 | 7351 | 688.8547 | 892.4514 | 976.8708 | 283.7457 | 6556 | 2678 | 4916 | 6218 | 4369 | 8587 | 6073 | 7299 | 668.1405 | 759.3643 | 968.7075 | 252.7404
| 7352 | 728.2733 | 670.3033 | 887.375 | 670.3033 | 670.3033 | 887.375 | 670.3033 | 670.3033 | 887.375 | 670.3033 | 978.2313 | 305.6687 | 670.3033 | 887.375 | 670.3033 | 7352 | 670.3033 | 887.375 | 978.2313 | 305.6687 | 7293 | 3032 | 4324 | 5450 | 5666 | 7019 | 6068 | 7266 | 668.0925 | 759.3475 | 968.7075 | 252.7404
| 7353 | 754.8847 | 699.5242 | 896.2136 | 699.5242 | 699.5242 | 896.2136 | 699.5242 | 699.5242 | 896.2136 | 699.5242 | 971.4286 | 415.9098 | 699.5242 | 896.2136 | 699.5242 | 7353 | 699.5242 | 896.2136 | 971.4286 | 415.9098 | 6105 | 2381 | 6581 | 3221 | 3732 | 3308 | 6002 | 7258 | 668.0925 | 759.3215 | 968.7075 | 252.7404
| 7354 | 741.6925 | 684.5292 | 875.6269 | 684.5292 | 684.5292 | 875.6269 | 684.5292 | 684.5292 | 875.6269 | 684.5292 | 960.5442 | 444.4096 | 684.5292 | 875.6269 | 684.5292 | 7354 | 684.5293 | 875.6269 | 960.5442 | 444.4097 | 6757 | 3914 | 8205 | 2761 | 4730 | 8712 | 5905 | 6767 | 668.0444 | 759.2966 | 968.7075 | 252.7404
| 7355 | 766.3368 | 722.4011 | 872.2695 | 722.4011 | 722.4011 | 872.2695 | 722.4011 | 722.4011 | 872.2695 | 722.4011 | 976.8707 | 483.5578 | 722.4011 | 872.2695 | 722.4011 | 7355 | 722.4011 | 872.2695 | 976.8708 | 483.5578 | 5124 | 4123 | 4915 | 2105 | 3385 | 4194 | 5900 | 5227 | 667.9002 | 759.2904 | 968.7075 | 252.7404
| 7356 | 743.3347 | 686.3075 | 875.7652 | 686.3075 | 686.3075 | 875.7652 | 686.3075 | 686.3075 | 875.7652 | 686.3075 | 967.3469 | 445.819 | 686.3075 | 875.7652 | 686.3075 | 7356 | 686.3075 | 875.7652 | 967.3469 | 445.819 | 6678 | 3899 | 7508 | 2737 | 920 | 8591 | 5834 | 5080 | 667.9002 | 759.2586 | 968.7075 | 252.7404
| 7357 | 758.1396 | 703.2249 | 900.5109 | 703.2249 | 703.2249 | 900.5109 | 703.2249 | 703.2249 | 900.5109 | 703.2249 | 940.1361 | 445.9756 | 703.2249 | 900.5109 | 703.2249 | 7357 | 703.2249 | 900.5109 | 940.1361 | 445.9756 | 5946 | 2077 | 8663 | 2733 | 6732 | 3938 | 5737 | 4724 | 667.8522 | 759.1671 | 968.7075 | 252.7404
| 7358 | 770.3153 | 728.2645 | 885.0431 | 728.2645 | 728.2645 | 885.0431 | 728.2645 | 728.2645 | 885.0431 | 728.2645 | 946.9388 | 471.187 | 728.2645 | 885.0431 | 728.2645 | 7358 | 728.2645 | 885.0431 | 946.9388 | 471.187 | 4877 | 3248 | 8560 | 2283 | 6320 | 1621 | 5732 | 4410 | 667.8522 | 758.9691 | 968.7075 | 252.7404
| 7359 | 706.3747 | 680.5402 | 758.2059 | 680.5402 | 680.5402 | 758.2059 | 680.5402 | 680.5402 | 758.2059 | 680.5402 | 979.5918 | 432.5086 | 680.5402 | 758.2059 | 680.5402 | 7359 | 680.5402 | 758.2059 | 979.5918 | 432.5086 | 6927 | 7367 | 4046 | 2957 | 5143 | 8669 | 5666 | 4266 | 667.8041 | 758.5822 | 968.7075 | 252.7404
| 7360 | 726.2483 | 714.3269 | 745.933 | 714.3269 | 714.3269 | 745.933 | 714.3269 | 714.3269 | 745.933 | 714.3269 | 970.068 | 499.0604 | 714.3269 | 745.933 | 714.3269 | 7360 | 714.3269 | 745.933 | 970.068 | 499.0605 | 5452 | 7530 | 6954 | 1902 | 4153 | 8595 | 5569 | 3164 | 667.8041 | 758.5473 | 968.7075 | 252.7404
| 7361 | 741.3973 | 704.8589 | 834.0831 | 704.8589 | 704.8589 | 834.0831 | 704.8589 | 704.8589 | 834.0831 | 704.8589 | 972.7891 | 431.5691 | 704.8589 | 834.0831 | 704.8589 | 7361 | 704.8589 | 834.0831 | 972.7891 | 431.5691 | 5879 | 6462 | 6171 | 2967 | 706 | 1673 | 5564 | 1853 | 667.708 | 758.4534 | 968.7075 | 252.7404
| 7362 | 773.9172 | 726.294 | 893.4493 | 726.294 | 726.294 | 893.4493 | 726.294 | 726.294 | 893.4493 | 726.294 | 986.3946 | 464.2969 | 726.294 | 893.4493 | 726.294 | 7362 | 726.294 | 893.4493 | 986.3946 | 464.2969 | 4955 | 2594 | 1776 | 2402 | 5163 | 8002 | 5498 | 1467 | 667.6119 | 758.4059 | 968.7075 | 252.7404
| 7363 | 811.5868 | 799.2022 | 872.8707 | 799.2022 | 799.2022 | 872.8707 | 799.2022 | 799.2022 | 872.8707 | 799.2022 | 970.068 | 507.0467 | 799.2022 | 872.8707 | 799.2022 | 7363 | 799.2022 | 872.8707 | 970.068 | 507.0467 | 2232 | 4086 | 6953 | 1796 | 4841 | 6491 | 5401 | 1340 | 667.5157 | 758.3993 | 968.7075 | 252.7404
| 7364 | 817.9361 | 826.1162 | 896.8993 | 826.1162 | 826.1162 | 896.8993 | 826.1162 | 826.1162 | 896.8993 | 826.1162 | 983.6735 | 270.9051 | 826.1162 | 896.8993 | 826.1162 | 7364 | 826.1162 | 896.8993 | 983.6735 | 270.9051 | 1480 | 2329 | 2511 | 6724 | 3929 | 8701 | 5396 | 1180 | 667.5157 | 758.3929 | 968.7075 | 252.7404
| 7365 | 803.62 | 808.9585 | 891.9131 | 808.9585 | 808.9585 | 891.9131 | 808.9585 | 808.9585 | 891.9131 | 808.9585 | 983.6735 | 227.6856 | 808.9585 | 891.9131 | 808.9585 | 7365 | 808.9585 | 891.9131 | 983.6735 | 227.6856 | 1937 | 2716 | 2510 | 8113 | 6231 | 8658 | 5330 | 1028 | 667.4677 | 758.3865 | 968.7075 | 252.7404
| 7366 | 796.1459 | 793.6271 | 896.3407 | 793.6271 | 793.6271 | 896.3407 | 793.6271 | 793.6271 | 896.3407 | 793.6271 | 979.5918 | 232.0702 | 793.6271 | 896.3407 | 793.6271 | 7366 | 793.6272 | 896.3408 | 979.5918 | 232.0702 | 2421 | 2372 | 4045 | 8009 | 6170 | 2350 | 5233 | 932 | 667.3716 | 758.2922 | 968.7075 | 252.7404
| 7367 | 771.7842 | 740.5681 | 913.0087 | 740.5681 | 740.5681 | 913.0087 | 740.5681 | 740.5681 | 913.0087 | 740.5681 | 993.1973 | 235.202 | 740.5681 | 913.0087 | 740.5681 | 7367 | 740.5681 | 913.0087 | 993.1973 | 235.202 | 4366 | 1319 | 596 | 7925 | 1975 | 7359 | 5228 | 243 | 667.3716 | 758.2059 | 968.7075 | 252.7404
| 7368 | 727.9728 | 676.1667 | 886.7298 | 676.1667 | 676.1667 | 886.7298 | 676.1667 | 676.1667 | 886.7298 | 676.1667 | 982.3129 | 253.0536 | 676.1667 | 886.7298 | 676.1667 | 7368 | 676.1667 | 886.7298 | 982.3129 | 253.0536 | 7095 | 3090 | 3162 | 7340 | 3807 | 303 | 5162 | 152 | 667.3475 | 758.2059 | 968.7075 | 252.7404
| 7369 | 745.3365 | 692.9879 | 911.2689 | 692.9879 | 692.9879 | 911.2689 | 692.9879 | 692.9879 | 911.2689 | 692.9879 | 994.5578 | 251.1744 | 692.9879 | 911.2689 | 692.9879 | 7369 | 692.9879 | 911.269 | 994.5578 | 251.1745 | 6375 | 1412 | 441 | 7418 | 4082 | 1903 | 5065 | 8259 | 667.3235 | 758.1887 | 968.7075 | 252.4272
| 7370 | 749.0484 | 686.9323 | 937.314 | 686.9323 | 686.9323 | 937.314 | 686.9323 | 686.9323 | 937.314 | 686.9323 | 990.4762 | 251.4876 | 686.9323 | 937.314 | 686.9323 | 7370 | 686.9323 | 937.3141 | 990.4762 | 251.4876 | 6649 | 296 | 1006 | 7407 | 5225 | 1457 | 5060 | 6919 | 667.2754 | 758.1887 | 968.7075 | 252.4272
| 7371 | 745.5059 | 670.0149 | 962.4131 | 670.0149 | 670.0149 | 962.4131 | 670.0149 | 670.0149 | 962.4131 | 670.0149 | 975.5102 | 251.8008 | 670.0149 | 962.4131 | 670.0149 | 7371 | 670.0149 | 962.4131 | 975.5102 | 251.8008 | 7299 | 22 | 5333 | 7393 | 6440 | 4223 | 4994 | 5918 | 667.2274 | 758.1521 | 968.7075 | 252.4272
| 7372 | 723.4532 | 659.5377 | 905.4759 | 659.5377 | 659.5377 | 905.4759 | 659.5377 | 659.5377 | 905.4759 | 659.5377 | 979.5918 | 250.5481 | 659.5377 | 905.4759 | 659.5377 | 7372 | 659.5377 | 905.4759 | 979.5918 | 250.5481 | 7592 | 1765 | 4044 | 7440 | 4515 | 8759 | 4897 | 5403 | 667.1793 | 758.1491 | 968.7075 | 252.4272
| 7373 | 682.5031 | 588.7922 | 900.8716 | 588.7922 | 588.7922 | 900.8716 | 588.7922 | 588.7922 | 900.8716 | 588.7922 | 985.034 | 256.1854 | 588.7922 | 900.8716 | 588.7922 | 7373 | 588.7922 | 900.8716 | 985.034 | 256.1854 | 8720 | 2050 | 2134 | 7234 | 1656 | 8662 | 4892 | 5077 | 667.1313 | 758.1356 | 968.7075 | 252.4272
| 7374 | 721.3197 | 655.7409 | 906.8896 | 655.7409 | 655.7409 | 906.8896 | 655.7409 | 655.7409 | 906.8896 | 655.7409 | 965.9864 | 259.0041 | 655.7409 | 906.8896 | 655.7409 | 7374 | 655.7409 | 906.8896 | 965.9864 | 259.0041 | 7700 | 1683 | 7805 | 7141 | 4919 | 8471 | 4826 | 3456 | 667.0832 | 758.0346 | 968.7075 | 252.4272
| 7375 | 730.8906 | 676.0225 | 894.1794 | 676.0225 | 676.0225 | 894.1794 | 676.0225 | 676.0225 | 894.1794 | 676.0225 | 978.2313 | 269.3392 | 676.0225 | 894.1794 | 676.0225 | 7375 | 676.0225 | 894.1794 | 978.2313 | 269.3392 | 7100 | 2514 | 4323 | 6782 | 2388 | 7297 | 4729 | 2862 | 667.0832 | 757.8766 | 968.7075 | 252.4272
| 7376 | 695.374 | 626.8083 | 860.0248 | 626.8083 | 626.8083 | 860.0248 | 626.8083 | 626.8083 | 860.0248 | 626.8083 | 980.9524 | 299.7181 | 626.8083 | 860.0248 | 626.8083 | 7376 | 626.8083 | 860.0248 | 980.9524 | 299.7181 | 8279 | 4976 | 3663 | 5645 | 4468 | 241 | 4724 | 1181 | 667.0351 | 757.8766 | 968.7075 | 252.4272
| 7377 | 710.4717 | 639.6886 | 852.3941 | 639.6886 | 639.6886 | 852.3941 | 639.6886 | 639.6886 | 852.3941 | 639.6886 | 982.3129 | 437.2064 | 639.6886 | 852.3941 | 639.6886 | 7377 | 639.6886 | 852.3941 | 982.3129 | 437.2064 | 8056 | 5461 | 3161 | 2867 | 5292 | 11 | 4658 | 191 | 666.9871 | 757.8766 | 968.7075 | 252.4272
| 7378 | 704.5646 | 623.6363 | 861.2425 | 623.6363 | 623.6363 | 861.2425 | 623.6363 | 623.6363 | 861.2425 | 623.6363 | 978.2313 | 451.6129 | 623.6363 | 861.2425 | 623.6363 | 7378 | 623.6363 | 861.2425 | 978.2313 | 451.6129 | 8351 | 4906 | 4322 | 2629 | 5402 | 1593 | 4561 | 1064 | 666.939 | 757.814 | 968.7075 | 252.2706
| 7379 | 731.2818 | 664.8724 | 877.9986 | 664.8724 | 664.8724 | 877.9986 | 664.8724 | 664.8724 | 877.9986 | 664.8724 | 974.1497 | 432.8218 | 664.8724 | 877.9986 | 664.8724 | 7379 | 664.8724 | 877.9986 | 974.1497 | 432.8218 | 7440 | 3750 | 5753 | 2948 | 4396 | 1708 | 4556 | 8755 | 666.939 | 757.7838 | 968.7075 | 252.114
| 7380 | 740.9621 | 663.0942 | 886.9042 | 663.0942 | 663.0942 | 886.9042 | 663.0942 | 663.0942 | 886.9042 | 663.0942 | 983.6735 | 537.4256 | 663.0942 | 886.9042 | 663.0942 | 7380 | 663.0942 | 886.9042 | 983.6735 | 537.4256 | 7497 | 3074 | 2509 | 1437 | 736 | 8655 | 4490 | 8613 | 666.939 | 757.7396 | 968.7075 | 252.114
| 7381 | 742.2403 | 671.7451 | 872.3124 | 671.7451 | 671.7451 | 872.3124 | 671.7451 | 671.7451 | 872.3124 | 671.7451 | 965.9864 | 562.1672 | 671.7451 | 872.3124 | 671.7451 | 7381 | 671.7451 | 872.3124 | 965.9864 | 562.1672 | 7247 | 4120 | 7804 | 1175 | 5760 | 2162 | 4393 | 6429 | 666.891 | 757.4574 | 968.7075 | 252.114
| 7382 | 752.8439 | 677.0798 | 883.6806 | 677.0798 | 677.0798 | 883.6806 | 677.0798 | 677.0798 | 883.6806 | 677.0798 | 991.8367 | 596.6176 | 677.0798 | 883.6806 | 677.0798 | 7382 | 677.0798 | 883.6806 | 991.8367 | 596.6176 | 7050 | 3346 | 771 | 862 | 4475 | 8733 | 4388 | 6427 | 666.891 | 757.4472 | 968.7075 | 252.114
| 7383 | 751.762 | 686.2594 | 886.8641 | 686.2594 | 686.2594 | 886.8641 | 686.2594 | 686.2594 | 886.8641 | 686.2594 | 970.068 | 517.0686 | 686.2594 | 886.8641 | 686.2594 | 7383 | 686.2594 | 886.8641 | 970.068 | 517.0686 | 6681 | 3079 | 6952 | 1684 | 3392 | 4201 | 4322 | 4409 | 666.891 | 757.4448 | 968.7075 | 252.114
| 7384 | 770.0863 | 680.5883 | 927.0733 | 680.5883 | 680.5883 | 927.0733 | 680.5883 | 680.5883 | 927.0733 | 680.5883 | 983.6735 | 644.5349 | 680.5883 | 927.0733 | 680.5883 | 7384 | 680.5883 | 927.0733 | 983.6735 | 644.5349 | 6922 | 634 | 2508 | 522 | 5393 | 8705 | 4225 | 4355 | 666.8429 | 757.3017 | 968.7075 | 252.114
| 7385 | 755.0063 | 680.8286 | 914.1842 | 680.8286 | 680.8286 | 914.1842 | 680.8286 | 680.8286 | 914.1842 | 680.8286 | 989.1156 | 477.6073 | 680.8286 | 914.1842 | 680.8286 | 7385 | 680.8286 | 914.1842 | 989.1157 | 477.6073 | 6911 | 1256 | 1136 | 2184 | 5355 | 8689 | 4220 | 2699 | 666.8429 | 757.2945 | 968.7075 | 252.114
| 7386 | 770.3761 | 708.4154 | 891.4864 | 708.4154 | 708.4154 | 891.4864 | 708.4154 | 708.4154 | 891.4864 | 708.4154 | 982.3129 | 569.6837 | 708.4154 | 891.4864 | 708.4154 | 7386 | 708.4154 | 891.4864 | 982.3129 | 569.6837 | 5707 | 2741 | 3160 | 1111 | 5044 | 1361 | 4154 | 2087 | 666.79 | 757.2879 | 968.7075 | 252.114
| 7387 | 778.5004 | 756.0917 | 887.0492 | 756.0917 | 756.0917 | 887.0492 | 756.0917 | 756.0917 | 887.0492 | 756.0917 | 982.3129 | 319.762 | 756.0917 | 887.0492 | 756.0917 | 7387 | 756.0917 | 887.0492 | 982.3129 | 319.762 | 3777 | 3060 | 3159 | 5066 | 3058 | 4034 | 4057 | 1900 | 666.7468 | 757.0384 | 968.7075 | 252.114
| 7388 | 818.0605 | 821.6466 | 900.7099 | 821.6466 | 821.6466 | 900.7099 | 821.6466 | 821.6466 | 900.7099 | 821.6466 | 991.8367 | 284.9984 | 821.6466 | 900.7099 | 821.6466 | 7388 | 821.6466 | 900.7099 | 991.8367 | 284.9984 | 1588 | 2059 | 770 | 6173 | 5510 | 1694 | 4052 | 1877 | 666.6987 | 756.967 | 968.7075 | 252.114
| 7389 | 787.7215 | 773.0091 | 897.2379 | 773.0091 | 773.0091 | 897.2379 | 773.0091 | 773.0091 | 897.2379 | 773.0091 | 974.1497 | 280.927 | 773.0091 | 897.2379 | 773.0091 | 7389 | 773.0091 | 897.2379 | 974.1497 | 280.927 | 3137 | 2299 | 5752 | 6336 | 82 | 8470 | 3986 | 1412 | 666.6987 | 756.9569 | 968.7075 | 252.114
| 7390 | 807.495 | 794.1558 | 923.9707 | 794.1558 | 794.1558 | 923.9707 | 794.1558 | 794.1558 | 923.9707 | 794.1558 | 971.4286 | 284.3721 | 794.1558 | 923.9707 | 794.1558 | 7390 | 794.1558 | 923.9707 | 971.4286 | 284.3721 | 2393 | 770 | 6580 | 6189 | 3280 | 8690 | 3889 | 786 | 666.6026 | 756.8929 | 968.7075 | 252.114
| 7391 | 767.4661 | 737.0116 | 895.3293 | 737.0116 | 737.0116 | 895.3293 | 737.0116 | 737.0116 | 895.3293 | 737.0116 | 987.7551 | 279.3611 | 737.0116 | 895.3293 | 737.0116 | 7391 | 737.0116 | 895.3293 | 987.7551 | 279.3611 | 4504 | 2444 | 1413 | 6390 | 7067 | 5363 | 3884 | 146 | 666.5545 | 756.5634 | 968.7075 | 252.114
| 7392 | 740.2152 | 689.6717 | 895.4455 | 689.6717 | 689.6717 | 895.4455 | 689.6717 | 689.6717 | 895.4455 | 689.6717 | 978.2313 | 285.6248 | 689.6717 | 895.4455 | 689.6717 | 7392 | 689.6718 | 895.4456 | 978.2313 | 285.6248 | 6515 | 2433 | 4321 | 6142 | 4480 | 7324 | 3818 | 7511 | 666.5545 | 756.4569 | 968.7075 | 251.8008
| 7393 | 739.3439 | 676.6473 | 915.254 | 676.6473 | 676.6473 | 915.254 | 676.6473 | 676.6473 | 915.254 | 676.6473 | 989.1156 | 287.5039 | 676.6473 | 915.254 | 676.6473 | 7393 | 676.6473 | 915.254 | 989.1157 | 287.5039 | 7075 | 1209 | 1135 | 6060 | 5188 | 268 | 3721 | 7371 | 666.4584 | 756.4569 | 968.7075 | 251.8008
| 7394 | 686.6494 | 592.7813 | 902.1675 | 592.7813 | 592.7813 | 902.1675 | 592.7813 | 592.7813 | 902.1675 | 592.7813 | 972.7891 | 289.383 | 592.7813 | 902.1675 | 592.7813 | 7394 | 592.7813 | 902.1675 | 972.7891 | 289.383 | 8683 | 1949 | 6170 | 5990 | 5269 | 24 | 3716 | 5162 | 666.4103 | 756.4569 | 968.7075 | 251.8008
| 7395 | 721.5588 | 660.2586 | 885.5758 | 660.2586 | 660.2586 | 885.5758 | 660.2586 | 660.2586 | 885.5758 | 660.2586 | 987.7551 | 289.6962 | 660.2586 | 885.5758 | 660.2586 | 7395 | 660.2586 | 885.5758 | 987.7551 | 289.6962 | 7576 | 3203 | 1412 | 5977 | 5232 | 1370 | 3650 | 4750 | 666.4103 | 756.2378 | 968.7075 | 251.8008
| 7396 | 716.3554 | 657.5672 | 871.1 | 657.5672 | 657.5672 | 871.1 | 657.5672 | 657.5672 | 871.1 | 657.5672 | 991.8367 | 292.2017 | 657.5672 | 871.1 | 657.5672 | 7396 | 657.5672 | 871.1001 | 991.8367 | 292.2017 | 7642 | 4202 | 769 | 5881 | 6241 | 8760 | 3553 | 4608 | 666.3623 | 756.2166 | 968.7075 | 251.8008
| 7397 | 748.4752 | 690.0562 | 922.6768 | 690.0562 | 690.0562 | 922.6768 | 690.0562 | 690.0562 | 922.6768 | 690.0562 | 972.7891 | 294.7072 | 690.0562 | 922.6768 | 690.0562 | 7397 | 690.0562 | 922.6768 | 972.7891 | 294.7072 | 6496 | 846 | 6169 | 5801 | 5453 | 8661 | 3548 | 4359 | 666.3623 | 756.1859 | 968.7075 | 251.8008
| 7398 | 698.0033 | 689.2392 | 747.4164 | 689.2392 | 689.2392 | 747.4164 | 689.2392 | 689.2392 | 747.4164 | 689.2392 | 985.034 | 283.4325 | 689.2392 | 747.4164 | 689.2392 | 7398 | 689.2392 | 747.4164 | 985.034 | 283.4325 | 6536 | 7513 | 2133 | 6237 | 6488 | 831 | 3482 | 4236 | 666.2181 | 756.0497 | 968.7075 | 251.8008
| 7399 | 716.0495 | 676.1667 | 840.2785 | 676.1667 | 676.1667 | 840.2785 | 676.1667 | 676.1667 | 840.2785 | 676.1667 | 975.5102 | 278.7347 | 676.1667 | 840.2785 | 676.1667 | 7399 | 676.1667 | 840.2785 | 975.5102 | 278.7347 | 7094 | 6205 | 5332 | 6416 | 5799 | 4009 | 3385 | 2878 | 666.2181 | 755.9868 | 968.7075 | 251.8008
| 7400 | 717.5429 | 653.4339 | 881.2573 | 653.4339 | 653.4339 | 881.2573 | 653.4339 | 653.4339 | 881.2573 | 653.4339 | 983.6735 | 309.4269 | 653.4339 | 881.2573 | 653.4339 | 7400 | 653.4339 | 881.2573 | 983.6735 | 309.4269 | 7755 | 3524 | 2507 | 5316 | 6410 | 8664 | 3380 | 2044 | 666.17 | 755.9345 | 968.7075 | 251.8008
| 7401 | 744.5679 | 662.2771 | 880.5179 | 662.2771 | 662.2771 | 880.5179 | 662.2771 | 662.2771 | 880.5179 | 662.2771 | 978.2313 | 625.4306 | 662.2771 | 880.5179 | 662.2771 | 7401 | 662.2771 | 880.518 | 978.2313 | 625.4306 | 7521 | 3572 | 4320 | 651 | 2200 | 1373 | 3314 | 1557 | 666.122 | 755.8696 | 968.7075 | 251.8008
| 7402 | 753.2193 | 677.0798 | 889.0221 | 677.0798 | 677.0798 | 889.0221 | 677.0798 | 677.0798 | 889.0221 | 677.0798 | 978.2313 | 594.1121 | 677.0798 | 889.0221 | 677.0798 | 7402 | 677.0798 | 889.0221 | 978.2313 | 594.1121 | 7049 | 2921 | 4319 | 887 | 5356 | 3544 | 3217 | 721 | 666.0739 | 755.8509 | 968.7075 | 251.8008
| 7403 | 742.0582 | 669.4382 | 886.1493 | 669.4382 | 669.4382 | 886.1493 | 669.4382 | 669.4382 | 886.1493 | 669.4382 | 974.1497 | 514.5631 | 669.4382 | 886.1493 | 669.4382 | 7403 | 669.4382 | 886.1493 | 974.1497 | 514.5631 | 7323 | 3140 | 5751 | 1712 | 3422 | 1696 | 3212 | 455 | 666.0499 | 755.7309 | 968.7075 | 251.8008
| 7404 | 748.6768 | 663.8631 | 864.8201 | 663.8631 | 663.8631 | 864.8201 | 663.8631 | 663.8631 | 864.8201 | 663.8631 | 976.8707 | 734.419 | 663.8631 | 864.8201 | 663.8631 | 7404 | 663.8631 | 864.8201 | 976.8708 | 734.419 | 7474 | 4651 | 4914 | 175 | 1070 | 1693 | 3146 | 315 | 665.9778 | 755.6961 | 968.7075 | 251.8008
| 7405 | 756.3783 | 677.176 | 881.692 | 677.176 | 677.176 | 881.692 | 677.176 | 677.176 | 881.692 | 677.176 | 983.6735 | 661.4469 | 677.176 | 881.692 | 677.176 | 7405 | 677.176 | 881.692 | 983.6735 | 661.4469 | 7042 | 3484 | 2506 | 443 | 6412 | 2164 | 3049 | 1894 | 665.9297 | 755.6919 | 968.7075 | 251.6442
| 7406 | 753.7854 | 675.7822 | 889.1062 | 675.7822 | 675.7822 | 889.1062 | 675.7822 | 675.7822 | 889.1062 | 675.7822 | 983.6735 | 606.6395 | 675.7822 | 889.1062 | 675.7822 | 7406 | 675.7822 | 889.1062 | 983.6735 | 606.6395 | 7109 | 2913 | 2505 | 778 | 3948 | 2674 | 3044 | 8609 | 665.9297 | 755.6817 | 968.7075 | 251.4876
| 7407 | 764.8263 | 706.0605 | 884.1395 | 706.0605 | 706.0605 | 884.1395 | 706.0605 | 706.0605 | 884.1395 | 706.0605 | 970.068 | 552.4585 | 706.0605 | 884.1395 | 706.0605 | 7407 | 706.0605 | 884.1395 | 970.068 | 552.4585 | 5823 | 3313 | 6951 | 1273 | 2559 | 2823 | 2978 | 7370 | 665.8817 | 755.5992 | 968.7075 | 251.4876
| 7408 | 767.4069 | 706.6853 | 881.6872 | 706.6853 | 706.6853 | 881.6872 | 706.6853 | 706.6853 | 881.6872 | 706.6853 | 976.8707 | 586.5957 | 706.6853 | 881.6872 | 706.6853 | 7408 | 706.6853 | 881.6872 | 976.8708 | 586.5957 | 5788 | 3486 | 4913 | 953 | 4516 | 8493 | 2881 | 6608 | 665.7856 | 755.563 | 968.7075 | 251.4876
| 7409 | 757.7249 | 702.9846 | 890.1727 | 702.9846 | 702.9846 | 890.1727 | 702.9846 | 702.9846 | 890.1727 | 702.9846 | 978.2313 | 445.3492 | 702.9846 | 890.1727 | 702.9846 | 7409 | 702.9846 | 890.1727 | 978.2313 | 445.3492 | 5964 | 2831 | 4318 | 2742 | 2380 | 4115 | 2876 | 6591 | 665.7375 | 755.4676 | 968.7075 | 251.4876
| 7410 | 777.2308 | 741.3851 | 858.6721 | 741.3851 | 741.3851 | 858.6721 | 741.3851 | 741.3851 | 858.6721 | 741.3851 | 983.6735 | 531.7883 | 741.3851 | 858.6721 | 741.3851 | 7410 | 741.3851 | 858.6721 | 983.6735 | 531.7883 | 4336 | 5081 | 2504 | 1498 | 7085 | 1707 | 2810 | 4479 | 665.6894 | 755.453 | 968.7075 | 251.4876
| 7411 | 822.7246 | 840.8228 | 878.0693 | 840.8228 | 840.8228 | 878.0693 | 840.8228 | 840.8228 | 878.0693 | 840.8228 | 927.8912 | 351.3937 | 840.8228 | 878.0693 | 840.8228 | 7411 | 840.8228 | 878.0694 | 927.8912 | 351.3937 | 1207 | 3746 | 8716 | 4429 | 6800 | 8735 | 2713 | 4251 | 665.6894 | 755.4369 | 968.7075 | 251.4876
| 7412 | 811.1559 | 836.1128 | 848.2258 | 836.1128 | 836.1128 | 848.2258 | 836.1128 | 836.1128 | 848.2258 | 836.1128 | 968.7075 | 305.6687 | 836.1128 | 848.2258 | 836.1128 | 7412 | 836.1129 | 848.2258 | 968.7075 | 305.6687 | 1286 | 5763 | 7328 | 5449 | 3952 | 2573 | 2708 | 2703 | 665.6894 | 755.3601 | 968.7075 | 251.4876
| 7413 | 808.2987 | 820.7815 | 871.4772 | 820.7815 | 820.7815 | 871.4772 | 820.7815 | 820.7815 | 871.4772 | 820.7815 | 960.5442 | 303.4764 | 820.7815 | 871.4772 | 820.7815 | 7413 | 820.7815 | 871.4772 | 960.5442 | 303.4764 | 1611 | 4180 | 8204 | 5527 | 7254 | 8518 | 2642 | 1899 | 665.6414 | 755.1394 | 968.7075 | 251.4876
| 7414 | 809.1638 | 821.2621 | 872.7263 | 821.2621 | 821.2621 | 872.7263 | 821.2621 | 821.2621 | 872.7263 | 821.2621 | 974.1497 | 293.1412 | 821.2621 | 872.7263 | 821.2621 | 7414 | 821.2621 | 872.7263 | 974.1497 | 293.1413 | 1598 | 4098 | 5750 | 5853 | 5858 | 4133 | 2545 | 1875 | 665.6414 | 754.9171 | 968.7075 | 251.4876
| 7415 | 793.1754 | 788.9172 | 875.528 | 788.9172 | 788.9172 | 875.528 | 788.9172 | 788.9172 | 875.528 | 788.9172 | 980.9524 | 310.0532 | 788.9172 | 875.528 | 788.9172 | 7415 | 788.9172 | 875.528 | 980.9524 | 310.0532 | 2581 | 3928 | 3662 | 5295 | 5211 | 1697 | 2540 | 1442 | 665.6414 | 754.8999 | 968.7075 | 251.4876
| 7416 | 736.8511 | 695.0065 | 868.7519 | 695.0065 | 695.0065 | 868.7519 | 695.0065 | 695.0065 | 868.7519 | 695.0065 | 971.4286 | 309.4269 | 695.0065 | 868.7519 | 695.0065 | 7416 | 695.0065 | 868.7519 | 971.4286 | 309.4269 | 6287 | 4348 | 6579 | 5315 | 4568 | 1675 | 2474 | 314 | 665.6414 | 754.8668 | 968.7075 | 251.4876
| 7417 | 800.7021 | 804.3928 | 878.836 | 804.3928 | 804.3928 | 878.836 | 804.3928 | 804.3928 | 878.836 | 804.3928 | 968.7075 | 290.6358 | 804.3928 | 878.836 | 804.3928 | 7417 | 804.3928 | 878.836 | 968.7075 | 290.6358 | 2084 | 3679 | 7327 | 5935 | 5332 | 1630 | 2377 | 8229 | 665.4972 | 754.8663 | 968.7075 | 251.1745
| 7418 | 802.8108 | 813.3801 | 868.582 | 813.3801 | 813.3801 | 868.582 | 813.3801 | 813.3801 | 868.582 | 813.3801 | 967.3469 | 290.6358 | 813.3801 | 868.582 | 813.3801 | 7418 | 813.3801 | 868.582 | 967.3469 | 290.6358 | 1813 | 4369 | 7507 | 5934 | 3564 | 1688 | 2372 | 7369 | 665.4972 | 754.8219 | 968.7075 | 251.1745
| 7419 | 793.4041 | 805.4501 | 856.2431 | 805.4501 | 805.4501 | 856.2431 | 805.4501 | 805.4501 | 856.2431 | 805.4501 | 965.9864 | 273.0974 | 805.4501 | 856.2431 | 805.4501 | 7419 | 805.4501 | 856.2431 | 965.9864 | 273.0974 | 2047 | 5243 | 7803 | 6636 | 3031 | 4225 | 2306 | 5735 | 665.4972 | 754.6238 | 968.7075 | 251.1744
| 7420 | 782.9487 | 777.719 | 871.6419 | 777.719 | 777.719 | 871.6419 | 777.719 | 777.719 | 871.6419 | 777.719 | 963.2653 | 289.6962 | 777.719 | 871.6419 | 777.719 | 7420 | 777.719 | 871.6419 | 963.2653 | 289.6962 | 2959 | 4171 | 8055 | 5976 | 6242 | 8699 | 2209 | 4386 | 665.4491 | 754.4339 | 968.7075 | 251.1744
| 7421 | 786.3254 | 779.2089 | 877.0355 | 779.2089 | 779.2089 | 877.0355 | 779.2089 | 779.2089 | 877.0355 | 779.2089 | 963.2653 | 303.4764 | 779.2089 | 877.0355 | 779.2089 | 7421 | 779.2089 | 877.0355 | 963.2653 | 303.4764 | 2902 | 3829 | 8054 | 5526 | 4646 | 5008 | 2204 | 1611 | 665.4491 | 754.1183 | 968.7075 | 251.1744
| 7422 | 811.4751 | 818.7149 | 886.3069 | 818.7149 | 818.7149 | 886.3069 | 818.7149 | 818.7149 | 886.3069 | 818.7149 | 965.9864 | 299.7181 | 818.7149 | 886.3069 | 818.7149 | 7422 | 818.7149 | 886.3069 | 965.9864 | 299.7181 | 1676 | 3130 | 7802 | 5644 | 1825 | 2826 | 2138 | 1587 | 665.4011 | 754.0482 | 968.7075 | 251.1744
| 7423 | 739.1842 | 706.0124 | 863.6317 | 706.0124 | 706.0124 | 863.6317 | 706.0124 | 706.0124 | 863.6317 | 706.0124 | 957.8231 | 288.1303 | 706.0124 | 863.6317 | 706.0124 | 7423 | 706.0124 | 863.6317 | 957.8231 | 288.1303 | 5827 | 4726 | 8352 | 6036 | 6061 | 2822 | 2041 | 1157 | 665.353 | 753.8721 | 968.7075 | 251.1744
| 7424 | 728.0523 | 704.1861 | 825.2765 | 704.1861 | 704.1861 | 825.2765 | 704.1861 | 704.1861 | 825.2765 | 704.1861 | 945.5782 | 312.5587 | 704.1861 | 825.2765 | 704.1861 | 7424 | 704.1861 | 825.2765 | 945.5782 | 312.5587 | 5911 | 6744 | 8611 | 5228 | 6060 | 4224 | 2036 | 1154 | 665.353 | 753.7543 | 968.7075 | 251.1744
| 7425 | 764.7646 | 717.0664 | 850.2211 | 717.0664 | 717.0664 | 850.2211 | 717.0664 | 717.0664 | 850.2211 | 717.0664 | 967.3469 | 601.9417 | 717.0664 | 850.2211 | 717.0664 | 7425 | 717.0664 | 850.2211 | 967.3469 | 601.9418 | 5350 | 5607 | 7506 | 818 | 5940 | 25 | 1970 | 693 | 665.353 | 753.7352 | 968.7075 | 251.1744
| 7426 | 773.3352 | 736.4829 | 851.5392 | 736.4829 | 736.4829 | 851.5392 | 736.4829 | 736.4829 | 851.5392 | 736.4829 | 964.6259 | 564.0464 | 736.4829 | 851.5392 | 736.4829 | 7426 | 736.4829 | 851.5392 | 964.6259 | 564.0464 | 4527 | 5523 | 7987 | 1155 | 5568 | 8747 | 1873 | 313 | 665.353 | 753.68 | 968.7075 | 251.1744
| 7427 | 779.0795 | 727.0149 | 875.1802 | 727.0149 | 727.0149 | 875.1802 | 727.0149 | 727.0149 | 875.1802 | 727.0149 | 967.3469 | 622.9251 | 727.0149 | 875.1802 | 727.0149 | 7427 | 727.015 | 875.1802 | 967.3469 | 622.9252 | 4926 | 3961 | 7505 | 672 | 5922 | 1628 | 1868 | 2477 | 665.2569 | 753.5449 | 968.7075 | 251.0962
| 7428 | 773.5058 | 711.9719 | 863.1502 | 711.9719 | 711.9719 | 863.1502 | 711.9719 | 711.9719 | 863.1502 | 711.9719 | 978.2313 | 702.4742 | 711.9719 | 863.1502 | 711.9719 | 7428 | 711.9719 | 863.1503 | 978.2313 | 702.4742 | 5550 | 4758 | 4317 | 275 | 6749 | 1364 | 1802 | 8114 | 665.2088 | 753.5147 | 968.7075 | 250.8613
| 7429 | 770.0357 | 709.617 | 872.8668 | 709.617 | 709.617 | 872.8668 | 709.617 | 709.617 | 872.8668 | 709.617 | 970.068 | 642.0294 | 709.617 | 872.8668 | 709.617 | 7429 | 709.617 | 872.8668 | 970.068 | 642.0294 | 5658 | 4088 | 6950 | 537 | 6393 | 1695 | 1705 | 7298 | 665.1608 | 753.4748 | 968.7075 | 250.8613
| 7430 | 769.1727 | 720.1423 | 872.1254 | 720.1423 | 720.1423 | 872.1254 | 720.1423 | 720.1423 | 872.1254 | 720.1423 | 974.1497 | 544.6289 | 720.1423 | 872.1254 | 720.1423 | 7430 | 720.1423 | 872.1254 | 974.1497 | 544.6289 | 5225 | 4134 | 5749 | 1353 | 6077 | 3367 | 1700 | 7220 | 665.1608 | 753.44 | 968.7075 | 250.8613
| 7431 | 734.2501 | 682.7991 | 849.3513 | 682.7991 | 682.7991 | 849.3513 | 682.7991 | 682.7991 | 849.3513 | 682.7991 | 972.7891 | 446.9151 | 682.7991 | 849.3513 | 682.7991 | 7431 | 682.7991 | 849.3513 | 972.7891 | 446.9151 | 6836 | 5692 | 6168 | 2715 | 4577 | 2921 | 1634 | 3406 | 665.1608 | 753.44 | 968.7075 | 250.8613
| 7432 | 784.0571 | 761.4745 | 862.542 | 761.4745 | 761.4745 | 862.542 | 761.4745 | 761.4745 | 862.542 | 761.4745 | 970.068 | 464.7667 | 761.4745 | 862.542 | 761.4745 | 7432 | 761.4745 | 862.542 | 970.068 | 464.7667 | 3582 | 4805 | 6949 | 2388 | 3897 | 8516 | 1537 | 1416 | 665.1608 | 753.1381 | 968.7075 | 250.8613
| 7433 | 796.5307 | 750.8531 | 881.896 | 750.8531 | 750.8531 | 881.896 | 750.8531 | 750.8531 | 881.896 | 750.8531 | 976.8707 | 640.1503 | 750.8531 | 881.896 | 750.8531 | 7433 | 750.8531 | 881.896 | 976.8708 | 640.1503 | 3981 | 3465 | 4912 | 551 | 7615 | 8708 | 1532 | 1179 | 665.1127 | 753.121 | 968.7075 | 250.8613
| 7434 | 768.9066 | 739.0782 | 862.0028 | 739.0782 | 739.0782 | 862.0028 | 739.0782 | 739.0782 | 862.0028 | 739.0782 | 976.8707 | 427.1845 | 739.0782 | 862.0028 | 739.0782 | 7434 | 739.0782 | 862.0028 | 976.8708 | 427.1845 | 4421 | 4852 | 4911 | 3046 | 5955 | 8517 | 1466 | 1052 | 665.1127 | 753.0173 | 968.7075 | 250.8613
| 7435 | 844.8639 | 874.3692 | 870.5946 | 874.3692 | 874.3692 | 870.5946 | 874.3692 | 874.3692 | 870.5946 | 874.3692 | 956.4626 | 394.3 | 874.3692 | 870.5946 | 874.3692 | 7435 | 874.3692 | 870.5946 | 956.4626 | 394.3 | 758 | 4239 | 8412 | 3591 | 1972 | 1578 | 1369 | 578 | 665.1127 | 752.9536 | 968.7075 | 250.8613
| 7436 | 867.7149 | 925.9384 | 849.722 | 925.9384 | 925.9384 | 849.722 | 925.9384 | 925.9384 | 849.722 | 925.9384 | 971.4286 | 370.1848 | 925.9384 | 849.722 | 925.9384 | 7436 | 925.9384 | 849.722 | 971.4286 | 370.1848 | 259 | 5654 | 6578 | 4063 | 4202 | 4188 | 1364 | 242 | 665.0646 | 752.9488 | 968.7075 | 250.8613
| 7437 | 867.8306 | 925.1694 | 868.7308 | 925.1694 | 925.1694 | 868.7308 | 925.1694 | 925.1694 | 868.7308 | 925.1694 | 975.5102 | 297.839 | 925.1694 | 868.7308 | 925.1694 | 7437 | 925.1694 | 868.7308 | 975.5102 | 297.839 | 273 | 4355 | 5331 | 5701 | 4994 | 1672 | 1298 | 237 | 664.9685 | 752.7808 | 968.7075 | 250.8613
| 7438 | 865.8831 | 930.1197 | 846.0587 | 930.1197 | 930.1197 | 846.0587 | 930.1197 | 930.1197 | 846.0587 | 930.1197 | 983.6735 | 313.4983 | 930.1197 | 846.0587 | 930.1197 | 7438 | 930.1197 | 846.0587 | 983.6735 | 313.4983 | 220 | 5889 | 2503 | 5208 | 8167 | 5010 | 1201 | 8576 | 664.9205 | 752.7699 | 968.7075 | 250.5481
| 7439 | 847.0828 | 890.3254 | 862.6648 | 890.3254 | 890.3254 | 862.6648 | 890.3254 | 890.3254 | 862.6648 | 890.3254 | 983.6735 | 302.2236 | 890.3254 | 862.6648 | 890.3254 | 7439 | 890.3254 | 862.6648 | 983.6735 | 302.2236 | 567 | 4799 | 2502 | 5563 | 631 | 8660 | 1196 | 7577 | 664.9205 | 752.766 | 968.7075 | 250.5481
| 7440 | 817.7824 | 839.0446 | 863.3848 | 839.0446 | 839.0446 | 863.3848 | 839.0446 | 839.0446 | 863.3848 | 839.0446 | 975.5102 | 307.5478 | 839.0446 | 863.3848 | 839.0446 | 7440 | 839.0446 | 863.3848 | 975.5102 | 307.5478 | 1238 | 4742 | 5330 | 5380 | 7379 | 1667 | 1130 | 7372 | 664.8724 | 752.7325 | 968.7075 | 250.5481
| 7441 | 773.5258 | 762.0512 | 863.0509 | 762.0512 | 762.0512 | 863.0509 | 762.0512 | 762.0512 | 863.0509 | 762.0512 | 970.068 | 310.6796 | 762.0512 | 863.0509 | 762.0512 | 7441 | 762.0512 | 863.0509 | 970.068 | 310.6796 | 3555 | 4771 | 6948 | 5276 | 7306 | 4307 | 1033 | 6917 | 664.8724 | 752.6974 | 968.7075 | 250.5481
| 7442 | 755.7517 | 736.4349 | 856.432 | 736.4349 | 736.4349 | 856.432 | 736.4349 | 736.4349 | 856.432 | 736.4349 | 971.4286 | 291.8885 | 736.4349 | 856.432 | 736.4349 | 7442 | 736.4349 | 856.432 | 971.4286 | 291.8885 | 4534 | 5223 | 6577 | 5895 | 4399 | 884 | 1028 | 5586 | 664.8724 | 752.642 | 968.7075 | 250.5481
| 7443 | 745.1836 | 726.246 | 842.486 | 726.246 | 726.246 | 842.486 | 726.246 | 726.246 | 842.486 | 726.246 | 967.3469 | 285.3116 | 726.246 | 842.486 | 726.246 | 7443 | 726.246 | 842.486 | 967.3469 | 285.3116 | 4958 | 6086 | 7504 | 6153 | 323 | 10 | 962 | 5238 | 664.8724 | 752.5275 | 968.7075 | 250.5481
| 7444 | 750.0556 | 727.5917 | 854.2063 | 727.5917 | 727.5917 | 854.2063 | 727.5917 | 727.5917 | 854.2063 | 727.5917 | 974.1497 | 289.0698 | 727.5917 | 854.2063 | 727.5917 | 7444 | 727.5917 | 854.2063 | 974.1497 | 289.0698 | 4906 | 5363 | 5748 | 6004 | 250 | 3808 | 865 | 4064 | 664.8724 | 752.4616 | 968.7075 | 250.5481
| 7445 | 754.3608 | 729.3699 | 868.7446 | 729.3699 | 729.3699 | 868.7446 | 729.3699 | 729.3699 | 868.7446 | 729.3699 | 975.5102 | 275.6029 | 729.3699 | 868.7446 | 729.3699 | 7445 | 729.3699 | 868.7446 | 975.5102 | 275.6029 | 4846 | 4351 | 5329 | 6550 | 5412 | 4308 | 860 | 2690 | 664.8243 | 752.4611 | 968.7075 | 250.5481
| 7446 | 784.6383 | 790.2148 | 852.7077 | 790.2148 | 790.2148 | 852.7077 | 790.2148 | 790.2148 | 852.7077 | 790.2148 | 983.6735 | 268.7128 | 790.2148 | 852.7077 | 790.2148 | 7446 | 790.2148 | 852.7077 | 983.6735 | 268.7128 | 2532 | 5443 | 2501 | 6806 | 2197 | 8482 | 794 | 2545 | 664.8243 | 752.4181 | 968.7075 | 250.5481
| 7447 | 776.4378 | 767.9146 | 873.9574 | 767.9146 | 767.9146 | 873.9574 | 767.9146 | 767.9146 | 873.9574 | 767.9146 | 982.3129 | 248.669 | 767.9146 | 873.9574 | 767.9146 | 7447 | 767.9147 | 873.9574 | 982.3129 | 248.669 | 3356 | 4030 | 3158 | 7508 | 5849 | 2492 | 697 | 1916 | 664.7763 | 752.358 | 968.7075 | 250.5481
| 7448 | 734.1404 | 717.6431 | 829.3593 | 717.6431 | 717.6431 | 829.3593 | 717.6431 | 717.6431 | 829.3593 | 717.6431 | 978.2313 | 241.1525 | 717.6431 | 829.3593 | 717.6431 | 7448 | 717.6431 | 829.3593 | 978.2313 | 241.1525 | 5327 | 6637 | 4316 | 7757 | 4664 | 4190 | 692 | 1589 | 664.7763 | 752.2675 | 968.7075 | 250.5481
| 7449 | 723.4137 | 689.8159 | 838.4635 | 689.8159 | 689.8159 | 838.4635 | 689.8159 | 689.8159 | 838.4635 | 689.8159 | 982.3129 | 273.0974 | 689.8159 | 838.4635 | 689.8159 | 7449 | 689.8159 | 838.4635 | 982.3129 | 273.0974 | 6507 | 6285 | 3157 | 6635 | 1659 | 2168 | 626 | 316 | 664.7763 | 752.1805 | 968.7075 | 250.5481
| 7450 | 712.6931 | 671.5048 | 835.9954 | 671.5048 | 671.5048 | 835.9954 | 671.5048 | 671.5048 | 835.9954 | 671.5048 | 986.3946 | 275.2897 | 671.5048 | 835.9954 | 671.5048 | 7450 | 671.5048 | 835.9954 | 986.3946 | 275.2897 | 7255 | 6389 | 1775 | 6566 | 184 | 3807 | 529 | 190 | 664.6802 | 752.1121 | 968.7075 | 250.5481
| 7451 | 699.782 | 657.2307 | 815.3639 | 657.2307 | 657.2307 | 815.3639 | 657.2307 | 657.2307 | 815.3639 | 657.2307 | 982.3129 | 295.3335 | 657.2307 | 815.3639 | 657.2307 | 7451 | 657.2307 | 815.3639 | 982.3129 | 295.3335 | 7652 | 6928 | 3156 | 5777 | 4805 | 8665 | 524 | 7536 | 664.6321 | 751.893 | 968.7075 | 250.2936
| 7452 | 716.8366 | 679.3867 | 817.0437 | 679.3867 | 679.3867 | 817.0437 | 679.3867 | 679.3867 | 817.0437 | 679.3867 | 978.2313 | 354.2123 | 679.3867 | 817.0437 | 679.3867 | 7452 | 679.3868 | 817.0437 | 978.2313 | 354.2123 | 6969 | 6895 | 4315 | 4371 | 5816 | 2773 | 458 | 8612 | 664.536 | 751.8425 | 968.7075 | 250.2349
| 7453 | 737.4737 | 708.5116 | 829.7173 | 708.5116 | 708.5116 | 829.7173 | 708.5116 | 708.5116 | 829.7173 | 708.5116 | 980.9524 | 356.7178 | 708.5116 | 829.7173 | 708.5116 | 7453 | 708.5116 | 829.7173 | 980.9524 | 356.7178 | 5698 | 6630 | 3661 | 4320 | 3737 | 3395 | 361 | 7875 | 664.4879 | 751.6342 | 968.7075 | 250.2349
| 7454 | 755.4589 | 747.7291 | 830.7508 | 747.7291 | 747.7291 | 830.7508 | 747.7291 | 747.7291 | 830.7508 | 747.7291 | 980.9524 | 290.6358 | 747.7291 | 830.7508 | 747.7291 | 7454 | 747.7291 | 830.7508 | 980.9524 | 290.6358 | 4093 | 6598 | 3660 | 5933 | 8603 | 1718 | 356 | 6894 | 664.3437 | 750.9476 | 968.7075 | 250.2349
| 7455 | 752.9971 | 738.886 | 841.3918 | 738.886 | 738.886 | 841.3918 | 738.886 | 738.886 | 841.3918 | 738.886 | 972.7891 | 292.5149 | 738.886 | 841.3918 | 738.886 | 7455 | 738.886 | 841.3918 | 972.7891 | 292.5149 | 4429 | 6151 | 6167 | 5872 | 8072 | 8717 | 290 | 6589 | 664.3437 | 750.9017 | 968.7075 | 250.2349
| 7456 | 764.6382 | 756.9568 | 842.7301 | 756.9568 | 756.9568 | 842.7301 | 756.9568 | 756.9568 | 842.7301 | 756.9568 | 975.5102 | 302.85 | 756.9568 | 842.7301 | 756.9568 | 7456 | 756.9568 | 842.7301 | 975.5102 | 302.85 | 3747 | 6073 | 5328 | 5539 | 4715 | 2821 | 193 | 5263 | 664.3437 | 750.8881 | 968.7075 | 250.2349
| 7457 | 769.653 | 753.929 | 864.3749 | 753.929 | 753.929 | 864.3749 | 753.929 | 753.929 | 864.3749 | 753.929 | 983.6735 | 302.5368 | 753.929 | 864.3749 | 753.929 | 7457 | 753.929 | 864.3749 | 983.6735 | 302.5368 | 3859 | 4683 | 2500 | 5551 | 4394 | 1627 | 188 | 3404 | 664.3437 | 750.8093 | 968.7075 | 250.2349
| 7458 | 777.5794 | 780.3624 | 848.03 | 780.3624 | 780.3624 | 848.03 | 780.3624 | 780.3624 | 848.03 | 780.3624 | 967.3469 | 283.7457 | 780.3624 | 848.03 | 780.3624 | 7458 | 780.3624 | 848.03 | 967.3469 | 283.7457 | 2860 | 5772 | 7503 | 6217 | 2381 | 8667 | 122 | 3393 | 664.3437 | 750.7982 | 968.7075 | 250.2349
| 7459 | 856.5824 | 913.2503 | 858.0253 | 913.2503 | 913.2503 | 858.0253 | 913.2503 | 913.2503 | 858.0253 | 913.2503 | 980.9524 | 273.0974 | 913.2503 | 858.0253 | 913.2503 | 7459 | 913.2504 | 858.0253 | 980.9524 | 273.0974 | 350 | 5127 | 3659 | 6634 | 536 | 8585 | 25 | 2839 | 664.3437 | 750.722 | 968.7075 | 250.2349
| 7460 | 872.2764 | 938.0978 | 862.3686 | 938.0978 | 938.0978 | 862.3686 | 938.0978 | 938.0978 | 862.3686 | 938.0978 | 986.3946 | 271.2183 | 938.0978 | 862.3686 | 938.0978 | 7460 | 938.0978 | 862.3686 | 986.3946 | 271.2183 | 152 | 4821 | 1774 | 6708 | 168 | 1706 | 20 | 2672 | 664.3437 | 750.6734 | 968.7075 | 250.2349
| 7461 | 847.1378 | 895.8524 | 863.4182 | 895.8524 | 895.8524 | 863.4182 | 895.8524 | 895.8524 | 863.4182 | 895.8524 | 982.3129 | 257.125 | 895.8524 | 863.4182 | 895.8524 | 7461 | 895.8524 | 863.4182 | 982.3129 | 257.125 | 522 | 4739 | 3155 | 7200 | 8267 | 1632 | 8700 | 2391 | 664.2957 | 750.6656 | 967.3469 | 250.2349
| 7462 | 824.9005 | 861.7773 | 851.1345 | 861.7773 | 861.7773 | 851.1345 | 861.7773 | 861.7773 | 851.1345 | 861.7773 | 971.4286 | 278.4215 | 861.7773 | 851.1345 | 861.7773 | 7462 | 861.7773 | 851.1346 | 971.4286 | 278.4216 | 900 | 5551 | 6576 | 6437 | 6926 | 4197 | 8634 | 2233 | 664.2957 | 750.5632 | 967.3469 | 250.2349
| 7463 | 803.1292 | 820.1086 | 857.7682 | 820.1086 | 820.1086 | 857.7682 | 820.1086 | 820.1086 | 857.7682 | 820.1086 | 985.034 | 266.8337 | 820.1086 | 857.7682 | 820.1086 | 7463 | 820.1086 | 857.7682 | 985.034 | 266.8337 | 1627 | 5147 | 2132 | 6865 | 5450 | 2783 | 8619 | 8439 | 664.2476 | 750.5245 | 967.3469 | 249.9217
| 7464 | 794.7189 | 798.9138 | 869.0235 | 798.9138 | 798.9138 | 869.0235 | 798.9138 | 798.9138 | 869.0235 | 798.9138 | 987.7551 | 270.9051 | 798.9138 | 869.0235 | 798.9138 | 7464 | 798.9138 | 869.0235 | 987.7551 | 270.9051 | 2241 | 4327 | 1411 | 6723 | 4431 | 2136 | 8603 | 8433 | 664.2476 | 750.4055 | 967.3469 | 249.9217
| 7465 | 794.8402 | 788.9653 | 888.4839 | 788.9653 | 788.9653 | 888.4839 | 788.9653 | 788.9653 | 888.4839 | 788.9653 | 987.7551 | 274.3501 | 788.9653 | 888.4839 | 788.9653 | 7465 | 788.9653 | 888.484 | 987.7551 | 274.3501 | 2579 | 2964 | 1410 | 6596 | 7930 | 8718 | 8601 | 8105 | 664.1515 | 750.3584 | 967.3469 | 249.9217
| 7466 | 779.6033 | 777.5268 | 857.9483 | 777.5268 | 777.5268 | 857.9483 | 777.5268 | 777.5268 | 857.9483 | 777.5268 | 995.9184 | 266.5205 | 777.5268 | 857.9483 | 777.5268 | 7466 | 777.5268 | 857.9483 | 995.9184 | 266.5205 | 2964 | 5133 | 240 | 6880 | 6228 | 7304 | 8594 | 7905 | 664.1515 | 750.3553 | 967.3469 | 249.9217
| 7467 | 769.1221 | 761.6187 | 851.9326 | 761.6187 | 761.6187 | 851.9326 | 761.6187 | 761.6187 | 851.9326 | 761.6187 | 994.5578 | 272.471 | 761.6187 | 851.9326 | 761.6187 | 7467 | 761.6187 | 851.9326 | 994.5578 | 272.471 | 3574 | 5499 | 440 | 6666 | 3225 | 248 | 8532 | 7881 | 664.1515 | 750.3553 | 967.3469 | 249.9217
| 7468 | 760.8074 | 748.2578 | 852.269 | 748.2578 | 748.2578 | 852.269 | 748.2578 | 748.2578 | 852.269 | 748.2578 | 991.8367 | 264.3282 | 748.2578 | 852.269 | 748.2578 | 7468 | 748.2578 | 852.269 | 991.8367 | 264.3282 | 4070 | 5472 | 768 | 6955 | 6302 | 18 | 8466 | 7880 | 664.0554 | 750.3553 | 967.3469 | 249.9217
| 7469 | 774.682 | 772.2401 | 850.5167 | 772.2401 | 772.2401 | 850.5167 | 772.2401 | 772.2401 | 850.5167 | 772.2401 | 991.8367 | 273.7238 | 772.2401 | 850.5167 | 772.2401 | 7469 | 772.2401 | 850.5167 | 991.8367 | 273.7238 | 3168 | 5591 | 767 | 6613 | 6172 | 1622 | 8451 | 7868 | 664.0554 | 750.2366 | 967.3469 | 249.9217
| 7470 | 801.1537 | 809.6794 | 872.3142 | 809.6794 | 809.6794 | 872.3142 | 809.6794 | 809.6794 | 872.3142 | 809.6794 | 982.3129 | 267.1469 | 809.6794 | 872.3142 | 809.6794 | 7470 | 809.6794 | 872.3142 | 982.3129 | 267.1469 | 1912 | 4117 | 3154 | 6857 | 4155 | 2135 | 8435 | 5404 | 664.0554 | 750.0034 | 967.3469 | 249.9217
| 7471 | 778.4679 | 768.0588 | 875.404 | 768.0588 | 768.0588 | 875.404 | 768.0588 | 768.0588 | 875.404 | 768.0588 | 972.7891 | 279.6743 | 768.0588 | 875.404 | 768.0588 | 7471 | 768.0588 | 875.404 | 972.7891 | 279.6743 | 3349 | 3940 | 6166 | 6381 | 2726 | 1374 | 8433 | 4239 | 664.0554 | 749.9694 | 967.3469 | 249.9217
| 7472 | 750.673 | 722.305 | 864.5842 | 722.305 | 722.305 | 864.5842 | 722.305 | 722.305 | 864.5842 | 722.305 | 986.3946 | 286.2512 | 722.305 | 864.5842 | 722.305 | 7472 | 722.305 | 864.5842 | 986.3946 | 286.2512 | 5129 | 4671 | 1773 | 6114 | 4179 | 5345 | 8426 | 2472 | 663.9112 | 749.9666 | 967.3469 | 249.9217
| 7473 | 770.9692 | 753.7367 | 866.7977 | 753.7367 | 753.7367 | 866.7977 | 753.7367 | 753.7367 | 866.7977 | 753.7367 | 959.1837 | 337.3003 | 753.7367 | 866.7977 | 753.7367 | 7473 | 753.7367 | 866.7977 | 959.1837 | 337.3004 | 3870 | 4482 | 8300 | 4698 | 776 | 2775 | 8364 | 2386 | 663.9112 | 749.9311 | 967.3469 | 249.9217
| 7474 | 781.7748 | 776.3253 | 855.3317 | 776.3253 | 776.3253 | 855.3317 | 776.3253 | 776.3253 | 855.3317 | 776.3253 | 976.8707 | 336.0476 | 776.3253 | 855.3317 | 776.3253 | 7474 | 776.3253 | 855.3317 | 976.8708 | 336.0476 | 3007 | 5289 | 4910 | 4725 | 7404 | 8594 | 8298 | 2382 | 663.8631 | 749.8801 | 967.3469 | 249.9217
| 7475 | 807.1803 | 807.4206 | 878.6885 | 807.4206 | 807.4206 | 878.6885 | 807.4206 | 807.4206 | 878.6885 | 807.4206 | 985.034 | 341.3718 | 807.4206 | 878.6885 | 807.4206 | 7475 | 807.4206 | 878.6885 | 985.034 | 341.3718 | 1978 | 3692 | 2131 | 4614 | 348 | 1689 | 8283 | 2224 | 663.8631 | 749.63 | 967.3469 | 249.9217
| 7476 | 753.5248 | 714.423 | 872.6587 | 714.423 | 714.423 | 872.6587 | 714.423 | 714.423 | 872.6587 | 714.423 | 989.1156 | 354.2123 | 714.423 | 872.6587 | 714.423 | 7476 | 714.423 | 872.6588 | 989.1157 | 354.2123 | 5447 | 4104 | 1134 | 4370 | 1553 | 2436 | 8267 | 1999 | 663.8151 | 749.6255 | 967.3469 | 249.9217
| 7477 | 762.4734 | 738.117 | 860.7945 | 738.117 | 738.117 | 860.7945 | 738.117 | 738.117 | 860.7945 | 738.117 | 986.3946 | 340.119 | 738.117 | 860.7945 | 738.117 | 7477 | 738.117 | 860.7945 | 986.3946 | 340.119 | 4463 | 4930 | 1772 | 4650 | 6321 | 8721 | 8265 | 1423 | 663.767 | 749.6091 | 967.3469 | 249.9217
| 7478 | 768.885 | 749.7477 | 860.4191 | 749.7477 | 749.7477 | 860.4191 | 749.7477 | 749.7477 | 860.4191 | 749.7477 | 983.6735 | 341.0586 | 749.7477 | 860.4191 | 749.7477 | 7478 | 749.7477 | 860.4191 | 983.6735 | 341.0586 | 4018 | 4952 | 2499 | 4622 | 2839 | 1625 | 8258 | 569 | 663.767 | 749.5378 | 967.3469 | 249.9217
| 7479 | 744.0624 | 776.7578 | 717.4813 | 776.7578 | 776.7578 | 717.4813 | 776.7578 | 776.7578 | 717.4813 | 776.7578 | 987.7551 | 345.13 | 776.7578 | 717.4813 | 776.7578 | 7479 | 776.7578 | 717.4813 | 987.7551 | 345.13 | 2996 | 7829 | 1409 | 4550 | 5882 | 4024 | 8172 | 6418 | 663.7189 | 749.4878 | 967.3469 | 249.6085
| 7480 | 733.6972 | 756.6204 | 715.6059 | 756.6204 | 756.6204 | 715.6059 | 756.6204 | 756.6204 | 715.6059 | 756.6204 | 987.7551 | 368.6189 | 756.6204 | 715.6059 | 756.6204 | 7480 | 756.6204 | 715.6059 | 987.7551 | 368.6189 | 3759 | 7861 | 1408 | 4101 | 8649 | 1357 | 8106 | 5230 | 663.6709 | 749.4818 | 967.3469 | 249.6085
| 7481 | 759.7416 | 798.0968 | 717.6937 | 798.0968 | 798.0968 | 717.6937 | 798.0968 | 798.0968 | 717.6937 | 798.0968 | 1000 | 380.8331 | 798.0968 | 717.6937 | 798.0968 | 7481 | 798.0968 | 717.6937 | 1000 | 380.8331 | 2263 | 7826 | 8 | 3825 | 7064 | 4023 | 8091 | 5075 | 663.6709 | 749.4243 | 967.3469 | 249.6085
| 7482 | 757.7322 | 807.1803 | 705.9467 | 807.1803 | 807.1803 | 705.9467 | 807.1803 | 807.1803 | 705.9467 | 807.1803 | 980.9524 | 346.0695 | 807.1803 | 705.9467 | 807.1803 | 7482 | 807.1803 | 705.9467 | 980.9524 | 346.0695 | 1990 | 7971 | 3658 | 4525 | 5930 | 8668 | 8075 | 4362 | 663.6709 | 749.3788 | 967.3469 | 249.6085
| 7483 | 853.0834 | 931.6576 | 791.3644 | 931.6576 | 931.6576 | 791.3644 | 931.6576 | 931.6576 | 791.3644 | 931.6576 | 995.9184 | 328.5312 | 931.6576 | 791.3644 | 931.6576 | 7483 | 931.6576 | 791.3644 | 995.9184 | 328.5312 | 199 | 7126 | 239 | 4866 | 5862 | 5922 | 8073 | 2492 | 663.6709 | 749.3514 | 967.3469 | 249.6085
| 7484 | 876.622 | 942.9519 | 858.7928 | 942.9519 | 942.9519 | 858.7928 | 942.9519 | 942.9519 | 858.7928 | 942.9519 | 978.2313 | 315.6906 | 942.9519 | 858.7928 | 942.9519 | 7484 | 942.9519 | 858.7928 | 978.2313 | 315.6906 | 129 | 5074 | 4314 | 5153 | 4417 | 8728 | 8066 | 148 | 663.6709 | 749.3483 | 967.3469 | 249.6085
| 7485 | 892.0743 | 963.3777 | 870.7098 | 963.3777 | 963.3777 | 870.7098 | 963.3777 | 963.3777 | 870.7098 | 963.3777 | 993.1973 | 305.9818 | 963.3777 | 870.7098 | 963.3777 | 7485 | 963.3777 | 870.7098 | 993.1973 | 305.9818 | 46 | 4230 | 595 | 5437 | 6730 | 4699 | 7962 | 2698 | 663.6228 | 749.336 | 967.3469 | 249.4519
| 7486 | 869.0532 | 937.4249 | 841.31 | 937.4249 | 937.4249 | 841.31 | 937.4249 | 937.4249 | 841.31 | 937.4249 | 994.5578 | 307.5478 | 937.4249 | 841.31 | 937.4249 | 7486 | 937.4249 | 841.31 | 994.5578 | 307.5478 | 157 | 6155 | 439 | 5379 | 877 | 1619 | 7947 | 8577 | 663.5748 | 749.3216 | 967.3469 | 249.3267
| 7487 | 847.0632 | 887.5859 | 869.5435 | 887.5859 | 887.5859 | 869.5435 | 887.5859 | 887.5859 | 869.5435 | 887.5859 | 972.7891 | 307.2346 | 887.5859 | 869.5435 | 887.5859 | 7487 | 887.5859 | 869.5435 | 972.7891 | 307.2346 | 603 | 4297 | 6165 | 5389 | 5511 | 2774 | 7931 | 8624 | 663.5267 | 749.2649 | 967.3469 | 249.2953
| 7488 | 821.0511 | 841.8321 | 863.7323 | 841.8321 | 841.8321 | 863.7323 | 841.8321 | 841.8321 | 863.7323 | 841.8321 | 993.1973 | 311.9324 | 841.8321 | 863.7323 | 841.8321 | 7488 | 841.8321 | 863.7323 | 993.1973 | 311.9324 | 1194 | 4719 | 594 | 5252 | 5242 | 8663 | 7929 | 7086 | 663.5267 | 749.262 | 967.3469 | 249.2953
| 7489 | 808.8495 | 828.7115 | 848.3397 | 828.7115 | 828.7115 | 848.3397 | 828.7115 | 828.7115 | 848.3397 | 828.7115 | 990.4762 | 310.3664 | 828.7115 | 848.3397 | 828.7115 | 7489 | 828.7115 | 848.3397 | 990.4762 | 310.3664 | 1435 | 5755 | 1005 | 5287 | 5668 | 8727 | 7922 | 7077 | 663.4306 | 749.2171 | 967.3469 | 249.2953
| 7490 | 788.8932 | 798.8658 | 838.2571 | 798.8658 | 798.8658 | 838.2571 | 798.8658 | 798.8658 | 838.2571 | 798.8658 | 998.6395 | 301.9104 | 798.8658 | 838.2571 | 798.8658 | 7490 | 798.8658 | 838.2571 | 998.6395 | 301.9104 | 2245 | 6301 | 68 | 5578 | 4669 | 1633 | 7860 | 4400 | 663.3825 | 749.1829 | 967.3469 | 249.2953
| 7491 | 793.7665 | 802.182 | 847.1692 | 802.182 | 802.182 | 847.1692 | 802.182 | 802.182 | 847.1692 | 802.182 | 995.9184 | 310.6796 | 802.182 | 847.1692 | 802.182 | 7491 | 802.182 | 847.1692 | 995.9184 | 310.6796 | 2144 | 5825 | 238 | 5275 | 2188 | 8519 | 7794 | 3409 | 663.3345 | 749.167 | 967.3469 | 249.2953
| 7492 | 789.1423 | 791.3683 | 858.2812 | 791.3683 | 791.3683 | 858.2812 | 791.3683 | 791.3683 | 858.2812 | 791.3683 | 986.3946 | 297.5258 | 791.3683 | 858.2812 | 791.3683 | 7492 | 791.3683 | 858.2812 | 986.3946 | 297.5258 | 2500 | 5101 | 1771 | 5711 | 217 | 8526 | 7779 | 1828 | 663.2864 | 748.8019 | 967.3469 | 249.2953
| 7493 | 781.1218 | 785.2165 | 851.3851 | 785.2165 | 785.2165 | 851.3851 | 785.2165 | 785.2165 | 851.3851 | 785.2165 | 989.1156 | 259.3173 | 785.2165 | 851.3851 | 785.2165 | 7493 | 785.2165 | 851.3851 | 989.1157 | 259.3173 | 2695 | 5535 | 1133 | 7129 | 1882 | 8289 | 7763 | 1544 | 663.2383 | 748.7761 | 967.3469 | 249.2953
| 7494 | 801.7658 | 823.1364 | 843.5146 | 823.1364 | 823.1364 | 843.5146 | 823.1364 | 823.1364 | 843.5146 | 823.1364 | 995.9184 | 269.6524 | 823.1364 | 843.5146 | 823.1364 | 7494 | 823.1365 | 843.5146 | 995.9184 | 269.6524 | 1552 | 6030 | 237 | 6771 | 991 | 8713 | 7761 | 1078 | 663.2383 | 748.7439 | 967.3469 | 249.2953
| 7495 | 764.9828 | 758.8312 | 842.485 | 758.8312 | 758.8312 | 842.485 | 758.8312 | 758.8312 | 842.485 | 758.8312 | 974.1497 | 295.0204 | 758.8312 | 842.485 | 758.8312 | 7495 | 758.8312 | 842.485 | 974.1497 | 295.0204 | 3659 | 6088 | 5747 | 5790 | 4573 | 2575 | 7754 | 839 | 663.1903 | 748.5985 | 967.3469 | 249.2953
| 7496 | 770.1578 | 766.6651 | 839.4414 | 766.6651 | 766.6651 | 839.4414 | 766.6651 | 766.6651 | 839.4414 | 766.6651 | 986.3946 | 304.7291 | 766.6651 | 839.4414 | 766.6651 | 7496 | 766.6651 | 839.4414 | 986.3946 | 304.7291 | 3406 | 6242 | 1770 | 5482 | 4566 | 4116 | 7692 | 715 | 663.1903 | 748.4896 | 967.3469 | 249.2953
| 7497 | 776.3039 | 771.0386 | 841.8729 | 771.0386 | 771.0386 | 841.8729 | 771.0386 | 771.0386 | 841.8729 | 771.0386 | 982.3129 | 350.1409 | 771.0386 | 841.8729 | 771.0386 | 7497 | 771.0386 | 841.8729 | 982.3129 | 350.1409 | 3224 | 6118 | 3153 | 4451 | 7380 | 1671 | 7626 | 197 | 663.0942 | 748.3655 | 967.3469 | 249.2953
| 7498 | 786.8437 | 779.0647 | 861.6382 | 779.0647 | 779.0647 | 861.6382 | 779.0647 | 779.0647 | 861.6382 | 779.0647 | 985.034 | 351.7069 | 779.0647 | 861.6382 | 779.0647 | 7498 | 779.0647 | 861.6382 | 985.034 | 351.7069 | 2913 | 4876 | 2130 | 4421 | 5389 | 8691 | 7611 | 151 | 663.0942 | 748.3198 | 967.3469 | 249.1387
| 7499 | 780.5248 | 800.3556 | 821.7167 | 800.3556 | 800.3556 | 821.7167 | 800.3556 | 800.3556 | 821.7167 | 800.3556 | 971.4286 | 266.2073 | 800.3556 | 821.7167 | 800.3556 | 7499 | 800.3557 | 821.7167 | 971.4286 | 266.2073 | 2199 | 6824 | 6575 | 6892 | 4978 | 1738 | 7595 | 8281 | 663.0942 | 748.2885 | 967.3469 | 248.9822
| 7500 | 782.1475 | 780.891 | 833.8939 | 780.891 | 780.891 | 833.8939 | 780.891 | 780.891 | 833.8939 | 780.891 | 956.4626 | 410.8988 | 780.891 | 833.8939 | 780.891 | 7500 | 780.8911 | 833.8939 | 956.4626 | 410.8988 | 2841 | 6473 | 8411 | 3302 | 324 | 8709 | 7593 | 7124 | 663.0942 | 748.1362 | 967.3469 | 248.9822
| 7501 | 786.8945 | 798.3852 | 823.8412 | 798.3852 | 798.3852 | 823.8412 | 798.3852 | 798.3852 | 823.8412 | 798.3852 | 963.2653 | 370.8111 | 798.3852 | 823.8412 | 798.3852 | 7501 | 798.3852 | 823.8412 | 963.2653 | 370.8112 | 2257 | 6773 | 8053 | 4042 | 6769 | 8692 | 7586 | 5548 | 663.0461 | 748.0103 | 967.3469 | 248.9822
| 7502 | 793.3428 | 797.2798 | 830.6053 | 797.2798 | 797.2798 | 830.6053 | 797.2798 | 797.2798 | 830.6053 | 797.2798 | 975.5102 | 430.6295 | 797.2798 | 830.6053 | 797.2798 | 7502 | 797.2798 | 830.6053 | 975.5102 | 430.6295 | 2294 | 6602 | 5327 | 2988 | 6566 | 8654 | 7524 | 2478 | 662.95 | 747.9644 | 967.3469 | 248.9822
| 7503 | 801.9402 | 806.5555 | 840.9307 | 806.5555 | 806.5555 | 840.9307 | 806.5555 | 806.5555 | 840.9307 | 806.5555 | 997.2789 | 413.7175 | 806.5555 | 840.9307 | 806.5555 | 7503 | 806.5555 | 840.9307 | 997.2789 | 413.7175 | 2014 | 6178 | 164 | 3255 | 5524 | 1580 | 7458 | 1252 | 662.95 | 747.8416 | 967.3469 | 248.9821
| 7504 | 807.1462 | 806.988 | 871.2913 | 806.988 | 806.988 | 871.2913 | 806.988 | 806.988 | 871.2913 | 806.988 | 985.034 | 373.943 | 806.988 | 871.2913 | 806.988 | 7504 | 806.988 | 871.2913 | 985.034 | 373.943 | 1997 | 4190 | 2129 | 3980 | 3301 | 8511 | 7443 | 716 | 662.95 | 747.7853 | 967.3469 | 248.9821
| 7505 | 802.6678 | 790.8877 | 876.8216 | 790.8877 | 790.8877 | 876.8216 | 790.8877 | 790.8877 | 876.8216 | 790.8877 | 998.6395 | 404.322 | 790.8877 | 876.8216 | 790.8877 | 7505 | 790.8877 | 876.8216 | 998.6395 | 404.322 | 2516 | 3840 | 67 | 3400 | 4981 | 3454 | 7427 | 212 | 662.9019 | 747.7491 | 967.3469 | 248.9821
| 7506 | 818.4609 | 820.2528 | 894.1439 | 820.2528 | 820.2528 | 894.1439 | 820.2528 | 820.2528 | 894.1439 | 820.2528 | 953.7415 | 366.1134 | 820.2528 | 894.1439 | 820.2528 | 7506 | 820.2528 | 894.1439 | 953.7415 | 366.1134 | 1623 | 2519 | 8508 | 4152 | 4474 | 2776 | 7425 | 39 | 662.9019 | 747.7144 | 967.3469 | 248.9039
| 7507 | 875.692 | 909.8861 | 915.5378 | 909.8861 | 909.8861 | 915.5378 | 909.8861 | 909.8861 | 915.5378 | 909.8861 | 975.5102 | 342.9377 | 909.8861 | 915.5378 | 909.8861 | 7507 | 909.8861 | 915.5378 | 975.5102 | 342.9377 | 383 | 1201 | 5326 | 4590 | 6088 | 8589 | 7418 | 7876 | 662.8539 | 747.6176 | 967.3469 | 248.669
| 7508 | 882.7105 | 933.8684 | 909.3386 | 933.8684 | 933.8684 | 909.3386 | 933.8684 | 933.8684 | 909.3386 | 933.8684 | 972.7891 | 276.8556 | 933.8684 | 909.3386 | 933.8684 | 7508 | 933.8684 | 909.3386 | 972.7891 | 276.8556 | 178 | 1527 | 6164 | 6497 | 1069 | 8725 | 7356 | 7447 | 662.8538 | 747.6126 | 967.3469 | 248.669
| 7509 | 877.2469 | 944.3937 | 874.0958 | 944.3937 | 944.3937 | 874.0958 | 944.3937 | 944.3937 | 874.0958 | 944.3937 | 976.8707 | 253.0536 | 944.3937 | 874.0958 | 944.3937 | 7509 | 944.3937 | 874.0958 | 976.8708 | 253.0536 | 117 | 4024 | 4909 | 7339 | 5072 | 7306 | 7290 | 7257 | 662.7577 | 747.56 | 967.3469 | 248.669
| 7510 | 873.3834 | 926.8515 | 893.9276 | 926.8515 | 926.8515 | 893.9276 | 926.8515 | 926.8515 | 893.9276 | 926.8515 | 989.1156 | 247.7294 | 926.8515 | 893.9276 | 926.8515 | 7510 | 926.8515 | 893.9276 | 989.1157 | 247.7294 | 250 | 2542 | 1132 | 7542 | 5088 | 250 | 7275 | 5235 | 662.7097 | 747.56 | 967.3469 | 248.669
| 7511 | 835.8518 | 862.4021 | 893.169 | 862.4021 | 862.4021 | 893.169 | 862.4021 | 862.4021 | 893.169 | 862.4021 | 978.2313 | 251.8008 | 862.4021 | 893.169 | 862.4021 | 7511 | 862.4021 | 893.169 | 978.2313 | 251.8008 | 893 | 2616 | 4313 | 7392 | 84 | 20 | 7259 | 4414 | 662.6616 | 747.56 | 967.3469 | 248.669
| 7512 | 827.5369 | 848.128 | 882.2069 | 848.128 | 848.128 | 882.2069 | 848.128 | 848.128 | 882.2069 | 848.128 | 970.068 | 301.5972 | 848.128 | 882.2069 | 848.128 | 7512 | 848.128 | 882.2069 | 970.068 | 301.5973 | 1083 | 3448 | 6947 | 5589 | 5670 | 1710 | 7257 | 4403 | 662.6135 | 747.5512 | 967.3469 | 248.669
| 7513 | 786.8824 | 783.0538 | 852.3865 | 783.0538 | 783.0538 | 852.3865 | 783.0538 | 783.0538 | 852.3865 | 783.0538 | 979.5918 | 362.7858 | 783.0538 | 852.3865 | 783.0538 | 7513 | 783.0538 | 852.3866 | 979.5918 | 362.7858 | 2759 | 5463 | 4043 | 4218 | 3729 | 7398 | 7250 | 1871 | 662.6135 | 747.4164 | 967.3469 | 248.669
| 7514 | 802.4954 | 802.7587 | 863.052 | 802.7587 | 802.7587 | 863.052 | 802.7587 | 802.7587 | 863.052 | 802.7587 | 968.7075 | 391.9511 | 802.7587 | 863.052 | 802.7587 | 7514 | 802.7587 | 863.052 | 968.7075 | 391.9512 | 2135 | 4770 | 7326 | 3636 | 6781 | 342 | 7188 | 1085 | 662.5174 | 747.4164 | 967.3469 | 248.669
| 7515 | 778.9276 | 774.3548 | 842.9018 | 774.3548 | 774.3548 | 842.9018 | 774.3548 | 774.3548 | 842.9018 | 774.3548 | 974.1497 | 364.3909 | 774.3548 | 842.9018 | 774.3548 | 7515 | 774.3548 | 842.9018 | 974.1497 | 364.3909 | 3084 | 6065 | 5746 | 4180 | 3463 | 4199 | 7122 | 391 | 662.4694 | 747.4017 | 967.3469 | 248.669
| 7516 | 785.6834 | 777.719 | 872.0938 | 777.719 | 777.719 | 872.0938 | 777.719 | 777.719 | 872.0938 | 777.719 | 980.9524 | 308.4873 | 777.719 | 872.0938 | 777.719 | 7516 | 777.719 | 872.0938 | 980.9524 | 308.4873 | 2958 | 4141 | 3657 | 5345 | 2725 | 2491 | 7107 | 192 | 662.4213 | 747.2589 | 967.3469 | 248.669
| 7517 | 794.4167 | 777.4307 | 880.7663 | 777.4307 | 777.4307 | 880.7663 | 777.4307 | 777.4307 | 880.7663 | 777.4307 | 980.9524 | 398.3714 | 777.4307 | 880.7663 | 777.4307 | 7517 | 777.4307 | 880.7663 | 980.9524 | 398.3714 | 2973 | 3551 | 3656 | 3517 | 4402 | 8716 | 7091 | 147 | 662.3732 | 747.1809 | 967.3469 | 248.669
| 7518 | 759.1909 | 735.5698 | 861.8506 | 735.5698 | 735.5698 | 861.8506 | 735.5698 | 735.5698 | 861.8506 | 735.5698 | 987.7551 | 308.9571 | 735.5698 | 861.8506 | 735.5698 | 7518 | 735.5698 | 861.8506 | 987.7551 | 308.9571 | 4573 | 4869 | 1407 | 5335 | 109 | 1652 | 7089 | 140 | 662.3732 | 746.9679 | 967.3469 | 248.669
| 7519 | 747.4619 | 720.1903 | 867.5896 | 720.1903 | 720.1903 | 867.5896 | 720.1903 | 720.1903 | 867.5896 | 720.1903 | 976.8707 | 255.7156 | 720.1903 | 867.5896 | 720.1903 | 7519 | 720.1903 | 867.5896 | 976.8708 | 255.7156 | 5224 | 4434 | 4908 | 7248 | 5000 | 3307 | 7082 | 2709 | 662.3252 | 746.9309 | 967.3469 | 248.5907
| 7520 | 744.0844 | 726.3902 | 833.202 | 726.3902 | 726.3902 | 833.202 | 726.3902 | 726.3902 | 833.202 | 726.3902 | 978.2313 | 295.0204 | 726.3902 | 833.202 | 726.3902 | 7520 | 726.3902 | 833.202 | 978.2313 | 295.0204 | 4949 | 6506 | 4312 | 5789 | 4232 | 8467 | 7020 | 764 | 662.3252 | 746.8099 | 967.3469 | 248.5907
| 7521 | 771.405 | 758.3986 | 855.4292 | 758.3986 | 758.3986 | 855.4292 | 758.3986 | 758.3986 | 855.4292 | 758.3986 | 971.4286 | 339.336 | 758.3986 | 855.4292 | 758.3986 | 7521 | 758.3986 | 855.4292 | 971.4286 | 339.3361 | 3678 | 5283 | 6574 | 4660 | 7401 | 8290 | 6954 | 8606 | 662.2771 | 746.7249 | 967.3469 | 248.3558
| 7522 | 784.5477 | 781.5639 | 855.8225 | 781.5639 | 781.5639 | 855.8225 | 781.5639 | 781.5639 | 855.8225 | 781.5639 | 960.5442 | 347.3223 | 781.5639 | 855.8225 | 781.5639 | 7522 | 781.5639 | 855.8225 | 960.5442 | 347.3223 | 2818 | 5263 | 8203 | 4513 | 345 | 2438 | 6939 | 7921 | 662.2771 | 746.5362 | 967.3469 | 248.3558
| 7523 | 787.2935 | 797.3759 | 828.1614 | 797.3759 | 797.3759 | 828.1614 | 797.3759 | 797.3759 | 828.1614 | 797.3759 | 976.8707 | 353.586 | 797.3759 | 828.1614 | 797.3759 | 7523 | 797.3759 | 828.1614 | 976.8708 | 353.586 | 2289 | 6675 | 4907 | 4385 | 6059 | 8736 | 6923 | 7088 | 662.181 | 746.5106 | 967.3469 | 248.3558
| 7524 | 773.8072 | 766.7612 | 849.1108 | 766.7612 | 766.7612 | 849.1108 | 766.7612 | 766.7612 | 849.1108 | 766.7612 | 967.3469 | 335.4212 | 766.7612 | 849.1108 | 766.7612 | 7524 | 766.7612 | 849.1108 | 967.3469 | 335.4212 | 3401 | 5711 | 7502 | 4737 | 5509 | 2778 | 6921 | 5215 | 662.181 | 746.4952 | 967.3469 | 248.3558
| 7525 | 774.035 | 779.6895 | 832.4984 | 779.6895 | 779.6895 | 832.4984 | 779.6895 | 779.6895 | 832.4984 | 779.6895 | 940.1361 | 328.8443 | 779.6895 | 832.4984 | 779.6895 | 7525 | 779.6895 | 832.4984 | 940.1361 | 328.8444 | 2884 | 6521 | 8662 | 4854 | 4733 | 8695 | 6914 | 4480 | 662.0849 | 746.4646 | 967.3469 | 248.3558
| 7526 | 776.3065 | 779.6415 | 838.8439 | 779.6415 | 779.6415 | 838.8439 | 779.6415 | 779.6415 | 838.8439 | 779.6415 | 946.9388 | 328.8443 | 779.6415 | 838.8439 | 779.6415 | 7526 | 779.6415 | 838.8439 | 946.9388 | 328.8444 | 2885 | 6265 | 8559 | 4853 | 3400 | 2161 | 6852 | 4082 | 662.0849 | 746.1532 | 967.3469 | 248.3558
| 7527 | 785.4201 | 783.6305 | 854.1307 | 783.6305 | 783.6305 | 854.1307 | 783.6305 | 783.6305 | 854.1307 | 783.6305 | 979.5918 | 330.7235 | 783.6305 | 854.1307 | 783.6305 | 7527 | 783.6305 | 854.1307 | 979.5918 | 330.7235 | 2739 | 5374 | 4042 | 4820 | 2199 | 1709 | 6786 | 2817 | 662.0849 | 746.0978 | 967.3469 | 248.3558
| 7528 | 783.4006 | 791.5125 | 833.7576 | 791.5125 | 791.5125 | 833.7576 | 791.5125 | 791.5125 | 833.7576 | 791.5125 | 970.068 | 330.4103 | 791.5125 | 833.7576 | 791.5125 | 7528 | 791.5125 | 833.7577 | 970.068 | 330.4103 | 2495 | 6483 | 6946 | 4824 | 5836 | 1680 | 6771 | 2504 | 662.0368 | 746.0808 | 967.3469 | 248.3558
| 7529 | 798.3346 | 802.1339 | 850.0884 | 802.1339 | 802.1339 | 850.0884 | 802.1339 | 802.1339 | 850.0884 | 802.1339 | 972.7891 | 386.4704 | 802.1339 | 850.0884 | 802.1339 | 7529 | 802.1339 | 850.0884 | 972.7891 | 386.4704 | 2150 | 5624 | 6163 | 3731 | 8102 | 8710 | 6755 | 2239 | 661.9888 | 745.9806 | 967.3469 | 248.3558
| 7530 | 812.8613 | 845.725 | 829.3352 | 845.725 | 845.725 | 829.3352 | 845.725 | 845.725 | 829.3352 | 845.725 | 986.3946 | 310.523 | 845.725 | 829.3352 | 845.725 | 7530 | 845.725 | 829.3352 | 986.3946 | 310.523 | 1123 | 6640 | 1769 | 5284 | 4745 | 7360 | 6753 | 2223 | 661.9888 | 745.933 | 967.3469 | 248.3558
| 7531 | 863.5403 | 933.7723 | 837.5567 | 933.7723 | 933.7723 | 837.5567 | 933.7723 | 933.7723 | 837.5567 | 933.7723 | 970.068 | 299.0918 | 933.7723 | 837.5567 | 933.7723 | 7531 | 933.7723 | 837.5567 | 970.068 | 299.0918 | 181 | 6334 | 6945 | 5661 | 566 | 304 | 6746 | 1083 | 661.9888 | 745.933 | 967.3469 | 248.3558
| 7532 | 874.2812 | 954.0539 | 832.3595 | 954.0539 | 954.0539 | 832.3595 | 954.0539 | 954.0539 | 832.3595 | 954.0539 | 983.6735 | 294.394 | 954.0539 | 832.3595 | 954.0539 | 7532 | 954.0539 | 832.3596 | 983.6735 | 294.394 | 80 | 6526 | 2498 | 5811 | 4815 | 2158 | 6684 | 1060 | 661.9407 | 745.8843 | 967.3469 | 248.3558
| 7533 | 875.8971 | 952.1796 | 847.0098 | 952.1796 | 952.1796 | 847.0098 | 952.1796 | 952.1796 | 847.0098 | 952.1796 | 983.6735 | 273.4106 | 952.1796 | 847.0098 | 952.1796 | 7533 | 952.1796 | 847.0099 | 983.6735 | 273.4106 | 88 | 5834 | 2497 | 6622 | 4520 | 2531 | 6618 | 723 | 661.9407 | 745.5793 | 967.3469 | 248.3558
| 7534 | 861.8371 | 927.0438 | 849.7181 | 927.0438 | 927.0438 | 849.7181 | 927.0438 | 927.0438 | 849.7181 | 927.0438 | 979.5918 | 270.9051 | 927.0438 | 849.7181 | 927.0438 | 7534 | 927.0438 | 849.7181 | 979.5918 | 270.9051 | 249 | 5657 | 4041 | 6722 | 3412 | 4616 | 6603 | 7874 | 661.9407 | 745.3635 | 967.3469 | 248.0426
| 7535 | 821.971 | 862.5943 | 850.6111 | 862.5943 | 862.5943 | 850.6111 | 862.5943 | 862.5943 | 850.6111 | 862.5943 | 993.1973 | 211.1977 | 862.5943 | 850.6111 | 862.5943 | 7535 | 862.5943 | 850.6111 | 993.1973 | 211.1977 | 891 | 5582 | 593 | 8407 | 8266 | 1640 | 6587 | 7771 | 661.8446 | 745.2949 | 967.3469 | 248.0426
| 7536 | 808.1991 | 835.7764 | 848.9922 | 835.7764 | 835.7764 | 848.9922 | 835.7764 | 835.7764 | 848.9922 | 835.7764 | 982.3129 | 250.2936 | 835.7764 | 848.9922 | 835.7764 | 7536 | 835.7764 | 848.9923 | 982.3129 | 250.2936 | 1295 | 5722 | 3152 | 7451 | 6602 | 3396 | 6585 | 7564 | 661.7485 | 745.2325 | 967.3469 | 248.0426
| 7537 | 805.1176 | 819.628 | 850.1002 | 819.628 | 819.628 | 850.1002 | 819.628 | 819.628 | 850.1002 | 819.628 | 994.5578 | 319.6641 | 819.628 | 850.1002 | 819.628 | 7537 | 819.628 | 850.1002 | 994.5578 | 319.6641 | 1642 | 5619 | 438 | 5074 | 4976 | 1700 | 6578 | 7242 | 661.7485 | 744.9257 | 967.3469 | 248.0426
| 7538 | 775.2983 | 776.4214 | 831.8107 | 776.4214 | 776.4214 | 831.8107 | 776.4214 | 776.4214 | 831.8107 | 776.4214 | 990.4762 | 325.0861 | 776.4214 | 831.8107 | 776.4214 | 7538 | 776.4214 | 831.8107 | 990.4762 | 325.0861 | 3005 | 6555 | 1004 | 4947 | 7263 | 2337 | 6516 | 1270 | 661.7004 | 744.8535 | 967.3469 | 248.0426
| 7539 | 779.831 | 775.8927 | 891.2307 | 775.8927 | 775.8927 | 891.2307 | 775.8927 | 775.8927 | 891.2307 | 775.8927 | 975.5102 | 170.0595 | 775.8927 | 891.2307 | 775.8927 | 7539 | 775.8927 | 891.2307 | 975.5102 | 170.0595 | 3037 | 2770 | 5325 | 8736 | 6917 | 5003 | 6450 | 1228 | 661.7004 | 744.7425 | 967.3469 | 248.0426
| 7540 | 753.914 | 746.0951 | 858.0781 | 746.0951 | 746.0951 | 858.0781 | 746.0951 | 746.0951 | 858.0781 | 746.0951 | 979.5918 | 174.1309 | 746.0951 | 858.0781 | 746.0951 | 7540 | 746.0951 | 858.0781 | 979.5918 | 174.1309 | 4143 | 5120 | 4040 | 8720 | 7593 | 4200 | 6435 | 1175 | 661.6523 | 744.706 | 967.3469 | 248.0426
| 7541 | 789.2005 | 778.0555 | 901.5798 | 778.0555 | 778.0555 | 901.5798 | 778.0555 | 778.0555 | 901.5798 | 778.0555 | 985.034 | 233.0097 | 778.0555 | 901.5798 | 778.0555 | 7541 | 778.0555 | 901.5798 | 985.034 | 233.0097 | 2942 | 1996 | 2128 | 7984 | 4825 | 1678 | 6419 | 8647 | 661.6523 | 744.6918 | 967.3469 | 247.7294
| 7542 | 721.5517 | 671.2645 | 902.1007 | 671.2645 | 671.2645 | 902.1007 | 671.2645 | 671.2645 | 902.1007 | 671.2645 | 965.9864 | 157.2189 | 671.2645 | 902.1007 | 671.2645 | 7542 | 671.2645 | 902.1007 | 965.9864 | 157.2189 | 7265 | 1957 | 7801 | 8747 | 5474 | 2437 | 6417 | 7510 | 661.5562 | 744.5751 | 967.3469 | 247.7294
| 7543 | 746.7697 | 710.6743 | 905.1943 | 710.6743 | 710.6743 | 905.1943 | 710.6743 | 710.6743 | 905.1943 | 710.6743 | 978.2313 | 170.3727 | 710.6743 | 905.1943 | 710.6743 | 7543 | 710.6743 | 905.1943 | 978.2313 | 170.3727 | 5614 | 1788 | 4311 | 8733 | 997 | 3447 | 6410 | 6262 | 661.5562 | 744.5416 | 967.3469 | 247.7294
| 7544 | 757.4136 | 736.9635 | 888.6411 | 736.9635 | 736.9635 | 888.6411 | 736.9635 | 736.9635 | 888.6411 | 736.9635 | 980.9524 | 172.565 | 736.9635 | 888.6411 | 736.9635 | 7544 | 736.9635 | 888.6411 | 980.9524 | 172.565 | 4508 | 2953 | 3655 | 8726 | 4982 | 4189 | 6348 | 4475 | 661.4601 | 744.4599 | 967.3469 | 247.7294
| 7545 | 778.2979 | 765.4155 | 907.859 | 765.4155 | 765.4155 | 907.859 | 765.4155 | 765.4155 | 907.859 | 765.4155 | 982.3129 | 159.098 | 765.4155 | 907.859 | 765.4155 | 7545 | 765.4155 | 907.859 | 982.3129 | 159.098 | 3451 | 1620 | 3151 | 8745 | 3799 | 4191 | 6282 | 4408 | 661.4361 | 744.3334 | 967.3469 | 247.7294
| 7546 | 800.0467 | 785.5049 | 899.4879 | 785.5049 | 785.5049 | 899.4879 | 785.5049 | 785.5049 | 899.4879 | 785.5049 | 978.2313 | 340.4322 | 785.5049 | 899.4879 | 785.5049 | 7546 | 785.5049 | 899.488 | 978.2313 | 340.4322 | 2685 | 2142 | 4310 | 4640 | 8103 | 8730 | 6267 | 3396 | 661.412 | 744.1896 | 967.3469 | 247.7294
| 7547 | 770.9636 | 759.1195 | 871.1405 | 759.1195 | 759.1195 | 871.1405 | 759.1195 | 759.1195 | 871.1405 | 759.1195 | 974.1497 | 261.8227 | 759.1195 | 871.1405 | 759.1195 | 7547 | 759.1195 | 871.1405 | 974.1497 | 261.8227 | 3653 | 4201 | 5745 | 7024 | 6301 | 8528 | 6251 | 2217 | 661.412 | 744.1547 | 967.3469 | 247.7294
| 7548 | 787.4549 | 772.6727 | 885.7491 | 772.6727 | 772.6727 | 885.7491 | 772.6727 | 772.6727 | 885.7491 | 772.6727 | 983.6735 | 316.3169 | 772.6727 | 885.7491 | 772.6727 | 7548 | 772.6727 | 885.7491 | 983.6735 | 316.317 | 3157 | 3181 | 2496 | 5133 | 6074 | 1702 | 6249 | 1898 | 661.412 | 744.0781 | 967.3469 | 247.7294
| 7549 | 782.4087 | 775.5082 | 891.2667 | 775.5082 | 775.5082 | 891.2667 | 775.5082 | 775.5082 | 891.2667 | 775.5082 | 965.9864 | 218.6032 | 775.5082 | 891.2667 | 775.5082 | 7549 | 775.5083 | 891.2667 | 965.9864 | 218.6032 | 3049 | 2763 | 7800 | 8305 | 4638 | 4140 | 6242 | 454 | 661.412 | 744.0542 | 967.3469 | 247.7294
| 7550 | 798.0709 | 797.1356 | 895.8189 | 797.1356 | 797.1356 | 895.8189 | 797.1356 | 797.1356 | 895.8189 | 797.1356 | 991.8367 | 220.7955 | 797.1356 | 895.8189 | 797.1356 | 7550 | 797.1356 | 895.8189 | 991.8367 | 220.7955 | 2303 | 2405 | 766 | 8265 | 567 | 4118 | 6180 | 233 | 661.412 | 743.89 | 967.3469 | 247.7294
| 7551 | 822.3082 | 827.9425 | 910.6194 | 827.9425 | 827.9425 | 910.6194 | 827.9425 | 827.9425 | 910.6194 | 827.9425 | 970.068 | 276.2293 | 827.9425 | 910.6194 | 827.9425 | 7551 | 827.9425 | 910.6194 | 970.068 | 276.2293 | 1452 | 1447 | 6944 | 6526 | 122 | 1590 | 6114 | 194 | 661.364 | 743.6813 | 967.3469 | 247.7294
| 7552 | 828.8514 | 835.6803 | 914.8786 | 835.6803 | 835.6803 | 914.8786 | 835.6803 | 835.6803 | 914.8786 | 835.6803 | 983.6735 | 275.2897 | 835.6803 | 914.8786 | 835.6803 | 7552 | 835.6803 | 914.8786 | 983.6735 | 275.2897 | 1296 | 1219 | 2495 | 6565 | 4869 | 8510 | 6099 | 121 | 661.3159 | 743.6204 | 967.3469 | 247.7294
| 7553 | 847.3665 | 876.9645 | 917.8322 | 876.9645 | 876.9645 | 917.8322 | 876.9645 | 876.9645 | 917.8322 | 876.9645 | 989.1156 | 186.9715 | 876.9645 | 917.8322 | 876.9645 | 7553 | 876.9645 | 917.8322 | 989.1157 | 186.9715 | 724 | 1095 | 1131 | 8642 | 907 | 2574 | 6083 | 6754 | 661.3159 | 743.4551 | 967.3469 | 247.4162
| 7554 | 853.6437 | 910.9915 | 877.207 | 910.9915 | 910.9915 | 877.207 | 910.9915 | 910.9915 | 877.207 | 910.9915 | 982.3129 | 171.9386 | 910.9915 | 877.207 | 910.9915 | 7554 | 910.9915 | 877.207 | 982.3129 | 171.9386 | 372 | 3821 | 3150 | 8730 | 135 | 1589 | 6081 | 6428 | 661.2678 | 743.3833 | 967.3469 | 247.4162
| 7555 | 825.2125 | 857.8123 | 900.6552 | 857.8123 | 857.8123 | 900.6552 | 857.8123 | 857.8123 | 900.6552 | 857.8123 | 982.3129 | 105.5434 | 857.8123 | 900.6552 | 857.8123 | 7555 | 857.8123 | 900.6552 | 982.3129 | 105.5434 | 948 | 2066 | 3149 | 8755 | 5835 | 1372 | 6074 | 5585 | 661.1717 | 743.2911 | 967.3469 | 247.4162
| 7556 | 831.7454 | 875.1862 | 889.2883 | 875.1862 | 875.1862 | 889.2883 | 875.1862 | 875.1862 | 889.2883 | 875.1862 | 991.8367 | 93.9555 | 875.1862 | 889.2883 | 875.1862 | 7556 | 875.1862 | 889.2883 | 991.8367 | 93.9555 | 746 | 2897 | 765 | 8759 | 88 | 6658 | 6012 | 5236 | 661.1237 | 743.2427 | 967.3469 | 247.4162
| 7557 | 859.2791 | 919.1618 | 895.1587 | 919.1618 | 919.1618 | 895.1587 | 919.1618 | 919.1618 | 895.1587 | 919.1618 | 974.1497 | 121.829 | 919.1618 | 895.1587 | 919.1618 | 7557 | 919.1618 | 895.1587 | 974.1497 | 121.829 | 318 | 2455 | 5744 | 8753 | 5282 | 8466 | 5946 | 5079 | 661.0996 | 743.1569 | 967.3469 | 247.4162
| 7558 | 850.9101 | 900.0577 | 909.1403 | 900.0577 | 900.0577 | 909.1403 | 900.0577 | 900.0577 | 909.1403 | 900.0577 | 971.4286 | 104.2906 | 900.0577 | 909.1403 | 900.0577 | 7558 | 900.0577 | 909.1403 | 971.4286 | 104.2906 | 478 | 1542 | 6573 | 8756 | 5834 | 1636 | 5931 | 1901 | 661.0756 | 743.0243 | 967.3469 | 247.4162
| 7559 | 827.8969 | 859.5184 | 895.5689 | 859.5184 | 859.5184 | 895.5689 | 859.5184 | 859.5184 | 895.5689 | 859.5184 | 987.7551 | 144.3783 | 859.5184 | 895.5689 | 859.5184 | 7559 | 859.5184 | 895.5689 | 987.7551 | 144.3783 | 932 | 2428 | 1406 | 8750 | 4670 | 8684 | 5915 | 1549 | 660.9314 | 742.8214 | 967.3469 | 247.4162
| 7560 | 818.6475 | 825.0829 | 921.8228 | 825.0829 | 825.0829 | 921.8228 | 825.0829 | 825.0829 | 921.8228 | 825.0829 | 978.2313 | 194.8794 | 825.0829 | 921.8228 | 825.0829 | 7560 | 825.0829 | 921.8228 | 978.2313 | 194.8794 | 1505 | 892 | 4309 | 8592 | 6101 | 1574 | 5913 | 1226 | 660.8834 | 742.7486 | 967.3469 | 247.4162
| 7561 | 807.9688 | 811.9864 | 887.5035 | 811.9864 | 811.9864 | 887.5035 | 811.9864 | 811.9864 | 887.5035 | 811.9864 | 989.1156 | 276.5424 | 811.9864 | 887.5035 | 811.9864 | 7561 | 811.9864 | 887.5035 | 989.1157 | 276.5424 | 1854 | 3022 | 1130 | 6512 | 3436 | 1691 | 5906 | 8231 | 660.8834 | 742.6442 | 967.3469 | 247.103
| 7562 | 805.4514 | 785.8413 | 893.5674 | 785.8413 | 785.8413 | 893.5674 | 785.8413 | 785.8413 | 893.5674 | 785.8413 | 972.7891 | 442.5305 | 785.8413 | 893.5674 | 785.8413 | 7562 | 785.8413 | 893.5674 | 972.7891 | 442.5305 | 2677 | 2584 | 6162 | 2790 | 89 | 1620 | 5844 | 4240 | 660.8353 | 742.5019 | 967.3469 | 247.103
| 7563 | 797.1224 | 770.4619 | 898.2451 | 770.4619 | 770.4619 | 898.2451 | 770.4619 | 770.4619 | 898.2451 | 770.4619 | 987.7551 | 415.2834 | 770.4619 | 898.2451 | 770.4619 | 7563 | 770.4619 | 898.2451 | 987.7551 | 415.2834 | 3249 | 2236 | 1405 | 3232 | 7761 | 1701 | 5778 | 3212 | 660.7872 | 742.0847 | 967.3469 | 247.103
| 7564 | 774.5426 | 757.7258 | 885.4778 | 757.7258 | 757.7258 | 885.4778 | 757.7258 | 757.7258 | 885.4778 | 757.7258 | 991.8367 | 248.0426 | 757.7258 | 885.4778 | 757.7258 | 7564 | 757.7258 | 885.4778 | 991.8367 | 248.0426 | 3709 | 3210 | 764 | 7536 | 5671 | 1674 | 5763 | 2397 | 660.6911 | 741.9018 | 967.3469 | 247.103
| 7565 | 791.2616 | 764.262 | 901.4681 | 764.262 | 764.262 | 901.4681 | 764.262 | 764.262 | 901.4681 | 764.262 | 972.7891 | 384.9045 | 764.262 | 901.4681 | 764.262 | 7565 | 764.262 | 901.4681 | 972.7891 | 384.9045 | 3481 | 2007 | 6161 | 3757 | 1019 | 2784 | 5747 | 1562 | 660.6911 | 741.8735 | 967.3469 | 247.103
| 7566 | 770.0242 | 718.9888 | 886.1226 | 718.9888 | 718.9888 | 886.1226 | 718.9888 | 718.9888 | 886.1226 | 718.9888 | 985.034 | 498.9039 | 718.9888 | 886.1226 | 718.9888 | 7566 | 718.9888 | 886.1226 | 985.034 | 498.9039 | 5271 | 3144 | 2127 | 1905 | 7592 | 1388 | 5745 | 1444 | 660.6431 | 741.8243 | 967.3469 | 247.103
| 7567 | 736.6448 | 683.568 | 885.3454 | 683.568 | 683.568 | 885.3454 | 683.568 | 683.568 | 885.3454 | 683.568 | 975.5102 | 327.5916 | 683.568 | 885.3454 | 683.568 | 7567 | 683.568 | 885.3454 | 975.5102 | 327.5916 | 6803 | 3227 | 5324 | 4890 | 6097 | 8724 | 5738 | 1250 | 660.5469 | 741.748 | 967.3469 | 247.103
| 7568 | 759.2337 | 718.4121 | 899.176 | 718.4121 | 718.4121 | 899.176 | 718.4121 | 718.4121 | 899.176 | 718.4121 | 983.6735 | 301.5972 | 718.4121 | 899.176 | 718.4121 | 7568 | 718.4121 | 899.176 | 983.6735 | 301.5973 | 5296 | 2172 | 2494 | 5588 | 6128 | 1120 | 5676 | 1084 | 660.4989 | 741.7049 | 967.3469 | 247.103
| 7569 | 735.7151 | 695.8235 | 888.6102 | 695.8235 | 695.8235 | 888.6102 | 695.8235 | 695.8235 | 888.6102 | 695.8235 | 978.2313 | 200.7516 | 695.8235 | 888.6102 | 695.8235 | 7569 | 695.8235 | 888.6102 | 978.2313 | 200.7517 | 6246 | 2958 | 4308 | 8541 | 5055 | 5004 | 5610 | 695 | 660.4989 | 741.6489 | 967.3469 | 247.103
| 7570 | 757.8808 | 718.5082 | 900.6984 | 718.5082 | 718.5082 | 900.6984 | 718.5082 | 718.5082 | 900.6984 | 718.5082 | 978.2313 | 281.2402 | 718.5082 | 900.6984 | 718.5082 | 7570 | 718.5082 | 900.6985 | 978.2313 | 281.2402 | 5289 | 2061 | 4307 | 6319 | 5052 | 1737 | 5595 | 167 | 660.4989 | 741.6319 | 967.3469 | 247.103
| 7571 | 768.1247 | 730.5234 | 887.1565 | 730.5234 | 730.5234 | 887.1565 | 730.5234 | 730.5234 | 887.1565 | 730.5234 | 974.1497 | 386.7836 | 730.5234 | 887.1565 | 730.5234 | 7571 | 730.5234 | 887.1565 | 974.1497 | 386.7836 | 4798 | 3052 | 5743 | 3721 | 4829 | 2339 | 5579 | 5734 | 660.4508 | 741.612 | 967.3469 | 246.7899
| 7572 | 774.0062 | 754.9863 | 894.4651 | 754.9863 | 754.9863 | 894.4651 | 754.9863 | 754.9863 | 894.4651 | 754.9863 | 976.8707 | 241.4657 | 754.9863 | 894.4651 | 754.9863 | 7572 | 754.9863 | 894.4651 | 976.8708 | 241.4657 | 3822 | 2497 | 4906 | 7747 | 5140 | 2779 | 5577 | 4412 | 660.4028 | 741.5907 | 967.3469 | 246.7899
| 7573 | 736.0401 | 687.5571 | 909.6872 | 687.5571 | 687.5571 | 883.2582 | 687.5571 | 687.5571 | 909.6872 | 687.5571 | 983.6735 | 208.1115 | 687.5571 | 909.6872 | 687.5571 | 7573 | 687.5571 | 909.6872 | 983.6735 | 208.1115 | 6625 | 1509 | 2493 | 8455 | 4847 | 1582 | 5570 | 4302 | 660.3547 | 741.586 | 967.3469 | 246.7899
| 7574 | 632.6119 | 726.0057 | 320.5982 | 726.0057 | 726.0057 | 891.6533 | 726.0057 | 726.0057 | 320.5982 | 726.0057 | 983.6735 | 211.3999 | 726.0057 | 320.5982 | 726.0057 | 7574 | 726.0057 | 320.5982 | 983.6735 | 211.3999 | 4971 | 8747 | 2492 | 8404 | 1434 | 5631 | 5508 | 2070 | 660.3547 | 741.5196 | 967.3469 | 246.7899
| 7575 | 628.7362 | 613.8799 | 649.9677 | 613.8799 | 613.8799 | 649.9677 | 613.8799 | 613.8799 | 649.9677 | 613.8799 | 970.068 | 321.3279 | 613.8799 | 649.9677 | 613.8799 | 7575 | 613.88 | 649.9677 | 970.068 | 321.3279 | 8476 | 8410 | 6943 | 5023 | 5283 | 1716 | 5442 | 1920 | 660.2826 | 741.2997 | 967.3469 | 246.7899
| 7576 | 685.702 | 659.4415 | 716.1234 | 659.4415 | 659.4415 | 716.1234 | 659.4415 | 659.4415 | 716.1234 | 659.4415 | 976.8707 | 482.9314 | 659.4415 | 716.1234 | 659.4415 | 7576 | 659.4415 | 716.1235 | 976.8708 | 482.9314 | 7598 | 7854 | 4905 | 2113 | 7395 | 1371 | 5427 | 1918 | 660.2586 | 741.2744 | 967.3469 | 246.7899
| 7577 | 669.6136 | 677.4643 | 681.524 | 677.4643 | 677.4643 | 681.524 | 677.4643 | 677.4643 | 681.524 | 677.4643 | 978.2313 | 250.5481 | 677.4643 | 681.524 | 677.4643 | 7577 | 677.4643 | 681.524 | 978.2313 | 250.5481 | 7028 | 8196 | 4306 | 7439 | 6823 | 1583 | 5411 | 1076 | 660.2586 | 741.1816 | 967.3469 | 246.7899
| 7578 | 791.9471 | 798.289 | 845.0715 | 798.289 | 798.289 | 845.0715 | 798.289 | 798.289 | 845.0715 | 798.289 | 983.6735 | 336.9872 | 798.289 | 845.0715 | 798.289 | 7578 | 798.289 | 845.0715 | 983.6735 | 336.9872 | 2261 | 5943 | 2491 | 4704 | 339 | 1717 | 5409 | 814 | 660.2586 | 741.1597 | 967.3469 | 246.7899
| 7579 | 805.3136 | 781.8523 | 897.02 | 781.8523 | 781.8523 | 897.02 | 781.8523 | 781.8523 | 897.02 | 781.8523 | 927.8912 | 503.6016 | 781.8523 | 897.02 | 781.8523 | 7579 | 781.8523 | 897.0201 | 927.8912 | 503.6016 | 2807 | 2317 | 8715 | 1843 | 5291 | 1638 | 5402 | 762 | 660.1625 | 741.1464 | 967.3469 | 246.7899
| 7580 | 797.6475 | 796.3185 | 891.7316 | 796.3185 | 796.3185 | 891.7316 | 796.3185 | 796.3185 | 891.7316 | 796.3185 | 968.7075 | 260.8832 | 796.3185 | 891.7316 | 796.3185 | 7580 | 796.3186 | 891.7316 | 968.7075 | 260.8832 | 2331 | 2729 | 7325 | 7062 | 4971 | 8583 | 5340 | 697 | 660.1625 | 741.1375 | 967.3469 | 246.7899
| 7581 | 847.2583 | 886.1441 | 885.7235 | 886.1441 | 886.1441 | 885.7235 | 886.1441 | 886.1441 | 885.7235 | 886.1441 | 960.5442 | 269.026 | 886.1441 | 885.7235 | 886.1441 | 7581 | 886.1441 | 885.7235 | 960.5442 | 269.026 | 620 | 3185 | 8202 | 6794 | 2384 | 1577 | 5274 | 7757 | 660.1144 | 741.1009 | 967.3469 | 246.4767
| 7582 | 841.1458 | 873.0716 | 883.5501 | 873.0716 | 873.0716 | 883.5501 | 873.0716 | 873.0716 | 883.5501 | 873.0716 | 974.1497 | 283.1193 | 873.0716 | 883.5501 | 873.0716 | 7582 | 873.0716 | 883.5501 | 974.1497 | 283.1193 | 780 | 3359 | 5742 | 6247 | 2051 | 8288 | 5259 | 6921 | 660.1144 | 741.0461 | 967.3469 | 246.4767
| 7583 | 833.3277 | 856.4425 | 886.0996 | 856.4425 | 856.4425 | 886.0996 | 856.4425 | 856.4425 | 886.0996 | 856.4425 | 980.9524 | 289.6962 | 856.4425 | 886.0996 | 856.4425 | 7583 | 856.4426 | 886.0996 | 980.9524 | 289.6962 | 967 | 3150 | 3654 | 5975 | 5838 | 2675 | 5243 | 3749 | 660.0663 | 740.9954 | 967.3469 | 246.4767
| 7584 | 812.2437 | 814.3894 | 880.3934 | 814.3894 | 814.3894 | 880.3934 | 814.3894 | 814.3894 | 880.3934 | 814.3894 | 971.4286 | 363.2947 | 814.3894 | 880.3934 | 814.3894 | 7584 | 814.3894 | 880.3934 | 971.4286 | 363.2947 | 1788 | 3581 | 6572 | 4201 | 5284 | 8686 | 5241 | 722 | 660.0423 | 740.8739 | 967.3469 | 246.4767
| 7585 | 782.8676 | 780.7469 | 879.9142 | 780.7469 | 780.7469 | 879.9142 | 780.7469 | 780.7469 | 879.9142 | 780.7469 | 968.7075 | 225.8065 | 780.7469 | 879.9142 | 780.7469 | 7585 | 780.7469 | 879.9142 | 968.7075 | 225.8065 | 2846 | 3610 | 7324 | 8160 | 6969 | 1592 | 5234 | 2691 | 660.0183 | 740.8414 | 967.3469 | 246.3201
| 7586 | 776.448 | 772.7688 | 878.205 | 772.7688 | 772.7688 | 878.205 | 772.7688 | 772.7688 | 878.205 | 772.7688 | 967.3469 | 207.9549 | 772.7688 | 878.205 | 772.7688 | 7586 | 772.7688 | 878.205 | 967.3469 | 207.9549 | 3150 | 3737 | 7501 | 8456 | 6390 | 1669 | 5172 | 7110 | 660.0183 | 740.8132 | 967.3469 | 246.1635
| 7587 | 768.1779 | 761.5706 | 874.1885 | 761.5706 | 761.5706 | 874.1885 | 761.5706 | 761.5706 | 874.1885 | 761.5706 | 965.9864 | 199.1857 | 761.5706 | 874.1885 | 761.5706 | 7587 | 761.5706 | 874.1885 | 965.9864 | 199.1857 | 3579 | 4017 | 7799 | 8553 | 5261 | 3310 | 5106 | 6925 | 660.0183 | 740.8122 | 967.3469 | 246.1635
| 7588 | 764.462 | 751.4298 | 882.8493 | 751.4298 | 751.4298 | 882.8493 | 751.4298 | 751.4298 | 882.8493 | 751.4298 | 963.2653 | 196.3671 | 751.4298 | 882.8493 | 751.4298 | 7588 | 751.4298 | 882.8493 | 963.2653 | 196.3671 | 3956 | 3401 | 8052 | 8580 | 4569 | 1612 | 5091 | 5578 | 659.9702 | 740.7376 | 967.3469 | 246.1635
| 7589 | 791.0473 | 757.0049 | 887.4692 | 757.0049 | 757.0049 | 887.4692 | 757.0049 | 757.0049 | 887.4692 | 757.0049 | 963.2653 | 505.4807 | 757.0049 | 887.4692 | 757.0049 | 7589 | 757.0049 | 887.4692 | 963.2653 | 505.4807 | 3745 | 3027 | 8051 | 1823 | 2838 | 1704 | 5075 | 4401 | 659.8741 | 740.7149 | 967.3469 | 246.1635
| 7590 | 749.3083 | 695.1026 | 868.5783 | 695.1026 | 695.1026 | 868.5783 | 695.1026 | 695.1026 | 868.5783 | 695.1026 | 965.9864 | 489.1951 | 695.1026 | 868.5783 | 695.1026 | 7590 | 695.1026 | 868.5783 | 965.9864 | 489.1951 | 6285 | 4371 | 7798 | 2024 | 4665 | 1639 | 5073 | 4070 | 659.6818 | 740.3575 | 967.3469 | 246.1635
| 7591 | 748.0155 | 697.025 | 868.4351 | 697.025 | 697.025 | 868.4351 | 697.025 | 697.025 | 868.4351 | 697.025 | 957.8231 | 464.4535 | 697.025 | 868.4351 | 697.025 | 7591 | 697.025 | 868.4351 | 957.8231 | 464.4535 | 6190 | 4384 | 8351 | 2394 | 3877 | 8588 | 5066 | 3408 | 659.6338 | 740.1278 | 967.3469 | 246.1635
| 7592 | 712.8651 | 660.6431 | 860.8516 | 660.6431 | 660.6431 | 860.8516 | 660.6431 | 660.6431 | 860.8516 | 660.6431 | 945.5782 | 305.9818 | 660.6431 | 860.8516 | 660.6431 | 7592 | 660.6431 | 860.8516 | 945.5782 | 305.9818 | 7566 | 4929 | 8610 | 5436 | 7372 | 1711 | 5004 | 2071 | 659.5377 | 740.1077 | 967.3469 | 246.1635
| 7593 | 712.288 | 661.6523 | 867.2652 | 661.6523 | 661.6523 | 867.2652 | 661.6523 | 661.6523 | 867.2652 | 661.6523 | 967.3469 | 242.4053 | 661.6523 | 867.2652 | 661.6523 | 7593 | 661.6523 | 867.2652 | 967.3469 | 242.4053 | 7540 | 4456 | 7500 | 7720 | 6087 | 1376 | 4938 | 811 | 659.5377 | 739.9501 | 967.3469 | 246.1635
| 7594 | 682.6937 | 609.0739 | 874.6118 | 609.0739 | 609.0739 | 874.6118 | 609.0739 | 609.0739 | 874.6118 | 609.0739 | 964.6259 | 222.0482 | 609.0739 | 874.6118 | 609.0739 | 7594 | 609.0739 | 874.6118 | 964.6259 | 222.0482 | 8538 | 3998 | 7986 | 8237 | 5408 | 2169 | 4923 | 5 | 659.5377 | 739.8721 | 967.3469 | 246.1635
| 7595 | 713.1685 | 651.7038 | 901.9888 | 651.7038 | 651.7038 | 901.9888 | 651.7038 | 651.7038 | 901.9888 | 651.7038 | 967.3469 | 195.4275 | 651.7038 | 901.9888 | 651.7038 | 7595 | 651.7038 | 901.9888 | 967.3469 | 195.4275 | 7806 | 1966 | 7499 | 8589 | 316 | 8487 | 4907 | 8605 | 659.5377 | 739.8234 | 967.3469 | 245.8503
| 7596 | 691.1194 | 623.4921 | 874.5259 | 623.4921 | 623.4921 | 874.5259 | 623.4921 | 623.4921 | 874.5259 | 623.4921 | 978.2313 | 211.3999 | 623.4921 | 874.5259 | 623.4921 | 7596 | 623.4921 | 874.526 | 978.2313 | 211.3999 | 8357 | 4001 | 4305 | 8403 | 2674 | 1703 | 4905 | 5262 | 659.4896 | 739.806 | 967.3469 | 245.8503
| 7597 | 676.1095 | 599.6059 | 875.2496 | 599.6059 | 599.6059 | 875.2496 | 599.6059 | 599.6059 | 875.2496 | 599.6059 | 970.068 | 197.6198 | 599.6059 | 875.2496 | 599.6059 | 7597 | 599.6059 | 875.2497 | 970.068 | 197.6198 | 8635 | 3957 | 6942 | 8566 | 86 | 1366 | 4898 | 5085 | 659.4896 | 739.631 | 967.3469 | 245.8503
| 7598 | 711.7936 | 654.8758 | 887.4877 | 654.8758 | 654.8758 | 887.4877 | 654.8758 | 654.8758 | 887.4877 | 654.8758 | 974.1497 | 202.0044 | 654.8758 | 887.4877 | 654.8758 | 7598 | 654.8758 | 887.4877 | 974.1497 | 202.0044 | 7719 | 3026 | 5741 | 8526 | 7576 | 1690 | 4836 | 3896 | 659.4415 | 739.462 | 967.3469 | 245.8503
| 7599 | 730.8371 | 680.8286 | 900.2254 | 680.8286 | 680.8286 | 900.2254 | 680.8286 | 680.8286 | 900.2254 | 680.8286 | 972.7891 | 211.3999 | 680.8286 | 900.2254 | 680.8286 | 7599 | 680.8286 | 900.2254 | 972.7891 | 211.3999 | 6910 | 2101 | 6160 | 8402 | 97 | 1637 | 4770 | 3096 | 659.4415 | 739.4063 | 967.3469 | 245.8503
| 7600 | 727.5205 | 683.3277 | 888.2142 | 683.3277 | 683.3277 | 888.2142 | 683.3277 | 683.3277 | 888.2142 | 683.3277 | 970.068 | 195.7407 | 683.3277 | 888.2142 | 683.3277 | 7600 | 683.3277 | 888.2142 | 970.068 | 195.7407 | 6812 | 2978 | 6941 | 8586 | 4713 | 8726 | 4755 | 2670 | 659.3935 | 739.3004 | 967.3469 | 245.8503
| 7601 | 725.984 | 689.4314 | 863.5258 | 689.4314 | 689.4314 | 863.5258 | 689.4314 | 689.4314 | 863.5258 | 689.4314 | 976.8707 | 217.3505 | 689.4314 | 863.5258 | 689.4314 | 7601 | 689.4314 | 863.5258 | 976.8708 | 217.3505 | 6527 | 4733 | 4904 | 8325 | 3440 | 8489 | 4739 | 2238 | 659.3935 | 739.1564 | 967.3469 | 245.8503
| 7602 | 792.9425 | 797.3278 | 875.5892 | 797.3278 | 797.3278 | 875.5892 | 797.3278 | 797.3278 | 875.5892 | 797.3278 | 976.8707 | 243.3448 | 797.3278 | 875.5892 | 797.3278 | 7602 | 797.3278 | 875.5892 | 976.8708 | 243.3448 | 2293 | 3921 | 4903 | 7691 | 4728 | 4117 | 4737 | 2053 | 659.3454 | 738.9299 | 967.3469 | 245.8503
| 7603 | 832.4131 | 861.6331 | 891.7156 | 861.6331 | 861.6331 | 891.7156 | 861.6331 | 861.6331 | 891.7156 | 861.6331 | 956.4626 | 237.3943 | 861.6331 | 891.7156 | 861.6331 | 7603 | 861.6331 | 891.7156 | 956.4626 | 237.3943 | 904 | 2730 | 8410 | 7863 | 6248 | 8670 | 4730 | 1902 | 659.2974 | 738.9004 | 967.3469 | 245.8503
| 7604 | 828.5225 | 851.7807 | 898.3681 | 851.7807 | 851.7807 | 898.3681 | 851.7807 | 851.7807 | 898.3681 | 851.7807 | 971.4286 | 220.1691 | 851.7807 | 898.3681 | 851.7807 | 7604 | 851.7807 | 898.3681 | 971.4286 | 220.1691 | 1021 | 2227 | 6571 | 8274 | 2023 | 1676 | 4668 | 1400 | 659.2974 | 738.7331 | 967.3469 | 245.8503
| 7605 | 844.9429 | 886.048 | 880.0989 | 886.048 | 886.048 | 880.0989 | 886.048 | 886.048 | 880.0989 | 886.048 | 975.5102 | 244.9107 | 886.048 | 880.0989 | 886.048 | 7605 | 886.048 | 880.0989 | 975.5102 | 244.9107 | 623 | 3597 | 5323 | 7631 | 700 | 4695 | 4602 | 7933 | 659.2493 | 738.7319 | 967.3469 | 245.5371
| 7606 | 820.7489 | 846.8304 | 862.8495 | 846.8304 | 846.8304 | 862.8495 | 846.8304 | 846.8304 | 862.8495 | 846.8304 | 983.6735 | 280.7704 | 846.8304 | 862.8495 | 846.8304 | 7606 | 846.8304 | 862.8496 | 983.6735 | 280.7704 | 1106 | 4788 | 2490 | 6348 | 2724 | 3309 | 4587 | 7924 | 659.2012 | 738.5742 | 967.3469 | 245.5371
| 7607 | 766.4333 | 773.2974 | 837.5446 | 773.2974 | 773.2974 | 837.5446 | 773.2974 | 773.2974 | 837.5446 | 773.2974 | 983.6735 | 209.834 | 773.2974 | 837.5446 | 773.2974 | 7607 | 773.2975 | 837.5446 | 983.6735 | 209.834 | 3125 | 6336 | 2489 | 8427 | 6223 | 8492 | 4571 | 7076 | 659.1051 | 738.5587 | 967.3469 | 245.5371
| 7608 | 754.2278 | 738.7898 | 858.4825 | 738.7898 | 738.7898 | 858.4825 | 738.7898 | 738.7898 | 858.4825 | 738.7898 | 975.5102 | 239.43 | 738.7898 | 858.4825 | 738.7898 | 7608 | 738.7898 | 858.4825 | 975.5102 | 239.43 | 4433 | 5092 | 5322 | 7804 | 5455 | 4523 | 4569 | 6270 | 658.9129 | 738.4821 | 967.3469 | 245.5371
| 7609 | 747.2604 | 726.8708 | 860.5873 | 726.8708 | 726.8708 | 860.5873 | 726.8708 | 726.8708 | 860.5873 | 726.8708 | 970.068 | 234.2624 | 726.8708 | 860.5873 | 726.8708 | 7609 | 726.8708 | 860.5873 | 970.068 | 234.2625 | 4935 | 4945 | 6940 | 7952 | 5896 | 1594 | 4562 | 5239 | 658.8648 | 738.3291 | 967.3469 | 245.5371
| 7610 | 754.4073 | 742.8269 | 853.8969 | 742.8269 | 742.8269 | 853.8969 | 742.8269 | 742.8269 | 853.8969 | 742.8269 | 971.4286 | 232.0702 | 742.8269 | 853.8969 | 742.8269 | 7610 | 742.8269 | 853.8969 | 971.4286 | 232.0702 | 4279 | 5383 | 6570 | 8008 | 5451 | 2160 | 4500 | 3747 | 658.8648 | 738.1568 | 967.3469 | 245.5371
| 7611 | 735.202 | 707.5984 | 854.9458 | 707.5984 | 707.5984 | 854.9458 | 707.5984 | 707.5984 | 854.9458 | 707.5984 | 967.3469 | 244.9107 | 707.5984 | 854.9458 | 707.5984 | 7611 | 707.5984 | 854.9458 | 967.3469 | 244.9107 | 5744 | 5317 | 7498 | 7630 | 4570 | 2134 | 4434 | 2641 | 658.8648 | 738.0316 | 967.3469 | 245.5371
| 7612 | 738.3976 | 710.9146 | 861.0073 | 710.9146 | 710.9146 | 861.0073 | 710.9146 | 710.9146 | 861.0073 | 710.9146 | 974.1497 | 232.0702 | 710.9146 | 861.0073 | 710.9146 | 7612 | 710.9146 | 861.0073 | 974.1497 | 232.0702 | 5596 | 4914 | 5740 | 8007 | 971 | 1705 | 4419 | 777 | 658.7687 | 737.9419 | 967.3469 | 245.5371
| 7613 | 744.2237 | 715.5284 | 873.397 | 715.5284 | 715.5284 | 873.397 | 715.5284 | 715.5284 | 873.397 | 715.5284 | 975.5102 | 225.8065 | 715.5284 | 873.397 | 715.5284 | 7613 | 715.5284 | 873.397 | 975.5102 | 225.8065 | 5407 | 4064 | 5321 | 8159 | 4972 | 4193 | 4403 | 164 | 658.6726 | 737.9192 | 967.3469 | 245.5371
| 7614 | 732.1908 | 691.8825 | 873.1661 | 691.8825 | 691.8825 | 873.1661 | 691.8825 | 691.8825 | 873.1661 | 691.8825 | 983.6735 | 239.2734 | 691.8825 | 873.1661 | 691.8825 | 7614 | 691.8825 | 873.1662 | 983.6735 | 239.2734 | 6426 | 4075 | 2488 | 7806 | 4135 | 6490 | 4401 | 16 | 658.6726 | 737.5666 | 967.3469 | 245.4197
| 7615 | 713.6105 | 665.1127 | 863.6591 | 665.1127 | 665.1127 | 863.6591 | 665.1127 | 665.1127 | 863.6591 | 665.1127 | 982.3129 | 232.6965 | 665.1127 | 863.6591 | 665.1127 | 7615 | 665.1127 | 863.6591 | 982.3129 | 232.6965 | 7433 | 4723 | 3148 | 7994 | 3970 | 1642 | 4394 | 8257 | 658.6726 | 737.5527 | 967.3469 | 245.3805
| 7616 | 746.4793 | 701.735 | 893.0088 | 701.735 | 701.735 | 893.0088 | 701.735 | 701.735 | 893.0088 | 701.735 | 978.2313 | 286.5644 | 701.735 | 893.0088 | 701.735 | 7616 | 701.735 | 893.0088 | 978.2313 | 286.5644 | 6021 | 2630 | 4304 | 6103 | 2648 | 1626 | 4332 | 1896 | 658.6726 | 737.5465 | 967.3469 | 245.3805
| 7617 | 783.5589 | 738.7418 | 885.0379 | 738.7418 | 738.7418 | 885.0379 | 738.7418 | 738.7418 | 885.0379 | 738.7418 | 982.3129 | 537.4256 | 738.7418 | 885.0379 | 738.7418 | 7617 | 738.7418 | 885.0379 | 982.3129 | 537.4256 | 4434 | 3250 | 3147 | 1436 | 2072 | 2771 | 4266 | 8537 | 658.5764 | 737.2391 | 967.3469 | 245.2239
| 7618 | 803.6417 | 766.5689 | 913.686 | 766.5689 | 766.5689 | 913.686 | 766.5689 | 766.5689 | 913.686 | 766.5689 | 986.3946 | 477.2941 | 766.5689 | 913.686 | 766.5689 | 7618 | 766.569 | 913.686 | 986.3946 | 477.2941 | 3413 | 1281 | 1768 | 2189 | 735 | 3366 | 4251 | 7903 | 658.5284 | 737.197 | 967.3469 | 245.2239
| 7619 | 804.9838 | 761.9551 | 891.2058 | 761.9551 | 761.9551 | 891.2058 | 761.9551 | 761.9551 | 891.2058 | 761.9551 | 982.3129 | 626.9966 | 761.9551 | 891.2058 | 761.9551 | 7619 | 761.9551 | 891.2058 | 982.3129 | 626.9966 | 3561 | 2774 | 3146 | 643 | 3918 | 2920 | 4235 | 5935 | 658.4323 | 737.197 | 967.3469 | 245.2239
| 7620 | 810.0106 | 764.0217 | 913.0464 | 764.0217 | 764.0217 | 913.0464 | 764.0217 | 764.0217 | 913.0464 | 764.0217 | 978.2313 | 597.5572 | 764.0217 | 913.0464 | 764.0217 | 7620 | 764.0217 | 913.0464 | 978.2313 | 597.5572 | 3492 | 1318 | 4303 | 854 | 3563 | 1699 | 4233 | 5549 | 658.4323 | 737.1558 | 967.3469 | 245.2239
| 7621 | 804.1003 | 781.5158 | 900.0682 | 781.5158 | 781.5158 | 900.0682 | 781.5158 | 781.5158 | 900.0682 | 781.5158 | 980.9524 | 424.0526 | 781.5158 | 900.0682 | 781.5158 | 7621 | 781.5158 | 900.0682 | 980.9524 | 424.0526 | 2819 | 2115 | 3653 | 3093 | 3873 | 1604 | 4226 | 4915 | 658.3842 | 737.0319 | 967.3469 | 245.2239
| 7622 | 804.094 | 768.3953 | 889.8011 | 768.3953 | 768.3953 | 889.8011 | 768.3953 | 768.3953 | 889.8011 | 768.3953 | 980.9524 | 569.9969 | 768.3953 | 889.8011 | 768.3953 | 7622 | 768.3953 | 889.8011 | 980.9524 | 569.9969 | 3332 | 2862 | 3652 | 1105 | 5094 | 4653 | 4164 | 4301 | 658.2881 | 736.8777 | 967.3469 | 245.2239
| 7623 | 810.5703 | 782.429 | 902.4139 | 782.429 | 782.429 | 902.4139 | 782.429 | 782.429 | 902.4139 | 782.429 | 972.7891 | 506.1071 | 782.429 | 902.4139 | 782.429 | 7623 | 782.429 | 902.4139 | 972.7891 | 506.1071 | 2783 | 1938 | 6159 | 1813 | 4790 | 1311 | 4098 | 2227 | 658.24 | 736.6951 | 967.3469 | 245.2239
| 7624 | 807.7735 | 789.4459 | 886.7587 | 789.4459 | 789.4459 | 886.7587 | 789.4459 | 789.4459 | 886.7587 | 789.4459 | 975.5102 | 470.7172 | 789.4459 | 886.7587 | 789.4459 | 7624 | 789.4459 | 886.7587 | 975.5102 | 470.7172 | 2565 | 3085 | 5320 | 2288 | 6775 | 8694 | 4083 | 1536 | 658.192 | 736.65 | 967.3469 | 245.2239
| 7625 | 825.1925 | 801.3649 | 890.4494 | 801.3649 | 801.3649 | 890.4494 | 801.3649 | 801.3649 | 890.4494 | 801.3649 | 983.6735 | 596.3044 | 801.3649 | 890.4494 | 801.3649 | 7625 | 801.3649 | 890.4494 | 983.6735 | 596.3044 | 2164 | 2813 | 2487 | 865 | 4628 | 8586 | 4067 | 1156 | 658.192 | 735.7339 | 967.3469 | 245.2239
| 7626 | 868.4727 | 898.0632 | 876.4173 | 898.0632 | 898.0632 | 876.4173 | 898.0632 | 898.0632 | 876.4173 | 898.0632 | 967.3469 | 501.0961 | 898.0632 | 876.4173 | 898.0632 | 7626 | 898.0632 | 876.4173 | 967.3469 | 501.0962 | 502 | 3855 | 7497 | 1874 | 6439 | 2133 | 4065 | 1080 | 658.1439 | 735.7197 | 967.3469 | 245.2239
| 7627 | 893.0423 | 921.1227 | 901.6157 | 921.1227 | 921.1227 | 901.6157 | 921.1227 | 921.1227 | 901.6157 | 921.1227 | 980.9524 | 546.1948 | 921.1227 | 901.6157 | 921.1227 | 7627 | 921.1227 | 901.6157 | 980.9524 | 546.1948 | 305 | 1991 | 3651 | 1337 | 5390 | 1579 | 4058 | 735 | 658.1439 | 735.7103 | 967.3469 | 245.2239
| 7628 | 890.5625 | 962.0344 | 878.6533 | 962.0344 | 962.0344 | 878.6533 | 962.0344 | 962.0344 | 878.6533 | 962.0344 | 986.3946 | 270.5919 | 962.0344 | 878.6533 | 962.0344 | 7628 | 962.0344 | 878.6533 | 986.3946 | 270.5919 | 51 | 3697 | 1767 | 6737 | 4403 | 1629 | 3996 | 2593 | 658.1439 | 735.5198 | 967.3469 | 245.0673
| 7629 | 892.1098 | 940.9814 | 881.1571 | 940.9814 | 940.9814 | 881.1571 | 940.9814 | 940.9814 | 881.1571 | 940.9814 | 982.3129 | 454.7448 | 940.9814 | 881.1571 | 940.9814 | 7629 | 940.9814 | 881.1571 | 982.3129 | 454.7448 | 137 | 3530 | 3145 | 2574 | 4814 | 1415 | 3930 | 8057 | 658.0958 | 735.4487 | 967.3469 | 244.9108
| 7630 | 853.2865 | 893.3051 | 887.4298 | 893.3051 | 893.3051 | 887.4298 | 893.3051 | 893.3051 | 887.4298 | 893.3051 | 971.4286 | 278.4215 | 893.3051 | 887.4298 | 893.3051 | 7630 | 893.3051 | 887.4298 | 971.4286 | 278.4216 | 543 | 3029 | 6569 | 6436 | 5847 | 2781 | 3915 | 7611 | 658.0478 | 735.4477 | 967.3469 | 244.9107
| 7631 | 836.707 | 846.542 | 887.6601 | 846.542 | 846.542 | 887.6601 | 846.542 | 846.542 | 887.6601 | 846.542 | 985.034 | 405.8879 | 846.542 | 887.6601 | 846.542 | 7631 | 846.542 | 887.6602 | 985.034 | 405.8879 | 1110 | 3015 | 2126 | 3375 | 5169 | 2498 | 3899 | 7605 | 657.9997 | 735.4122 | 967.3469 | 244.9107
| 7632 | 828.1267 | 837.5547 | 886.6288 | 837.5547 | 837.5547 | 886.6288 | 837.5547 | 837.5547 | 886.6288 | 837.5547 | 987.7551 | 359.0667 | 837.5547 | 886.6288 | 837.5547 | 7632 | 837.5547 | 886.6288 | 987.7551 | 359.0667 | 1260 | 3103 | 1404 | 4280 | 5066 | 1362 | 3897 | 6931 | 657.9036 | 735.3011 | 967.3469 | 244.9107
| 7633 | 805.1526 | 803.4315 | 871.2683 | 803.4315 | 803.4315 | 871.2683 | 803.4315 | 803.4315 | 871.2683 | 803.4315 | 987.7551 | 371.8551 | 803.4315 | 871.2683 | 803.4315 | 7633 | 803.4315 | 871.2683 | 987.7551 | 371.8551 | 2109 | 4193 | 1403 | 4022 | 6058 | 2431 | 3890 | 6120 | 657.8555 | 735.0881 | 967.3469 | 244.9107
| 7634 | 811.5849 | 797.5681 | 868.9649 | 797.5681 | 797.5681 | 868.9649 | 797.5681 | 797.5681 | 868.9649 | 797.5681 | 995.9184 | 509.8653 | 797.5681 | 868.9649 | 797.5681 | 7634 | 797.5681 | 868.965 | 995.9184 | 509.8653 | 2281 | 4334 | 236 | 1764 | 5439 | 1570 | 3828 | 6108 | 657.8075 | 735.0154 | 967.3469 | 244.9107
| 7635 | 804.4482 | 788.1002 | 868.8999 | 788.1002 | 788.1002 | 868.8999 | 788.1002 | 788.1002 | 868.8999 | 788.1002 | 994.5578 | 487.316 | 788.1002 | 868.8999 | 788.1002 | 7635 | 788.1002 | 868.8999 | 994.5578 | 487.316 | 2612 | 4340 | 437 | 2052 | 4944 | 1356 | 3762 | 5430 | 657.8075 | 734.832 | 967.3469 | 244.9107
| 7636 | 786.389 | 776.6136 | 873.8182 | 776.6136 | 776.6136 | 873.8182 | 776.6136 | 776.6136 | 873.8182 | 776.6136 | 991.8367 | 309.4269 | 776.6136 | 873.8182 | 776.6136 | 7636 | 776.6136 | 873.8182 | 991.8367 | 309.4269 | 3001 | 4041 | 763 | 5314 | 5599 | 1616 | 3747 | 4411 | 657.7594 | 734.8106 | 967.3469 | 244.9107
| 7637 | 798.3781 | 776.9981 | 893.7927 | 776.9981 | 776.9981 | 893.7927 | 776.9981 | 776.9981 | 893.7927 | 776.9981 | 991.8367 | 394.3 | 776.9981 | 893.7927 | 776.9981 | 7637 | 776.9981 | 893.7927 | 991.8367 | 394.3 | 2983 | 2552 | 762 | 3590 | 5475 | 8579 | 3731 | 2112 | 657.7114 | 734.7752 | 967.3469 | 244.9107
| 7638 | 787.1045 | 753.8328 | 885.8998 | 753.8328 | 753.8328 | 885.8998 | 753.8328 | 753.8328 | 885.8998 | 753.8328 | 982.3129 | 462.8876 | 753.8328 | 885.8998 | 753.8328 | 7638 | 753.8329 | 885.8998 | 982.3129 | 462.8876 | 3865 | 3171 | 3144 | 2431 | 4201 | 6952 | 3729 | 2054 | 657.7114 | 734.762 | 967.3469 | 244.9107
| 7639 | 726.5031 | 634.2577 | 894.3428 | 634.2577 | 634.2577 | 894.3428 | 634.2577 | 634.2577 | 894.3428 | 634.2577 | 972.7891 | 546.8212 | 634.2577 | 894.3428 | 634.2577 | 7639 | 634.2577 | 894.3428 | 972.7891 | 546.8212 | 8159 | 2509 | 6158 | 1335 | 6395 | 2780 | 3722 | 1468 | 657.6633 | 734.7368 | 967.3469 | 244.9107
| 7640 | 759.8903 | 728.9374 | 883.8929 | 728.9374 | 728.9374 | 883.8929 | 728.9374 | 728.9374 | 883.8929 | 728.9374 | 986.3946 | 284.9984 | 728.9374 | 883.8929 | 728.9374 | 7640 | 728.9374 | 883.8929 | 986.3946 | 284.9984 | 4854 | 3335 | 1766 | 6172 | 2647 | 1307 | 3660 | 1069 | 657.6633 | 734.7034 | 967.3469 | 244.9107
| 7641 | 788.2523 | 748.0656 | 911.2274 | 748.0656 | 748.0656 | 911.2274 | 748.0656 | 748.0656 | 911.2274 | 748.0656 | 959.1837 | 446.9151 | 748.0656 | 911.2274 | 748.0656 | 7641 | 748.0656 | 911.2274 | 959.1837 | 446.9151 | 4078 | 1418 | 8299 | 2714 | 6579 | 2673 | 3594 | 521 | 657.6152 | 734.614 | 967.3469 | 244.9107
| 7642 | 799.9097 | 770.8463 | 909.1697 | 770.8463 | 770.8463 | 909.1697 | 770.8463 | 770.8463 | 909.1697 | 770.8463 | 976.8707 | 418.4153 | 770.8463 | 909.1697 | 770.8463 | 7642 | 770.8464 | 909.1697 | 976.8708 | 418.4153 | 3234 | 1541 | 4902 | 3175 | 7396 | 3453 | 3579 | 8232 | 657.5672 | 734.6047 | 967.3469 | 244.5976
| 7643 | 799.5156 | 791.7528 | 872.7059 | 791.7528 | 791.7528 | 872.7059 | 791.7528 | 791.7528 | 872.7059 | 791.7528 | 985.034 | 383.3386 | 791.7528 | 872.7059 | 791.7528 | 7643 | 791.7528 | 872.7059 | 985.034 | 383.3386 | 2490 | 4102 | 2125 | 3786 | 340 | 8685 | 3563 | 8016 | 657.5672 | 734.5917 | 967.3469 | 244.5976
| 7644 | 784.6614 | 744.2688 | 842.3964 | 744.2688 | 744.2688 | 842.3964 | 744.2688 | 744.2688 | 842.3964 | 744.2688 | 989.1156 | 672.4084 | 744.2688 | 842.3964 | 744.2688 | 7644 | 744.2688 | 842.3964 | 989.1157 | 672.4084 | 4218 | 6093 | 1129 | 388 | 185 | 4196 | 3561 | 7782 | 657.5672 | 734.5661 | 967.3469 | 244.5976
| 7645 | 789.888 | 755.8033 | 843.7812 | 755.8033 | 755.8033 | 843.7812 | 755.8033 | 755.8033 | 843.7812 | 755.8033 | 986.3946 | 650.4854 | 755.8033 | 843.7812 | 755.8033 | 7645 | 755.8033 | 843.7812 | 986.3946 | 650.4854 | 3792 | 6010 | 1765 | 484 | 6244 | 1645 | 3554 | 5395 | 657.5191 | 734.4796 | 967.3469 | 244.5976
| 7646 | 799.5997 | 788.5327 | 868.506 | 788.5327 | 788.5327 | 868.506 | 788.5327 | 788.5327 | 868.506 | 788.5327 | 983.6735 | 428.4372 | 788.5327 | 868.506 | 788.5327 | 7646 | 788.5327 | 868.506 | 983.6735 | 428.4372 | 2592 | 4379 | 2486 | 3024 | 7330 | 8130 | 3492 | 3400 | 657.4711 | 734.2467 | 967.3469 | 244.5976
| 7647 | 826.3084 | 796.2705 | 906.8903 | 796.2705 | 796.2705 | 906.8903 | 796.2705 | 796.2705 | 906.8903 | 796.2705 | 987.7551 | 582.8375 | 796.2705 | 906.8903 | 796.2705 | 7647 | 796.2705 | 906.8903 | 987.7551 | 582.8375 | 2334 | 1682 | 1402 | 984 | 6411 | 594 | 3426 | 2807 | 657.471 | 734.2467 | 967.3469 | 244.5976
| 7648 | 827.0604 | 807.1322 | 896.8029 | 807.1322 | 807.1322 | 896.8029 | 807.1322 | 807.1322 | 896.8029 | 807.1322 | 987.7551 | 546.8212 | 807.1322 | 896.8029 | 807.1322 | 7648 | 807.1322 | 896.8029 | 987.7551 | 546.8212 | 1993 | 2338 | 1401 | 1334 | 274 | 1591 | 3411 | 1446 | 657.471 | 734.0826 | 967.3469 | 244.5976
| 7649 | 823.5349 | 816.8405 | 904.1094 | 816.8405 | 816.8405 | 904.1094 | 816.8405 | 816.8405 | 904.1094 | 816.8405 | 1000 | 378.3276 | 816.8405 | 904.1094 | 816.8405 | 7649 | 816.8405 | 904.1094 | 1000 | 378.3276 | 1728 | 1854 | 7 | 3893 | 7135 | 5346 | 3395 | 696 | 657.3749 | 733.8409 | 967.3469 | 244.5976
| 7650 | 829.9193 | 866.8237 | 849.9631 | 866.8237 | 866.8237 | 849.9631 | 866.8237 | 866.8237 | 849.9631 | 866.8237 | 980.9524 | 303.4764 | 866.8237 | 849.9631 | 866.8237 | 7650 | 866.8237 | 849.9631 | 980.9524 | 303.4764 | 848 | 5633 | 3650 | 5525 | 6105 | 1360 | 3393 | 198 | 657.3749 | 733.8397 | 967.3469 | 244.441
| 7651 | 879.7169 | 916.903 | 880.6585 | 916.903 | 916.903 | 880.6585 | 916.903 | 916.903 | 880.6585 | 916.903 | 995.9184 | 462.2612 | 916.903 | 880.6585 | 916.903 | 7651 | 916.903 | 880.6585 | 995.9184 | 462.2612 | 332 | 3563 | 235 | 2439 | 4349 | 4692 | 3386 | 6920 | 657.2788 | 733.7054 | 967.3469 | 244.2844
| 7652 | 875.8892 | 933.2917 | 882.5169 | 933.2917 | 933.2917 | 882.5169 | 933.2917 | 933.2917 | 882.5169 | 933.2917 | 978.2313 | 287.8171 | 933.2917 | 882.5169 | 933.2917 | 7652 | 933.2917 | 882.5169 | 978.2313 | 287.8171 | 188 | 3430 | 4302 | 6050 | 7451 | 1571 | 3324 | 2052 | 657.2307 | 733.6455 | 967.3469 | 244.2844
| 7653 | 886.7649 | 923.3431 | 894.4182 | 923.3431 | 923.3431 | 894.4182 | 923.3431 | 923.3431 | 894.4182 | 923.3431 | 993.1973 | 457.0936 | 923.3431 | 894.4182 | 923.3431 | 7653 | 923.3431 | 894.4182 | 993.1973 | 457.0937 | 287 | 2501 | 592 | 2534 | 4979 | 4697 | 3258 | 1568 | 657.2307 | 733.6348 | 967.3469 | 244.2844
| 7654 | 867.1068 | 907.3389 | 887.8186 | 907.3389 | 907.3389 | 887.8186 | 907.3389 | 907.3389 | 887.8186 | 907.3389 | 994.5578 | 334.9515 | 907.3389 | 887.8186 | 907.3389 | 7654 | 907.3389 | 887.8186 | 994.5578 | 334.9515 | 413 | 3002 | 436 | 4747 | 395 | 2770 | 3243 | 1219 | 657.2307 | 733.4756 | 967.3469 | 244.2844
| 7655 | 860.1394 | 877.8776 | 893.4255 | 877.8776 | 877.8776 | 893.4255 | 877.8776 | 877.8776 | 893.4255 | 877.8776 | 972.7891 | 472.4397 | 877.8776 | 893.4255 | 877.8776 | 7655 | 877.8776 | 893.4256 | 972.7891 | 472.4397 | 712 | 2598 | 6157 | 2262 | 7066 | 8578 | 3227 | 1040 | 657.1827 | 732.9004 | 967.3469 | 244.2844
| 7656 | 845.3126 | 852.5016 | 885.6157 | 852.5016 | 852.5016 | 885.6157 | 852.5016 | 852.5016 | 885.6157 | 852.5016 | 993.1973 | 478.7034 | 852.5016 | 885.6157 | 852.5016 | 7656 | 852.5016 | 885.6158 | 993.1973 | 478.7034 | 1010 | 3199 | 591 | 2167 | 6125 | 1618 | 3225 | 109 | 657.1827 | 732.8707 | 967.3469 | 244.2844
| 7657 | 814.5219 | 806.4113 | 882.6755 | 806.4113 | 806.4113 | 882.6755 | 806.4113 | 806.4113 | 882.6755 | 806.4113 | 990.4762 | 430.8383 | 806.4113 | 882.6755 | 806.4113 | 7657 | 806.4113 | 882.6755 | 990.4762 | 430.8383 | 2018 | 3415 | 1003 | 2986 | 5069 | 1359 | 3218 | 7775 | 657.1827 | 732.6735 | 967.3469 | 243.9712
| 7658 | 819.7423 | 814.5816 | 864.2179 | 814.5816 | 814.5816 | 864.2179 | 814.5816 | 814.5816 | 864.2179 | 814.5816 | 998.6395 | 504.228 | 814.5816 | 864.2179 | 814.5816 | 7658 | 814.5816 | 864.2179 | 998.6395 | 504.228 | 1782 | 4696 | 66 | 1837 | 710 | 1389 | 3156 | 7083 | 657.1827 | 732.5812 | 967.3469 | 243.9712
| 7659 | 804.2265 | 784.9281 | 868.0992 | 784.9281 | 784.9281 | 868.0992 | 784.9281 | 784.9281 | 868.0992 | 784.9281 | 995.9184 | 511.4313 | 784.9281 | 868.0992 | 784.9281 | 7659 | 784.9282 | 868.0992 | 995.9184 | 511.4313 | 2700 | 4403 | 234 | 1749 | 3418 | 1363 | 3090 | 5234 | 657.1587 | 732.5652 | 967.3469 | 243.9712
| 7660 | 800.0209 | 795.3573 | 860.6223 | 795.3573 | 795.3573 | 860.6223 | 795.3573 | 795.3573 | 860.6223 | 795.3573 | 986.3946 | 408.55 | 795.3573 | 860.6223 | 795.3573 | 7660 | 795.3573 | 860.6223 | 986.3946 | 408.55 | 2357 | 4942 | 1764 | 3339 | 6122 | 1394 | 3075 | 2642 | 657.1346 | 732.5317 | 967.3469 | 243.9712
| 7661 | 814.8445 | 805.7385 | 880.3749 | 805.7385 | 805.7385 | 880.3749 | 805.7385 | 805.7385 | 880.3749 | 805.7385 | 989.1156 | 451.2997 | 805.7385 | 880.3749 | 805.7385 | 7661 | 805.7385 | 880.3749 | 989.1157 | 451.2997 | 2041 | 3582 | 1128 | 2637 | 4250 | 1365 | 3059 | 2230 | 657.0866 | 732.4892 | 967.3469 | 243.9712
| 7662 | 800.5608 | 791.176 | 873.4003 | 791.176 | 791.176 | 873.4003 | 791.176 | 791.176 | 873.4003 | 791.176 | 995.9184 | 388.9237 | 791.176 | 873.4003 | 791.176 | 7662 | 791.1761 | 873.4003 | 995.9184 | 388.9237 | 2507 | 4063 | 233 | 3685 | 6580 | 1348 | 3057 | 2051 | 656.9904 | 732.2402 | 967.3469 | 243.9712
| 7663 | 776.1971 | 731.773 | 881.7878 | 731.773 | 731.773 | 881.7878 | 731.773 | 731.773 | 881.7878 | 731.773 | 974.1497 | 511.2747 | 731.773 | 881.7878 | 731.773 | 7663 | 731.773 | 881.7878 | 974.1497 | 511.2747 | 4747 | 3476 | 5739 | 1753 | 4853 | 1902 | 3050 | 1872 | 656.9904 | 732.2143 | 967.3469 | 243.9712
| 7664 | 782.5742 | 776.2772 | 865.5926 | 776.2772 | 776.2772 | 865.5926 | 776.2772 | 776.2772 | 865.5926 | 776.2772 | 986.3946 | 297.0561 | 776.2772 | 865.5926 | 776.2772 | 7664 | 776.2772 | 865.5926 | 986.3946 | 297.0561 | 3010 | 4588 | 1763 | 5733 | 4248 | 1456 | 2988 | 1470 | 656.9424 | 732.2143 | 967.3469 | 243.9712
| 7665 | 818.5272 | 783.0538 | 909.0941 | 783.0538 | 783.0538 | 909.0941 | 783.0538 | 783.0538 | 909.0941 | 783.0538 | 982.3129 | 576.2606 | 783.0538 | 909.0941 | 783.0538 | 7665 | 783.0538 | 909.0941 | 982.3129 | 576.2606 | 2758 | 1545 | 3143 | 1037 | 4889 | 1333 | 2922 | 1447 | 656.8943 | 732.1152 | 967.3469 | 243.9712
| 7666 | 816.5206 | 795.4535 | 904.5432 | 795.4535 | 795.4535 | 904.5432 | 795.4535 | 795.4535 | 904.5432 | 795.4535 | 985.034 | 464.4535 | 795.4535 | 904.5432 | 795.4535 | 7666 | 795.4535 | 904.5432 | 985.034 | 464.4535 | 2354 | 1829 | 2124 | 2393 | 5214 | 8478 | 2907 | 1153 | 656.8463 | 732.0204 | 967.3469 | 243.9712
| 7667 | 825.4659 | 816.2157 | 889.9775 | 816.2157 | 816.2157 | 889.9775 | 816.2157 | 816.2157 | 889.9775 | 816.2157 | 971.4286 | 495.4588 | 816.2157 | 889.9775 | 816.2157 | 7667 | 816.2157 | 889.9775 | 971.4286 | 495.4588 | 1746 | 2848 | 6568 | 1946 | 3460 | 2147 | 2891 | 1059 | 656.8463 | 731.9482 | 967.3469 | 243.9712
| 7668 | 830.1417 | 824.5302 | 882.4936 | 824.5302 | 824.5302 | 882.4936 | 824.5302 | 824.5302 | 882.4936 | 824.5302 | 956.4626 | 539.3047 | 824.5302 | 882.4936 | 824.5302 | 7668 | 824.5302 | 882.4936 | 956.4626 | 539.3047 | 1515 | 3434 | 8409 | 1417 | 5809 | 1393 | 2889 | 787 | 656.7501 | 731.7605 | 967.3469 | 243.9712
| 7669 | 801.5925 | 799.058 | 879.7325 | 799.058 | 799.058 | 879.7325 | 799.058 | 799.058 | 879.7325 | 799.058 | 963.2653 | 347.6355 | 799.058 | 879.7325 | 799.058 | 7669 | 799.058 | 879.7325 | 963.2653 | 347.6355 | 2238 | 3619 | 8050 | 4507 | 5729 | 2373 | 2882 | 734 | 656.7021 | 731.7154 | 967.3469 | 243.9712
| 7670 | 836.0054 | 814.2452 | 888.9157 | 814.2452 | 814.2452 | 888.9157 | 814.2452 | 814.2452 | 888.9157 | 814.2452 | 975.5102 | 658.9414 | 814.2452 | 888.9157 | 814.2452 | 7670 | 814.2452 | 888.9157 | 975.5102 | 658.9414 | 1792 | 2928 | 5319 | 457 | 5561 | 3091 | 2820 | 2737 | 656.654 | 731.6995 | 967.3469 | 243.8146
| 7671 | 839.6906 | 818.2342 | 892.7782 | 818.2342 | 818.2342 | 892.7782 | 818.2342 | 818.2342 | 892.7782 | 818.2342 | 997.2789 | 641.4031 | 818.2342 | 892.7782 | 818.2342 | 7671 | 818.2343 | 892.7782 | 997.2789 | 641.4031 | 1687 | 2645 | 163 | 544 | 5095 | 6465 | 2754 | 742 | 656.606 | 731.3415 | 967.3469 | 243.8146
| 7672 | 809.2341 | 813.5724 | 884.9263 | 813.5724 | 813.5724 | 884.9263 | 813.5724 | 813.5724 | 884.9263 | 813.5724 | 985.034 | 295.9599 | 813.5724 | 884.9263 | 813.5724 | 7672 | 813.5724 | 884.9263 | 985.034 | 295.9599 | 1810 | 3260 | 2123 | 5761 | 6731 | 8584 | 2739 | 8756 | 656.5579 | 731.3228 | 967.3469 | 243.658
| 7673 | 820.9389 | 816.9366 | 887.4197 | 816.9366 | 816.9366 | 887.4197 | 816.9366 | 816.9366 | 887.4197 | 816.9366 | 998.6395 | 409.3329 | 816.9366 | 887.4197 | 816.9366 | 7673 | 816.9366 | 887.4197 | 998.6395 | 409.3329 | 1723 | 3030 | 65 | 3330 | 4470 | 8477 | 2723 | 8014 | 656.5579 | 731.2318 | 967.3469 | 243.658
| 7674 | 873.6426 | 908.6846 | 878.7844 | 908.6846 | 908.6846 | 878.7844 | 908.6846 | 908.6846 | 878.7844 | 908.6846 | 953.7415 | 492.6402 | 908.6846 | 878.7844 | 908.6846 | 7674 | 908.6846 | 878.7844 | 953.7415 | 492.6402 | 402 | 3686 | 8507 | 1980 | 7304 | 1679 | 2721 | 7232 | 656.4618 | 731.2168 | 967.3469 | 243.658
| 7675 | 898.2897 | 960.9747 | 875.0708 | 960.9747 | 960.9747 | 875.0708 | 960.9747 | 960.9747 | 875.0708 | 960.9747 | 975.5102 | 412.4648 | 960.9747 | 875.0708 | 960.9747 | 7675 | 960.9747 | 875.0709 | 975.5102 | 412.4648 | 56 | 3966 | 5318 | 3272 | 248 | 2433 | 2714 | 6753 | 656.4618 | 731.0434 | 967.3469 | 243.658
| 7676 | 890.8154 | 953.8136 | 890.7689 | 953.8136 | 953.8136 | 890.7689 | 953.8136 | 953.8136 | 890.7689 | 953.8136 | 972.7891 | 305.0423 | 953.8136 | 890.7689 | 953.8136 | 7676 | 953.8136 | 890.7689 | 972.7891 | 305.0423 | 82 | 2798 | 6156 | 5467 | 6080 | 1316 | 2652 | 6417 | 656.4137 | 730.9507 | 967.3469 | 243.658
| 7677 | 907.3958 | 967.1745 | 882.4581 | 967.1745 | 967.1745 | 882.4581 | 967.1745 | 967.1745 | 882.4581 | 967.1745 | 976.8707 | 459.4425 | 967.1745 | 882.4581 | 967.1745 | 7677 | 967.1745 | 882.4581 | 976.8708 | 459.4425 | 39 | 3438 | 4901 | 2491 | 5147 | 1375 | 2586 | 5564 | 656.3176 | 730.904 | 967.3469 | 243.658
| 7678 | 885.8254 | 931.994 | 891.2517 | 931.994 | 931.994 | 891.2517 | 931.994 | 931.994 | 891.2517 | 931.994 | 989.1156 | 391.4814 | 931.994 | 891.2517 | 931.994 | 7678 | 931.994 | 891.2517 | 989.1157 | 391.4814 | 197 | 2765 | 1127 | 3643 | 3972 | 1584 | 2571 | 4241 | 656.3176 | 730.8466 | 967.3469 | 243.658
| 7679 | 883.0161 | 906.618 | 898.0148 | 906.618 | 906.618 | 898.0148 | 906.618 | 906.618 | 898.0148 | 906.618 | 978.2313 | 538.9915 | 906.618 | 898.0148 | 906.618 | 7679 | 906.618 | 898.0148 | 978.2313 | 538.9916 | 422 | 2254 | 4301 | 1422 | 8080 | 1334 | 2555 | 4081 | 656.2695 | 730.7487 | 967.3469 | 243.658
| 7680 | 854.9914 | 852.1171 | 897.1907 | 852.1171 | 852.1171 | 897.1907 | 852.1171 | 852.1171 | 897.1907 | 852.1171 | 970.068 | 594.1121 | 852.1171 | 897.1907 | 852.1171 | 7680 | 852.1171 | 897.1907 | 970.068 | 594.1121 | 1014 | 2305 | 6939 | 886 | 4252 | 2443 | 2553 | 2874 | 656.2695 | 730.6302 | 967.3469 | 243.658
| 7681 | 807.8877 | 783.0538 | 894.1461 | 783.0538 | 783.0538 | 894.1461 | 783.0538 | 783.0538 | 894.1461 | 783.0538 | 979.5918 | 489.8215 | 783.0538 | 894.1461 | 783.0538 | 7681 | 783.0538 | 894.1461 | 979.5918 | 489.8215 | 2757 | 2518 | 4039 | 2015 | 544 | 2444 | 2546 | 2493 | 656.2695 | 730.4849 | 967.3469 | 243.658
| 7682 | 816.2635 | 801.3649 | 887.3678 | 801.3649 | 801.3649 | 887.3678 | 801.3649 | 801.3649 | 887.3678 | 801.3649 | 968.7075 | 498.5907 | 801.3649 | 887.3678 | 801.3649 | 7682 | 801.3649 | 887.3678 | 968.7075 | 498.5907 | 2163 | 3035 | 7323 | 1910 | 83 | 5051 | 2484 | 2475 | 656.2695 | 730.4176 | 967.3469 | 243.658
| 7683 | 814.093 | 791.7528 | 888.3958 | 791.7528 | 791.7528 | 888.3958 | 791.7528 | 791.7528 | 888.3958 | 791.7528 | 974.1497 | 535.5465 | 791.7528 | 888.3958 | 791.7528 | 7683 | 791.7528 | 888.3958 | 974.1497 | 535.5465 | 2489 | 2970 | 5738 | 1463 | 6392 | 7022 | 2418 | 2216 | 656.2215 | 730.371 | 967.3469 | 243.658
| 7684 | 801.8243 | 776.2292 | 881.7705 | 776.2292 | 776.2292 | 881.7705 | 776.2292 | 776.2292 | 881.7705 | 776.2292 | 980.9524 | 507.673 | 776.2292 | 881.7705 | 776.2292 | 7684 | 776.2292 | 881.7705 | 980.9524 | 507.673 | 3013 | 3477 | 3649 | 1790 | 2190 | 4617 | 2403 | 1880 | 656.2215 | 730.3684 | 967.3469 | 243.658
| 7685 | 806.2706 | 785.2646 | 879.1051 | 785.2646 | 785.2646 | 879.1051 | 785.2646 | 785.2646 | 879.1051 | 785.2646 | 980.9524 | 508.2994 | 785.2646 | 879.1051 | 785.2646 | 7685 | 785.2646 | 879.1051 | 980.9524 | 508.2994 | 2693 | 3663 | 3648 | 1785 | 5263 | 5629 | 2387 | 1057 | 656.2167 | 730.3559 | 967.3469 | 243.658
| 7686 | 795.0298 | 789.8303 | 869.5723 | 789.8303 | 789.8303 | 869.5723 | 789.8303 | 789.8303 | 869.5723 | 789.8303 | 987.7551 | 345.7302 | 789.8303 | 869.5723 | 789.8303 | 7686 | 789.8304 | 869.5723 | 987.7551 | 345.7303 | 2546 | 4295 | 1400 | 4541 | 5020 | 2151 | 2385 | 2707 | 656.1734 | 730.3546 | 967.3469 | 243.5014
| 7687 | 769.7166 | 734.4163 | 862.0258 | 734.4163 | 734.4163 | 862.0258 | 734.4163 | 734.4163 | 862.0258 | 734.4163 | 976.8707 | 475.7282 | 734.4163 | 862.0258 | 734.4163 | 7687 | 734.4163 | 862.0258 | 976.8708 | 475.7282 | 4622 | 4847 | 4900 | 2217 | 4228 | 8001 | 2378 | 2453 | 656.1734 | 730.3151 | 967.3469 | 243.5014
| 7688 | 770.4107 | 756.8607 | 860.8798 | 756.8607 | 756.8607 | 860.8798 | 756.8607 | 756.8607 | 860.8798 | 756.8607 | 978.2313 | 309.1137 | 756.8607 | 860.8798 | 756.8607 | 7688 | 756.8607 | 860.8798 | 978.2313 | 309.1137 | 3751 | 4925 | 4300 | 5327 | 8185 | 5364 | 2316 | 7931 | 656.0292 | 730.2481 | 967.3469 | 243.3448
| 7689 | 784.3593 | 776.8539 | 866.4816 | 776.8539 | 776.8539 | 866.4816 | 776.8539 | 776.8539 | 866.4816 | 776.8539 | 971.4286 | 328.8443 | 776.8539 | 866.4816 | 776.8539 | 7689 | 776.854 | 866.4816 | 971.4286 | 328.8444 | 2991 | 4505 | 6567 | 4852 | 5553 | 1310 | 2250 | 7779 | 656.0292 | 730.1662 | 967.3469 | 243.3448
| 7690 | 817.9896 | 786.0816 | 881.4661 | 786.0816 | 786.0816 | 881.4661 | 786.0816 | 786.0816 | 881.4661 | 786.0816 | 960.5442 | 676.793 | 786.0816 | 881.4661 | 786.0816 | 7690 | 786.0816 | 881.4661 | 960.5442 | 676.793 | 2674 | 3501 | 8201 | 367 | 3444 | 1822 | 2235 | 7755 | 656.0292 | 730.1563 | 967.3469 | 243.3448
| 7691 | 809.5021 | 800.644 | 866.0792 | 800.644 | 800.644 | 866.0792 | 800.644 | 800.644 | 866.0792 | 800.644 | 976.8707 | 486.6896 | 800.644 | 866.0792 | 800.644 | 7691 | 800.644 | 866.0792 | 976.8708 | 486.6896 | 2191 | 4546 | 4899 | 2059 | 3374 | 2772 | 2219 | 7602 | 656.0292 | 729.8454 | 967.3469 | 243.3448
| 7692 | 821.5868 | 803.768 | 896.2093 | 803.768 | 803.768 | 896.2093 | 803.768 | 803.768 | 896.2093 | 803.768 | 967.3469 | 519.8873 | 803.768 | 896.2093 | 803.768 | 7692 | 803.768 | 896.2093 | 967.3469 | 519.8873 | 2105 | 2383 | 7496 | 1642 | 649 | 1355 | 2217 | 6929 | 656.0292 | 729.7654 | 967.3469 | 243.3448
| 7693 | 821.9863 | 815.1584 | 873.9566 | 815.1584 | 815.1584 | 873.9566 | 815.1584 | 815.1584 | 873.9566 | 815.1584 | 940.1361 | 550.5794 | 815.1584 | 873.9566 | 815.1584 | 7693 | 815.1584 | 873.9566 | 940.1361 | 550.5794 | 1769 | 4032 | 8661 | 1298 | 5082 | 6961 | 2210 | 6269 | 655.9331 | 729.5864 | 967.3469 | 243.3448
| 7694 | 820.449 | 815.2064 | 871.0071 | 815.2064 | 815.2064 | 871.0071 | 815.2064 | 815.2064 | 871.0071 | 815.2064 | 946.9388 | 533.6674 | 815.2064 | 871.0071 | 815.2064 | 7694 | 815.2064 | 871.0071 | 946.9388 | 533.6674 | 1767 | 4206 | 8558 | 1484 | 5405 | 1615 | 2148 | 5233 | 655.885 | 729.3214 | 967.3469 | 243.3448
| 7695 | 823.9695 | 807.8051 | 887.0715 | 807.8051 | 807.8051 | 887.0715 | 807.8051 | 807.8051 | 887.0715 | 807.8051 | 979.5918 | 545.2552 | 807.8051 | 887.0715 | 807.8051 | 7695 | 807.8051 | 887.0715 | 979.5918 | 545.2553 | 1966 | 3058 | 4038 | 1348 | 4378 | 2458 | 2082 | 4735 | 655.885 | 729.1361 | 967.3469 | 243.3448
| 7696 | 859.7206 | 860.5277 | 919.5492 | 860.5277 | 860.5277 | 919.5492 | 860.5277 | 860.5277 | 919.5492 | 860.5277 | 970.068 | 503.6016 | 860.5277 | 919.5492 | 860.5277 | 7696 | 860.5277 | 919.5492 | 970.068 | 503.6016 | 920 | 1003 | 6938 | 1842 | 3057 | 1646 | 2067 | 3003 | 655.885 | 728.8788 | 967.3469 | 243.3448
| 7697 | 851.4571 | 856.0581 | 893.4836 | 856.0581 | 856.0581 | 893.4836 | 856.0581 | 856.0581 | 893.4836 | 856.0581 | 972.7891 | 525.2114 | 856.0581 | 893.4836 | 856.0581 | 7697 | 856.0581 | 893.4836 | 972.7891 | 525.2114 | 970 | 2592 | 6155 | 1587 | 2198 | 2338 | 2051 | 6 | 655.885 | 728.8461 | 967.3469 | 243.3448
| 7698 | 842.7533 | 847.9839 | 888.9993 | 847.9839 | 847.9839 | 888.9993 | 847.9839 | 847.9839 | 888.9993 | 847.9839 | 986.3946 | 472.2831 | 847.9839 | 888.9993 | 847.9839 | 7698 | 847.9839 | 888.9993 | 986.3946 | 472.2831 | 1086 | 2924 | 1762 | 2264 | 1042 | 2506 | 2049 | 7769 | 655.885 | 728.7225 | 967.3469 | 243.0316
| 7699 | 910.7912 | 956.0725 | 885.832 | 956.0725 | 956.0725 | 885.832 | 956.0725 | 956.0725 | 885.832 | 956.0725 | 970.068 | 589.1012 | 956.0725 | 885.832 | 956.0725 | 7699 | 956.0725 | 885.832 | 970.068 | 589.1012 | 71 | 3173 | 6937 | 936 | 2911 | 2676 | 2042 | 7101 | 655.837 | 728.6833 | 967.3469 | 243.0316
| 7700 | 904.5564 | 982.5539 | 880.6962 | 982.5539 | 982.5539 | 880.6962 | 982.5539 | 982.5539 | 880.6962 | 982.5539 | 983.6735 | 296.8995 | 982.5539 | 880.6962 | 982.5539 | 7700 | 982.554 | 880.6962 | 983.6735 | 296.8995 | 13 | 3560 | 2485 | 5737 | 7374 | 1668 | 1980 | 5539 | 655.7409 | 728.6392 | 967.3469 | 243.0316
| 7701 | 910.3082 | 974.4797 | 886.4404 | 974.4797 | 974.4797 | 886.4404 | 974.4797 | 974.4797 | 886.4404 | 974.4797 | 983.6735 | 419.0417 | 974.4797 | 886.4404 | 974.4797 | 7701 | 974.4798 | 886.4404 | 983.6735 | 419.0417 | 23 | 3122 | 2484 | 3164 | 5906 | 2490 | 1914 | 5424 | 655.7409 | 728.4317 | 967.3469 | 243.0316
| 7702 | 901.9732 | 947.6618 | 882.0932 | 947.6618 | 947.6618 | 882.0932 | 947.6618 | 947.6618 | 882.0932 | 947.6618 | 979.5918 | 538.3652 | 947.6618 | 882.0932 | 947.6618 | 7702 | 947.6619 | 882.0932 | 979.5918 | 538.3652 | 103 | 3453 | 4037 | 1423 | 318 | 2769 | 1899 | 5352 | 655.7409 | 728.3284 | 967.3469 | 243.0316
| 7703 | 867.8102 | 884.3658 | 889.7458 | 884.3658 | 884.3658 | 889.7458 | 884.3658 | 884.3658 | 889.7458 | 884.3658 | 993.1973 | 522.2361 | 884.3658 | 889.7458 | 884.3658 | 7703 | 884.3658 | 889.7458 | 993.1973 | 522.2361 | 643 | 2866 | 590 | 1615 | 7024 | 1314 | 1883 | 4235 | 655.6928 | 728.1786 | 967.3469 | 243.0316
| 7704 | 845.7465 | 873.7444 | 881.1547 | 873.7444 | 873.7444 | 881.1547 | 873.7444 | 873.7444 | 881.1547 | 873.7444 | 982.3129 | 343.564 | 873.7444 | 881.1547 | 873.7444 | 7704 | 873.7444 | 881.1547 | 982.3129 | 343.5641 | 769 | 3531 | 3142 | 4577 | 5767 | 1309 | 1881 | 3407 | 655.6928 | 728.0419 | 967.3469 | 243.0316
| 7705 | 834.4283 | 848.8489 | 880.3628 | 848.8489 | 848.8489 | 880.3628 | 848.8489 | 848.8489 | 880.3628 | 848.8489 | 994.5578 | 375.1957 | 848.8489 | 880.3628 | 848.8489 | 7705 | 848.849 | 880.3628 | 994.5578 | 375.1957 | 1070 | 3584 | 435 | 3961 | 4828 | 1670 | 1874 | 3030 | 655.6928 | 727.929 | 967.3469 | 243.0316
| 7706 | 821.5146 | 822.4155 | 880.9875 | 822.4155 | 822.4155 | 880.9875 | 822.4155 | 822.4155 | 880.9875 | 822.4155 | 990.4762 | 407.4538 | 822.4155 | 880.9875 | 822.4155 | 7706 | 822.4155 | 880.9875 | 990.4762 | 407.4538 | 1575 | 3544 | 1002 | 3353 | 7062 | 1588 | 1812 | 2474 | 655.6447 | 727.9145 | 967.3469 | 243.0316
| 7707 | 816.7723 | 804.7292 | 877.4311 | 804.7292 | 804.7292 | 877.4311 | 804.7292 | 804.7292 | 877.4311 | 804.7292 | 975.5102 | 511.7444 | 804.7292 | 877.4311 | 804.7292 | 7707 | 804.7292 | 877.4311 | 975.5102 | 511.7444 | 2076 | 3796 | 5317 | 1746 | 5429 | 8485 | 1746 | 2232 | 655.5967 | 727.7494 | 967.3469 | 243.0316
| 7708 | 821.3963 | 812.5631 | 883.308 | 812.5631 | 812.5631 | 883.308 | 812.5631 | 812.5631 | 883.308 | 812.5631 | 979.5918 | 486.2199 | 812.5631 | 883.308 | 812.5631 | 7708 | 812.5631 | 883.308 | 979.5918 | 486.2199 | 1838 | 3377 | 4036 | 2069 | 5843 | 8715 | 1731 | 2024 | 655.5006 | 727.7454 | 967.3469 | 243.0316
| 7709 | 816.9812 | 813.2359 | 885.2318 | 813.2359 | 813.2359 | 885.2318 | 813.2359 | 813.2359 | 885.2318 | 813.2359 | 985.034 | 405.8879 | 813.2359 | 885.2318 | 813.2359 | 7709 | 813.2359 | 885.2318 | 985.034 | 405.8879 | 1820 | 3238 | 2122 | 3374 | 143 | 4125 | 1715 | 1917 | 655.4525 | 727.7452 | 967.3469 | 243.0316
| 7710 | 792.0299 | 789.2536 | 876.4667 | 789.2536 | 789.2536 | 876.4667 | 789.2536 | 789.2536 | 876.4667 | 789.2536 | 965.9864 | 302.5368 | 789.2536 | 876.4667 | 789.2536 | 7710 | 789.2536 | 876.4667 | 965.9864 | 302.5368 | 2569 | 3854 | 7797 | 5550 | 8175 | 1581 | 1713 | 1897 | 655.4044 | 727.6476 | 967.3469 | 243.0316
| 7711 | 760.6876 | 741.7696 | 858.7537 | 741.7696 | 741.7696 | 858.7537 | 741.7696 | 741.7696 | 858.7537 | 741.7696 | 978.2313 | 302.2236 | 741.7696 | 858.7537 | 741.7696 | 7711 | 741.7696 | 858.7537 | 978.2313 | 302.2236 | 4327 | 5076 | 4299 | 5562 | 2723 | 2507 | 1706 | 1207 | 655.4044 | 727.4109 | 967.3469 | 243.0316
| 7712 | 775.7471 | 752.9197 | 874.3097 | 752.9197 | 752.9197 | 874.3097 | 752.9197 | 752.9197 | 874.3097 | 752.9197 | 980.9524 | 358.9101 | 752.9197 | 874.3097 | 752.9197 | 7712 | 752.9197 | 874.3097 | 980.9524 | 358.9101 | 3908 | 4012 | 3647 | 4281 | 639 | 2445 | 1644 | 815 | 655.4044 | 727.253 | 967.3469 | 243.0316
| 7713 | 785.6369 | 773.2494 | 862.2872 | 773.2494 | 773.2494 | 862.2872 | 773.2494 | 773.2494 | 862.2872 | 773.2494 | 982.3129 | 381.4594 | 773.2494 | 862.2872 | 773.2494 | 7713 | 773.2494 | 862.2872 | 982.3129 | 381.4595 | 3127 | 4829 | 3141 | 3813 | 6247 | 741 | 1578 | 2697 | 655.3083 | 727.15 | 967.3469 | 242.875
| 7714 | 804.6485 | 778.3438 | 860.389 | 778.3438 | 778.3438 | 860.389 | 778.3438 | 778.3438 | 860.389 | 778.3438 | 978.2313 | 618.5406 | 778.3438 | 860.389 | 778.3438 | 7714 | 778.3438 | 860.389 | 978.2313 | 618.5406 | 2935 | 4956 | 4298 | 698 | 5243 | 1651 | 1563 | 7784 | 655.3083 | 727.0821 | 967.3469 | 242.7185
| 7715 | 808.2274 | 803.1912 | 864.6416 | 803.1912 | 803.1912 | 864.6416 | 803.1912 | 803.1912 | 864.6416 | 803.1912 | 974.1497 | 456.937 | 803.1912 | 864.6416 | 803.1912 | 7715 | 803.1912 | 864.6416 | 974.1497 | 456.9371 | 2118 | 4664 | 5737 | 2535 | 4894 | 1821 | 1547 | 7756 | 655.068 | 726.9685 | 967.3469 | 242.7185
| 7716 | 814.7967 | 794.7325 | 864.5103 | 794.7325 | 794.7325 | 864.5103 | 794.7325 | 794.7325 | 864.5103 | 794.7325 | 983.6735 | 607.5791 | 794.7325 | 864.5103 | 794.7325 | 7716 | 794.7325 | 864.5103 | 983.6735 | 607.5791 | 2377 | 4676 | 2483 | 770 | 3731 | 1641 | 1545 | 5588 | 655.068 | 726.8887 | 967.3469 | 242.7185
| 7717 | 801.3287 | 784.6878 | 869.4435 | 784.6878 | 784.6878 | 869.4435 | 784.6878 | 784.6878 | 869.4435 | 784.6878 | 965.9864 | 497.3379 | 784.6878 | 869.4435 | 784.6878 | 7717 | 784.6879 | 869.4435 | 965.9864 | 497.3379 | 2706 | 4305 | 7796 | 1929 | 5720 | 2439 | 1538 | 4473 | 654.9238 | 726.819 | 967.3469 | 242.7185
| 7718 | 809.6642 | 797.7123 | 884.1929 | 797.7123 | 797.7123 | 884.1929 | 797.7123 | 797.7123 | 884.1929 | 797.7123 | 991.8367 | 424.9922 | 797.7123 | 884.1929 | 797.7123 | 7718 | 797.7123 | 884.1929 | 991.8367 | 424.9922 | 2276 | 3311 | 761 | 3079 | 5500 | 2495 | 1476 | 2067 | 654.9238 | 726.7627 | 967.3469 | 242.7184
| 7719 | 829.6486 | 829.2882 | 877.6377 | 829.2882 | 829.2882 | 877.6377 | 829.2882 | 829.2882 | 877.6377 | 829.2882 | 970.068 | 500.1566 | 829.2882 | 877.6377 | 829.2882 | 7719 | 829.2882 | 877.6377 | 970.068 | 500.1566 | 1420 | 3785 | 6936 | 1885 | 7598 | 5630 | 1410 | 7778 | 654.8758 | 726.6909 | 967.3469 | 242.4053
| 7720 | 831.9939 | 810.6887 | 899.2867 | 810.6887 | 810.6887 | 899.2867 | 810.6887 | 810.6887 | 899.2867 | 810.6887 | 983.6735 | 581.5847 | 810.6887 | 899.2867 | 810.6887 | 7720 | 810.6887 | 899.2867 | 983.6735 | 581.5847 | 1882 | 2164 | 2482 | 992 | 4752 | 1308 | 1395 | 7593 | 654.8037 | 726.6895 | 967.3469 | 242.4053
| 7721 | 825.9796 | 815.9273 | 876.5772 | 815.9273 | 815.9273 | 876.5772 | 815.9273 | 815.9273 | 876.5772 | 815.9273 | 989.1156 | 540.8707 | 815.9273 | 876.5772 | 815.9273 | 7721 | 815.9273 | 876.5773 | 989.1157 | 540.8707 | 1751 | 3848 | 1126 | 1394 | 85 | 3800 | 1379 | 6235 | 654.7796 | 726.6315 | 967.3469 | 242.4053
| 7722 | 850.6716 | 873.7925 | 902.8374 | 873.7925 | 873.7925 | 902.8374 | 873.7925 | 873.7925 | 902.8374 | 873.7925 | 982.3129 | 325.3993 | 873.7925 | 902.8374 | 873.7925 | 7722 | 873.7925 | 902.8374 | 982.3129 | 325.3993 | 768 | 1912 | 3140 | 4939 | 5848 | 2782 | 1377 | 5919 | 654.7316 | 726.6203 | 967.3469 | 242.4053
| 7723 | 898.5743 | 935.5505 | 879.8809 | 935.5505 | 935.5505 | 879.8809 | 935.5505 | 935.5505 | 879.8809 | 935.5505 | 982.3129 | 593.7989 | 935.5505 | 879.8809 | 935.5505 | 7723 | 935.5505 | 879.881 | 982.3129 | 593.7989 | 170 | 3613 | 3139 | 890 | 5392 | 3435 | 1370 | 5096 | 654.7316 | 726.4962 | 967.3469 | 242.4053
| 7724 | 887.9528 | 944.3457 | 887.564 | 944.3457 | 944.3457 | 887.564 | 944.3457 | 944.3457 | 887.564 | 944.3457 | 991.8367 | 334.4817 | 944.3457 | 887.564 | 944.3457 | 7724 | 944.3457 | 887.564 | 991.8367 | 334.4817 | 119 | 3021 | 760 | 4754 | 4310 | 2672 | 1308 | 2668 | 654.7316 | 726.4093 | 967.3469 | 242.4053
| 7725 | 893.2685 | 947.1812 | 897.6379 | 947.1812 | 947.1812 | 897.6379 | 947.1812 | 947.1812 | 897.6379 | 947.1812 | 974.1497 | 363.6079 | 947.1812 | 897.6379 | 947.1812 | 7725 | 947.1812 | 897.6379 | 974.1497 | 363.6079 | 105 | 2278 | 5736 | 4192 | 4370 | 1647 | 1242 | 128 | 654.6835 | 726.3362 | 967.3469 | 242.4053
| 7726 | 876.8887 | 927.9569 | 886.719 | 927.9569 | 927.9569 | 886.719 | 927.9569 | 927.9569 | 886.719 | 927.9569 | 971.4286 | 334.4817 | 927.9569 | 886.719 | 927.9569 | 7726 | 927.9569 | 886.719 | 971.4286 | 334.4817 | 234 | 3092 | 6566 | 4753 | 2383 | 733 | 1227 | 7967 | 654.6835 | 726.3246 | 967.3469 | 242.2487
| 7727 | 863.2478 | 886.048 | 875.9624 | 886.048 | 886.048 | 875.9624 | 886.048 | 886.048 | 875.9624 | 886.048 | 987.7551 | 505.4807 | 886.048 | 875.9624 | 886.048 | 7727 | 886.048 | 875.9624 | 987.7551 | 505.4807 | 622 | 3884 | 1399 | 1822 | 8176 | 1396 | 1211 | 9 | 654.6355 | 726.2527 | 967.3469 | 242.1704
| 7728 | 847.7095 | 853.9434 | 884.2536 | 853.9434 | 853.9434 | 884.2536 | 853.9434 | 853.9434 | 884.2536 | 853.9434 | 978.2313 | 521.14 | 853.9434 | 884.2536 | 853.9434 | 7728 | 853.9434 | 884.2536 | 978.2313 | 521.14 | 989 | 3303 | 4297 | 1626 | 640 | 3434 | 1209 | 6927 | 654.6355 | 726.1315 | 967.3469 | 242.0921
| 7729 | 837.3534 | 836.1609 | 885.3925 | 836.1609 | 836.1609 | 885.3925 | 836.1609 | 836.1609 | 885.3925 | 836.1609 | 989.1156 | 502.9753 | 836.1609 | 885.3925 | 836.1609 | 7729 | 836.1609 | 885.3925 | 989.1157 | 502.9753 | 1285 | 3223 | 1125 | 1852 | 8097 | 4198 | 1202 | 6261 | 654.5874 | 726.0016 | 967.3469 | 242.0921
| 7730 | 811.948 | 815.1103 | 885.3668 | 815.1103 | 815.1103 | 885.3668 | 815.1103 | 815.1103 | 885.3668 | 815.1103 | 972.7891 | 332.1328 | 815.1103 | 885.3668 | 815.1103 | 7730 | 815.1103 | 885.3668 | 972.7891 | 332.1328 | 1773 | 3225 | 6154 | 4794 | 561 | 8476 | 1140 | 4481 | 654.5874 | 725.9159 | 967.3469 | 242.0921
| 7731 | 806.3662 | 796.2705 | 888.4159 | 796.2705 | 796.2705 | 888.4159 | 796.2705 | 796.2705 | 888.4159 | 796.2705 | 987.7551 | 377.5446 | 796.2705 | 888.4159 | 796.2705 | 7731 | 796.2705 | 888.4159 | 987.7551 | 377.5446 | 2333 | 2969 | 1398 | 3906 | 6057 | 2504 | 1074 | 4071 | 654.5393 | 725.8271 | 967.3469 | 242.0921
| 7732 | 812.2486 | 779.1609 | 920.3975 | 779.1609 | 779.1609 | 920.3975 | 779.1609 | 779.1609 | 920.3975 | 779.1609 | 991.8367 | 464.7667 | 779.1609 | 920.3975 | 779.1609 | 7732 | 779.1609 | 920.3975 | 991.8367 | 464.7667 | 2907 | 960 | 759 | 2387 | 5738 | 1315 | 1059 | 2875 | 654.5393 | 725.7996 | 967.3469 | 242.0921
| 7733 | 798.6523 | 789.2056 | 897.8057 | 789.2056 | 789.2056 | 897.8057 | 789.2056 | 789.2056 | 897.8057 | 789.2056 | 972.7891 | 303.4764 | 789.2056 | 897.8057 | 789.2056 | 7733 | 789.2056 | 897.8057 | 972.7891 | 303.4764 | 2571 | 2271 | 6153 | 5524 | 5212 | 903 | 1043 | 2470 | 654.5393 | 725.6543 | 967.3469 | 242.0921
| 7734 | 769.31 | 723.1701 | 885.4388 | 723.1701 | 723.1701 | 885.4388 | 723.1701 | 723.1701 | 885.4388 | 723.1701 | 985.034 | 458.1898 | 723.1701 | 885.4388 | 723.1701 | 7734 | 723.1701 | 885.4388 | 985.034 | 458.1898 | 5086 | 3217 | 2121 | 2514 | 3401 | 2446 | 1041 | 2394 | 654.3952 | 725.3316 | 967.3469 | 242.0921
| 7735 | 762.8358 | 703.9458 | 876.0484 | 703.9458 | 703.9458 | 876.0484 | 703.9458 | 703.9458 | 876.0484 | 703.9458 | 975.5102 | 568.4309 | 703.9458 | 876.0484 | 703.9458 | 7735 | 703.9458 | 876.0484 | 975.5102 | 568.431 | 5917 | 3880 | 5316 | 1117 | 1973 | 8176 | 1034 | 2065 | 654.299 | 725.3053 | 967.3469 | 242.0921
| 7736 | 750.5053 | 716.1532 | 885.202 | 716.1532 | 716.1532 | 885.202 | 716.1532 | 716.1532 | 885.202 | 716.1532 | 983.6735 | 253.3667 | 716.1532 | 885.202 | 716.1532 | 7736 | 716.1532 | 885.202 | 983.6735 | 253.3667 | 5387 | 3243 | 2481 | 7333 | 4668 | 640 | 972 | 1159 | 654.251 | 725.3053 | 967.3469 | 242.0921
| 7737 | 766.7507 | 702.8885 | 904.7302 | 702.8885 | 702.8885 | 904.7302 | 702.8885 | 702.8885 | 904.7302 | 702.8885 | 978.2313 | 514.2499 | 702.8885 | 904.7302 | 702.8885 | 7737 | 702.8885 | 904.7302 | 978.2313 | 514.2499 | 5971 | 1817 | 4296 | 1716 | 3420 | 2493 | 906 | 123 | 654.2269 | 725.1841 | 967.3469 | 242.0921
| 7738 | 775.4021 | 717.4509 | 894.3759 | 717.4509 | 717.4509 | 894.3759 | 717.4509 | 717.4509 | 894.3759 | 717.4509 | 978.2313 | 560.2881 | 717.4509 | 894.3759 | 717.4509 | 7738 | 717.4509 | 894.3759 | 978.2313 | 560.2881 | 5335 | 2506 | 4295 | 1189 | 4445 | 1391 | 891 | 64 | 654.1549 | 725.1381 | 967.3469 | 242.0921
| 7739 | 772.4607 | 713.7982 | 899.6098 | 713.7982 | 713.7982 | 899.6098 | 713.7982 | 713.7982 | 899.6098 | 713.7982 | 974.1497 | 531.4751 | 713.7982 | 899.6098 | 713.7982 | 7739 | 713.7982 | 899.6098 | 974.1497 | 531.4751 | 5472 | 2140 | 5735 | 1503 | 5388 | 2479 | 875 | 6055 | 654.1068 | 725.1299 | 967.3469 | 241.7789
| 7740 | 778.0527 | 723.5546 | 883.0947 | 723.5546 | 723.5546 | 883.0947 | 723.5546 | 723.5546 | 883.0947 | 723.5546 | 976.8707 | 595.0517 | 723.5546 | 883.0947 | 723.5546 | 7740 | 723.5546 | 883.0947 | 976.8708 | 595.0517 | 5074 | 3390 | 4898 | 879 | 5070 | 2643 | 873 | 5924 | 654.1068 | 724.9812 | 967.3469 | 241.7789
| 7741 | 773.5021 | 735.2814 | 875.6025 | 735.2814 | 735.2814 | 875.6025 | 735.2814 | 735.2814 | 875.6025 | 735.2814 | 983.6735 | 460.6953 | 735.2814 | 875.6025 | 735.2814 | 7741 | 735.2814 | 875.6025 | 983.6735 | 460.6953 | 4594 | 3919 | 2480 | 2472 | 4785 | 2197 | 866 | 5072 | 654.0107 | 724.9812 | 967.3469 | 241.7789
| 7742 | 766.8787 | 737.9728 | 889.4743 | 737.9728 | 737.9728 | 889.4743 | 737.9728 | 737.9728 | 889.4743 | 737.9728 | 983.6735 | 290.949 | 737.9728 | 889.4743 | 737.9728 | 7742 | 737.9728 | 889.4743 | 983.6735 | 290.949 | 4470 | 2879 | 2479 | 5923 | 3953 | 8180 | 804 | 4753 | 653.9626 | 724.9424 | 967.3469 | 241.7789
| 7743 | 773.6227 | 752.4871 | 889.7998 | 752.4871 | 752.4871 | 889.7998 | 752.4871 | 752.4871 | 889.7998 | 752.4871 | 970.068 | 281.5534 | 752.4871 | 889.7998 | 752.4871 | 7743 | 752.4872 | 889.7998 | 970.068 | 281.5534 | 3926 | 2863 | 6935 | 6302 | 6563 | 644 | 738 | 2526 | 653.9146 | 724.9424 | 967.3469 | 241.7789
| 7744 | 812.7876 | 777.2384 | 917.7343 | 777.2384 | 777.2384 | 917.7343 | 777.2384 | 777.2384 | 917.7343 | 777.2384 | 976.8707 | 513.3104 | 777.2384 | 917.7343 | 777.2384 | 7744 | 777.2384 | 917.7344 | 976.8708 | 513.3104 | 2976 | 1097 | 4897 | 1731 | 972 | 8181 | 723 | 2050 | 653.9145 | 724.6085 | 967.3469 | 241.7789
| 7745 | 795.9247 | 760.8978 | 894.344 | 760.8978 | 760.8978 | 894.344 | 760.8978 | 760.8978 | 894.344 | 760.8978 | 978.2313 | 500.1566 | 760.8978 | 894.344 | 760.8978 | 7745 | 760.8978 | 894.3441 | 978.2313 | 500.1566 | 3597 | 2508 | 4294 | 1884 | 3562 | 645 | 707 | 1235 | 653.8665 | 724.6085 | 967.3469 | 241.7789
| 7746 | 866.8503 | 878.4544 | 905.2485 | 878.4544 | 878.4544 | 905.2485 | 878.4544 | 878.4544 | 905.2485 | 878.4544 | 983.6735 | 503.6016 | 878.4544 | 905.2485 | 878.4544 | 7746 | 878.4544 | 905.2485 | 983.6735 | 503.6016 | 703 | 1784 | 2478 | 1841 | 6460 | 1644 | 705 | 120 | 653.8184 | 724.5154 | 967.3469 | 241.7789
| 7747 | 878.0122 | 906.0412 | 892.2039 | 906.0412 | 906.0412 | 892.2039 | 906.0412 | 906.0412 | 892.2039 | 906.0412 | 927.8912 | 547.1344 | 906.0412 | 892.2039 | 906.0412 | 7747 | 906.0412 | 892.2039 | 927.8912 | 547.1344 | 436 | 2699 | 8714 | 1326 | 4663 | 1614 | 698 | 7572 | 653.8184 | 724.4663 | 967.3469 | 241.4657
| 7748 | 868.5545 | 929.1585 | 871.1726 | 929.1585 | 929.1585 | 871.1726 | 929.1585 | 929.1585 | 871.1726 | 929.1585 | 968.7075 | 273.0974 | 929.1585 | 871.1726 | 929.1585 | 7748 | 929.1585 | 871.1726 | 968.7075 | 273.0974 | 227 | 4197 | 7322 | 6633 | 3226 | 8512 | 636 | 7265 | 653.7223 | 724.3181 | 967.3469 | 241.4657
| 7749 | 875.9665 | 936.8962 | 881.7224 | 936.8962 | 936.8962 | 881.7224 | 936.8962 | 936.8962 | 881.7224 | 936.8962 | 960.5442 | 280.927 | 936.8962 | 881.7224 | 936.8962 | 7749 | 936.8962 | 881.7224 | 960.5442 | 280.927 | 161 | 3481 | 8200 | 6335 | 3876 | 1643 | 570 | 5229 | 653.6742 | 724.3102 | 967.3469 | 241.4657
| 7750 | 858.3699 | 903.6382 | 880.1172 | 903.6382 | 903.6382 | 880.1172 | 903.6382 | 903.6382 | 880.1172 | 903.6382 | 974.1497 | 293.4544 | 903.6382 | 880.1172 | 903.6382 | 7750 | 903.6382 | 880.1172 | 974.1497 | 293.4544 | 450 | 3596 | 5734 | 5843 | 6992 | 5295 | 555 | 4493 | 653.6262 | 724.2558 | 967.3469 | 241.4657
| 7751 | 837.0182 | 856.6348 | 879.371 | 856.6348 | 856.6348 | 879.371 | 856.6348 | 856.6348 | 879.371 | 856.6348 | 980.9524 | 366.7397 | 856.6348 | 879.371 | 856.6348 | 7751 | 856.6348 | 879.371 | 980.9524 | 366.7398 | 964 | 3647 | 3646 | 4137 | 5476 | 3806 | 539 | 3746 | 653.5781 | 724.2112 | 967.3469 | 241.4657
| 7752 | 808.1197 | 819.0513 | 858.2016 | 819.0513 | 819.0513 | 858.2016 | 819.0513 | 819.0513 | 858.2016 | 819.0513 | 971.4286 | 357.031 | 819.0513 | 858.2016 | 819.0513 | 7752 | 819.0513 | 858.2017 | 971.4286 | 357.031 | 1656 | 5113 | 6565 | 4315 | 2219 | 2050 | 537 | 2046 | 653.5781 | 724.2063 | 967.3469 | 241.4657
| 7753 | 802.8743 | 789.3497 | 864.6925 | 789.3497 | 789.3497 | 864.6925 | 789.3497 | 789.3497 | 864.6925 | 789.3497 | 968.7075 | 497.9643 | 789.3497 | 864.6925 | 789.3497 | 7753 | 789.3497 | 864.6925 | 968.7075 | 497.9643 | 2567 | 4661 | 7321 | 1919 | 6748 | 8177 | 530 | 1056 | 653.482 | 724.0284 | 967.3469 | 241.4657
| 7754 | 776.1633 | 778.7283 | 853.0752 | 778.7283 | 778.7283 | 853.0752 | 778.7283 | 778.7283 | 853.0752 | 778.7283 | 967.3469 | 256.8118 | 778.7283 | 853.0752 | 778.7283 | 7754 | 778.7283 | 853.0752 | 967.3469 | 256.8118 | 2926 | 5426 | 7495 | 7209 | 4810 | 641 | 468 | 838 | 653.482 | 724.0284 | 967.3469 | 241.4657
| 7755 | 773.1316 | 766.4248 | 870.7783 | 766.4248 | 766.4248 | 870.7783 | 766.4248 | 766.4248 | 870.7783 | 766.4248 | 965.9864 | 243.3448 | 766.4248 | 870.7783 | 766.4248 | 7755 | 766.4248 | 870.7784 | 965.9864 | 243.3448 | 3420 | 4227 | 7795 | 7690 | 7400 | 2038 | 402 | 738 | 653.4339 | 723.9914 | 967.3469 | 241.4657
| 7756 | 760.2533 | 745.0858 | 869.2189 | 745.0858 | 745.0858 | 869.2189 | 745.0858 | 745.0858 | 869.2189 | 745.0858 | 963.2653 | 242.7184 | 745.0858 | 869.2189 | 745.0858 | 7756 | 745.0858 | 869.2189 | 963.2653 | 242.7185 | 4178 | 4316 | 8049 | 7715 | 6253 | 1586 | 387 | 720 | 653.4339 | 723.8377 | 967.3469 | 241.4657
| 7757 | 770.2824 | 756.4762 | 880.6006 | 756.4762 | 756.4762 | 880.6006 | 756.4762 | 756.4762 | 880.6006 | 756.4762 | 963.2653 | 246.4767 | 756.4762 | 880.6006 | 756.4762 | 7757 | 756.4762 | 880.6006 | 963.2653 | 246.4767 | 3768 | 3568 | 8048 | 7581 | 5391 | 1653 | 371 | 7448 | 653.4339 | 723.5184 | 967.3469 | 241.1525
| 7758 | 738.7107 | 710.2898 | 858.66 | 710.2898 | 710.2898 | 858.66 | 710.2898 | 710.2898 | 858.66 | 710.2898 | 965.9864 | 259.0041 | 710.2898 | 858.66 | 710.2898 | 7758 | 710.2898 | 858.6601 | 965.9864 | 259.0041 | 5632 | 5083 | 7794 | 7140 | 344 | 3092 | 369 | 5402 | 653.4339 | 723.4187 | 967.3469 | 241.1525
| 7759 | 708.4823 | 678.4736 | 823.7801 | 678.4736 | 678.4736 | 823.7801 | 678.4736 | 678.4736 | 823.7801 | 678.4736 | 957.8231 | 238.0207 | 678.4736 | 823.7801 | 678.4736 | 7759 | 678.4736 | 823.7801 | 957.8231 | 238.0207 | 7002 | 6776 | 8350 | 7847 | 5262 | 6925 | 362 | 5396 | 653.3907 | 723.051 | 967.3469 | 241.1525
| 7760 | 729.4014 | 699.6203 | 860.8965 | 699.6203 | 699.6203 | 860.8965 | 699.6203 | 699.6203 | 860.8965 | 699.6203 | 945.5782 | 225.4933 | 699.6203 | 860.8965 | 699.6203 | 7760 | 699.6203 | 860.8966 | 945.5782 | 225.4933 | 6100 | 4923 | 8609 | 8170 | 6075 | 7003 | 300 | 5087 | 653.3859 | 722.9996 | 967.3469 | 241.1525
| 7761 | 711.5325 | 660.7872 | 866.8211 | 660.7872 | 660.7872 | 866.8211 | 660.7872 | 660.7872 | 866.8211 | 660.7872 | 967.3469 | 240.5262 | 660.7872 | 866.8211 | 660.7872 | 7761 | 660.7872 | 866.8211 | 967.3469 | 240.5262 | 7563 | 4481 | 7494 | 7778 | 4494 | 3655 | 234 | 1158 | 653.3859 | 722.8177 | 967.3469 | 241.1525
| 7762 | 679.2374 | 606.5266 | 863.3029 | 606.5266 | 606.5266 | 863.3029 | 606.5266 | 606.5266 | 863.3029 | 606.5266 | 964.6259 | 239.2734 | 606.5266 | 863.3029 | 606.5266 | 7762 | 606.5267 | 863.3029 | 964.6259 | 239.2734 | 8567 | 4751 | 7985 | 7805 | 5594 | 8751 | 219 | 845 | 653.3378 | 722.7172 | 967.3469 | 241.1525
| 7763 | 690.1416 | 616.0907 | 876.4132 | 616.0907 | 616.0907 | 876.4132 | 616.0907 | 616.0907 | 876.4132 | 616.0907 | 967.3469 | 260.2568 | 616.0907 | 876.4132 | 616.0907 | 7763 | 616.0907 | 876.4132 | 967.3469 | 260.2568 | 8452 | 3856 | 7493 | 7082 | 3901 | 1354 | 203 | 822 | 653.3378 | 722.5819 | 967.3469 | 241.1525
| 7764 | 694.1477 | 623.7805 | 869.1239 | 623.7805 | 623.7805 | 869.1239 | 623.7805 | 623.7805 | 869.1239 | 623.7805 | 978.2313 | 273.0974 | 623.7805 | 869.1239 | 623.7805 | 7764 | 623.7805 | 869.1239 | 978.2313 | 273.0974 | 8347 | 4323 | 4293 | 6632 | 5426 | 2477 | 201 | 718 | 653.2898 | 722.2455 | 967.3469 | 241.1525
| 7765 | 702.4139 | 641.5149 | 865.3321 | 641.5149 | 641.5149 | 865.3321 | 641.5149 | 641.5149 | 865.3321 | 641.5149 | 970.068 | 270.2787 | 641.5149 | 865.3321 | 641.5149 | 7765 | 641.5149 | 865.3321 | 970.068 | 270.2787 | 8019 | 4610 | 6934 | 6750 | 6799 | 4694 | 194 | 392 | 653.2417 | 722.191 | 967.3469 | 241.1525
| 7766 | 736.2491 | 695.6313 | 874.1109 | 695.6313 | 695.6313 | 874.1109 | 695.6313 | 695.6313 | 874.1109 | 695.6313 | 974.1497 | 271.8447 | 695.6313 | 874.1109 | 695.6313 | 7766 | 695.6313 | 874.1109 | 974.1497 | 271.8447 | 6256 | 4023 | 5733 | 6684 | 1043 | 4625 | 132 | 239 | 653.2417 | 722.1868 | 967.3469 | 241.1525
| 7767 | 747.9289 | 715.7207 | 877.5004 | 715.7207 | 715.7207 | 877.5004 | 715.7207 | 715.7207 | 877.5004 | 715.7207 | 972.7891 | 262.4491 | 715.7207 | 877.5004 | 715.7207 | 7767 | 715.7207 | 877.5004 | 972.7891 | 262.4491 | 5403 | 3792 | 6152 | 7007 | 4347 | 4618 | 66 | 2684 | 653.1456 | 722.0415 | 967.3469 | 240.9959
| 7768 | 749.8242 | 718.4121 | 877.2391 | 718.4121 | 718.4121 | 877.2391 | 718.4121 | 718.4121 | 877.2391 | 718.4121 | 970.068 | 271.2183 | 718.4121 | 877.2391 | 718.4121 | 7768 | 718.4121 | 877.2391 | 970.068 | 271.2183 | 5295 | 3819 | 6933 | 6707 | 3846 | 4693 | 51 | 4474 | 653.1456 | 721.9607 | 967.3469 | 240.8393
| 7769 | 736.8374 | 703.0807 | 867.794 | 703.0807 | 703.0807 | 867.794 | 703.0807 | 703.0807 | 867.794 | 703.0807 | 976.8707 | 243.0316 | 703.0807 | 867.794 | 703.0807 | 7769 | 703.0807 | 867.794 | 976.8708 | 243.0316 | 5958 | 4421 | 4896 | 7698 | 3822 | 737 | 35 | 2228 | 653.1456 | 721.9061 | 967.3469 | 240.8393
| 7770 | 792.1028 | 801.3649 | 866.1418 | 801.3649 | 801.3649 | 866.1418 | 801.3649 | 801.3649 | 866.1418 | 801.3649 | 976.8707 | 237.0811 | 801.3649 | 866.1418 | 801.3649 | 7770 | 801.3649 | 866.1418 | 976.8708 | 237.0811 | 2162 | 4542 | 4895 | 7872 | 2887 | 8509 | 33 | 1155 | 653.0975 | 721.8426 | 967.3469 | 240.8393
| 7771 | 842.0244 | 875.8755 | 894.2082 | 875.8755 | 875.8755 | 894.2082 | 875.8755 | 875.8755 | 894.2082 | 875.8755 | 956.4626 | 248.0426 | 875.8755 | 894.2082 | 875.8755 | 7771 | 875.8755 | 894.2082 | 956.4626 | 248.0426 | 736 | 2513 | 8408 | 7535 | 4372 | 6953 | 26 | 1072 | 653.0495 | 721.8369 | 967.3469 | 240.8393
| 7772 | 851.9787 | 904.2989 | 871.435 | 904.2989 | 904.2989 | 871.435 | 904.2989 | 904.2989 | 871.435 | 904.2989 | 971.4286 | 236.1416 | 904.2989 | 871.435 | 904.2989 | 7772 | 904.2989 | 871.435 | 971.4286 | 236.1416 | 446 | 4183 | 6564 | 7897 | 3874 | 2474 | 8725 | 816 | 653.0495 | 721.7848 | 965.9864 | 240.8393
| 7773 | 855.0431 | 906.2815 | 879.9151 | 906.2815 | 906.2815 | 879.9151 | 906.2815 | 906.2815 | 879.9151 | 906.2815 | 975.5102 | 225.1801 | 906.2815 | 879.9151 | 906.2815 | 7773 | 906.2815 | 879.9151 | 975.5102 | 225.1801 | 428 | 3609 | 5315 | 8176 | 5098 | 2159 | 8718 | 701 | 652.9533 | 721.777 | 965.9864 | 240.8393
| 7774 | 823.262 | 849.2334 | 881.8328 | 849.2334 | 849.2334 | 881.8328 | 849.2334 | 849.2334 | 881.8328 | 849.2334 | 983.6735 | 220.7955 | 849.2334 | 881.8328 | 849.2334 | 7774 | 849.2334 | 881.8328 | 983.6735 | 220.7955 | 1063 | 3471 | 2477 | 8264 | 4980 | 6964 | 8598 | 238 | 652.9533 | 721.7441 | 965.9864 | 240.8393
| 7775 | 825.7584 | 848.8009 | 885.6415 | 848.8009 | 848.8009 | 885.6415 | 848.8009 | 848.8009 | 885.6415 | 848.8009 | 983.6735 | 243.9712 | 848.8009 | 885.6415 | 848.8009 | 7775 | 848.8009 | 885.6415 | 983.6735 | 243.9712 | 1074 | 3198 | 2476 | 7657 | 3222 | 1617 | 8595 | 219 | 652.9533 | 721.6672 | 965.9864 | 240.8393
| 7776 | 794.7952 | 796.7511 | 889.3612 | 796.7511 | 796.7511 | 889.3612 | 796.7511 | 796.7511 | 889.3612 | 796.7511 | 975.5102 | 220.1691 | 796.7511 | 889.3612 | 796.7511 | 7776 | 796.7511 | 889.3612 | 975.5102 | 220.1691 | 2320 | 2891 | 5314 | 8273 | 4968 | 4311 | 8557 | 143 | 652.9053 | 721.5688 | 965.9864 | 240.8393
| 7777 | 773.1928 | 771.2789 | 865.9794 | 771.2789 | 771.2789 | 865.9794 | 771.2789 | 771.2789 | 865.9794 | 771.2789 | 970.068 | 220.4823 | 771.2789 | 865.9794 | 771.2789 | 7777 | 771.2789 | 865.9794 | 970.068 | 220.4823 | 3216 | 4551 | 6932 | 8269 | 4352 | 5775 | 8550 | 7934 | 652.7611 | 721.565 | 965.9864 | 240.5262
| 7778 | 771.5155 | 763.2047 | 870.4363 | 763.2047 | 763.2047 | 870.4363 | 763.2047 | 763.2047 | 870.4363 | 763.2047 | 971.4286 | 242.4053 | 763.2047 | 870.4363 | 763.2047 | 7778 | 763.2047 | 870.4363 | 971.4286 | 242.4053 | 3516 | 4255 | 6563 | 7719 | 3386 | 3436 | 8430 | 7761 | 652.7611 | 721.4051 | 965.9864 | 240.5262
| 7779 | 768.4049 | 749.0268 | 888.6907 | 749.0268 | 749.0268 | 888.6907 | 749.0268 | 749.0268 | 888.6907 | 749.0268 | 967.3469 | 243.3448 | 749.0268 | 888.6907 | 749.0268 | 7779 | 749.0268 | 888.6908 | 967.3469 | 243.3448 | 4039 | 2947 | 7492 | 7689 | 3916 | 3451 | 8427 | 5744 | 652.713 | 721.2417 | 965.9864 | 240.5262
| 7780 | 755.4722 | 733.6954 | 873.641 | 733.6954 | 733.6954 | 873.641 | 733.6954 | 733.6954 | 873.641 | 733.6954 | 974.1497 | 238.3339 | 733.6954 | 873.641 | 733.6954 | 7780 | 733.6954 | 873.641 | 974.1497 | 238.3339 | 4656 | 4050 | 5732 | 7837 | 6592 | 2470 | 8389 | 2714 | 652.6169 | 721.011 | 965.9864 | 240.5262
| 7781 | 784.9943 | 766.7612 | 911.5146 | 766.7612 | 766.7612 | 911.5146 | 766.7612 | 766.7612 | 911.5146 | 766.7612 | 975.5102 | 234.2624 | 766.7612 | 911.5146 | 766.7612 | 7781 | 766.7612 | 911.5146 | 975.5102 | 234.2625 | 3400 | 1399 | 5313 | 7951 | 5241 | 2447 | 8382 | 2235 | 652.6169 | 720.9859 | 965.9864 | 240.5262
| 7782 | 755.4294 | 708.3674 | 920.2006 | 708.3674 | 708.3674 | 920.2006 | 708.3674 | 708.3674 | 920.2006 | 708.3674 | 983.6735 | 244.5976 | 708.3674 | 920.2006 | 708.3674 | 7782 | 708.3674 | 920.2006 | 983.6735 | 244.5976 | 5712 | 969 | 2475 | 7644 | 4731 | 1572 | 8262 | 144 | 652.5689 | 720.9552 | 965.9864 | 240.5262
| 7783 | 766.9755 | 735.6178 | 908.1737 | 735.6178 | 735.6178 | 908.1737 | 735.6178 | 735.6178 | 908.1737 | 735.6178 | 982.3129 | 237.7075 | 735.6178 | 908.1737 | 735.6178 | 7783 | 735.6178 | 908.1737 | 982.3129 | 237.7075 | 4571 | 1593 | 3138 | 7854 | 3892 | 736 | 8259 | 7085 | 652.5208 | 720.9521 | 965.9864 | 240.213
| 7784 | 754.2259 | 724.2274 | 886.0983 | 724.2274 | 724.2274 | 886.0983 | 724.2274 | 724.2274 | 886.0983 | 724.2274 | 978.2313 | 242.7184 | 724.2274 | 886.0983 | 724.2274 | 7784 | 724.2274 | 886.0983 | 978.2313 | 242.7185 | 5043 | 3151 | 4292 | 7714 | 2195 | 4733 | 8197 | 3413 | 652.5208 | 720.8011 | 965.9864 | 240.213
| 7785 | 790.4049 | 768.8278 | 904.887 | 768.8278 | 768.8278 | 904.887 | 768.8278 | 768.8278 | 904.887 | 768.8278 | 982.3129 | 313.1851 | 768.8278 | 904.887 | 768.8278 | 7785 | 768.8278 | 904.8871 | 982.3129 | 313.1851 | 3318 | 1805 | 3137 | 5214 | 98 | 2475 | 8190 | 2500 | 652.5208 | 720.7211 | 965.9864 | 240.213
| 7786 | 796.5793 | 777.4307 | 906.0007 | 777.4307 | 777.4307 | 906.0007 | 777.4307 | 777.4307 | 906.0007 | 777.4307 | 986.3946 | 322.2675 | 777.4307 | 906.0007 | 777.4307 | 7786 | 777.4307 | 906.0007 | 986.3946 | 322.2675 | 2972 | 1735 | 1761 | 5004 | 3320 | 3873 | 8070 | 2069 | 652.4727 | 720.6306 | 965.9864 | 240.213
| 7787 | 796.0817 | 780.2182 | 894.4585 | 780.2182 | 780.2182 | 894.4585 | 780.2182 | 780.2182 | 894.4585 | 780.2182 | 982.3129 | 343.2509 | 780.2182 | 894.4585 | 780.2182 | 7787 | 780.2182 | 894.4585 | 982.3129 | 343.2509 | 2864 | 2498 | 3136 | 4584 | 3396 | 3643 | 8067 | 840 | 652.4247 | 720.6306 | 965.9864 | 240.213
| 7788 | 795.1708 | 780.7469 | 887.0057 | 780.7469 | 780.7469 | 887.0057 | 780.7469 | 780.7469 | 887.0057 | 780.7469 | 978.2313 | 360.1629 | 780.7469 | 887.0057 | 780.7469 | 7788 | 780.7469 | 887.0057 | 978.2313 | 360.1629 | 2845 | 3064 | 4291 | 4261 | 7305 | 1390 | 8029 | 819 | 652.3286 | 720.5913 | 965.9864 | 240.213
| 7789 | 795.3122 | 786.2739 | 876.236 | 786.2739 | 786.2739 | 876.236 | 786.2739 | 786.2739 | 876.236 | 786.2739 | 980.9524 | 358.2837 | 786.2739 | 876.236 | 786.2739 | 7789 | 786.2739 | 876.236 | 980.9524 | 358.2838 | 2667 | 3869 | 3645 | 4295 | 249 | 8508 | 8022 | 141 | 652.3285 | 720.5691 | 965.9864 | 240.213
| 7790 | 806.0343 | 789.7823 | 881.5351 | 789.7823 | 789.7823 | 881.5351 | 789.7823 | 789.7823 | 881.5351 | 789.7823 | 980.9524 | 459.1293 | 789.7823 | 881.5351 | 789.7823 | 7790 | 789.7823 | 881.5351 | 980.9524 | 459.1294 | 2549 | 3498 | 3644 | 2499 | 5239 | 1235 | 7926 | 6911 | 652.2324 | 720.5646 | 965.9864 | 239.8998
| 7791 | 805.5707 | 803.3835 | 884.425 | 803.3835 | 803.3835 | 884.425 | 803.3835 | 803.3835 | 884.425 | 803.3835 | 972.7891 | 340.4322 | 803.3835 | 884.425 | 803.3835 | 7791 | 803.3835 | 884.425 | 972.7891 | 340.4322 | 2112 | 3292 | 6151 | 4639 | 3417 | 3261 | 7923 | 6749 | 652.2324 | 720.4481 | 965.9864 | 239.8998
| 7792 | 812.6259 | 809.4391 | 896.7181 | 809.4391 | 809.4391 | 896.7181 | 809.4391 | 809.4391 | 896.7181 | 809.4391 | 975.5102 | 338.8663 | 809.4391 | 896.7181 | 809.4391 | 7792 | 809.4391 | 896.7181 | 975.5102 | 338.8663 | 1921 | 2343 | 5312 | 4667 | 6895 | 5050 | 7885 | 5540 | 652.1844 | 720.3876 | 965.9864 | 239.8998
| 7793 | 812.046 | 805.2098 | 900.6366 | 805.2098 | 805.2098 | 900.6366 | 805.2098 | 805.2098 | 900.6366 | 805.2098 | 983.6735 | 340.7454 | 805.2098 | 900.6366 | 805.2098 | 7793 | 805.2098 | 900.6366 | 983.6735 | 340.7454 | 2059 | 2068 | 2474 | 4632 | 5068 | 2478 | 7878 | 4476 | 652.1844 | 720.092 | 965.9864 | 239.8998
| 7794 | 853.3693 | 885.1348 | 894.5106 | 885.1348 | 885.1348 | 894.5106 | 885.1348 | 885.1348 | 894.5106 | 885.1348 | 967.3469 | 320.7015 | 885.1348 | 894.5106 | 885.1348 | 7794 | 885.1348 | 894.5106 | 967.3469 | 320.7015 | 637 | 2491 | 7491 | 5041 | 3927 | 1395 | 7758 | 4247 | 652.1844 | 720.0126 | 965.9864 | 239.8998
| 7795 | 879.8514 | 939.2993 | 882.4363 | 939.2993 | 939.2993 | 882.4363 | 939.2993 | 939.2993 | 882.4363 | 939.2993 | 980.9524 | 292.8281 | 939.2993 | 882.4363 | 939.2993 | 7795 | 939.2993 | 882.4363 | 980.9524 | 292.8281 | 146 | 3440 | 3643 | 5862 | 5761 | 2156 | 7755 | 4079 | 652.0882 | 719.9872 | 965.9864 | 239.8998
| 7796 | 888.395 | 955.2074 | 877.6743 | 955.2074 | 955.2074 | 877.6743 | 955.2074 | 955.2074 | 877.6743 | 955.2074 | 986.3946 | 298.7786 | 955.2074 | 877.6743 | 955.2074 | 7796 | 955.2074 | 877.6743 | 986.3946 | 298.7786 | 75 | 3781 | 1760 | 5670 | 3875 | 740 | 7717 | 2503 | 652.0882 | 719.9259 | 965.9864 | 239.8998
| 7797 | 889.9316 | 956.7934 | 883.0148 | 956.7934 | 956.7934 | 883.0148 | 956.7934 | 956.7934 | 883.0148 | 956.7934 | 982.3129 | 290.3226 | 956.7934 | 883.0148 | 956.7934 | 7797 | 956.7934 | 883.0148 | 982.3129 | 290.3226 | 70 | 3394 | 3135 | 5949 | 2050 | 2329 | 7710 | 1081 | 652.0402 | 719.6488 | 965.9864 | 239.8998
| 7798 | 867.7059 | 918.7773 | 881.0813 | 918.7773 | 918.7773 | 881.0813 | 918.7773 | 918.7773 | 881.0813 | 918.7773 | 971.4286 | 301.9104 | 918.7773 | 881.0813 | 918.7773 | 7798 | 918.7773 | 881.0813 | 971.4286 | 301.9104 | 321 | 3535 | 6562 | 5577 | 2387 | 4627 | 7590 | 145 | 651.9921 | 719.644 | 965.9864 | 239.8998
| 7799 | 845.1478 | 879.2233 | 879.6354 | 879.2233 | 879.2233 | 879.6354 | 879.2233 | 879.2233 | 879.6354 | 879.2233 | 985.034 | 294.7072 | 879.2233 | 879.6354 | 879.2233 | 7799 | 879.2233 | 879.6354 | 985.034 | 294.7072 | 693 | 3624 | 2120 | 5800 | 108 | 2432 | 7587 | 105 | 651.9921 | 719.5848 | 965.9864 | 239.8998
| 7800 | 834.9916 | 853.9914 | 894.8899 | 853.9914 | 853.9914 | 894.8899 | 853.9914 | 853.9914 | 894.8899 | 853.9914 | 987.7551 | 290.6358 | 853.9914 | 894.8899 | 853.9914 | 7800 | 853.9915 | 894.8899 | 987.7551 | 290.6358 | 987 | 2473 | 1397 | 5932 | 6776 | 3633 | 7549 | 4238 | 651.9441 | 719.4949 | 965.9864 | 239.5866
| 7801 | 817.1702 | 824.2418 | 891.7793 | 824.2418 | 824.2418 | 891.7793 | 824.2418 | 824.2418 | 891.7793 | 824.2418 | 987.7551 | 291.5753 | 824.2418 | 891.7793 | 824.2418 | 7801 | 824.2418 | 891.7793 | 987.7551 | 291.5753 | 1523 | 2721 | 1396 | 5906 | 5550 | 4312 | 7542 | 4075 | 651.9441 | 719.4749 | 965.9864 | 239.5866
| 7802 | 801.3329 | 805.6423 | 877.3009 | 805.6423 | 805.6423 | 877.3009 | 805.6423 | 805.6423 | 877.3009 | 805.6423 | 995.9184 | 268.3996 | 805.6423 | 877.3009 | 805.6423 | 7802 | 805.6423 | 877.3009 | 995.9184 | 268.3996 | 2045 | 3809 | 232 | 6820 | 4644 | 8582 | 7422 | 2760 | 651.896 | 719.4188 | 965.9864 | 239.5866
| 7803 | 795.8216 | 781.612 | 903.2804 | 781.612 | 781.612 | 903.2804 | 781.612 | 781.612 | 903.2804 | 781.612 | 994.5578 | 280.927 | 781.612 | 903.2804 | 781.612 | 7803 | 781.612 | 903.2804 | 994.5578 | 280.927 | 2815 | 1890 | 434 | 6334 | 3030 | 3433 | 7419 | 2234 | 651.896 | 719.4181 | 965.9864 | 239.5866
| 7804 | 787.7478 | 780.4104 | 877.949 | 780.4104 | 780.4104 | 877.949 | 780.4104 | 780.4104 | 877.949 | 780.4104 | 991.8367 | 281.5534 | 780.4104 | 877.949 | 780.4104 | 7804 | 780.4104 | 877.949 | 991.8367 | 281.5534 | 2858 | 3755 | 758 | 6301 | 169 | 1605 | 7381 | 7608 | 651.8479 | 719.2663 | 965.9864 | 239.43
| 7805 | 794.4497 | 789.2056 | 882.1712 | 789.2056 | 789.2056 | 882.1712 | 789.2056 | 789.2056 | 882.1712 | 789.2056 | 991.8367 | 288.1303 | 789.2056 | 882.1712 | 789.2056 | 7805 | 789.2056 | 882.1712 | 991.8367 | 288.1303 | 2570 | 3451 | 757 | 6035 | 5233 | 4121 | 7374 | 7762 | 651.7518 | 719.2299 | 965.9864 | 239.2734
| 7806 | 770.6171 | 760.321 | 859.9249 | 760.321 | 760.321 | 859.9249 | 760.321 | 760.321 | 859.9249 | 760.321 | 982.3129 | 284.0589 | 760.321 | 859.9249 | 760.321 | 7806 | 760.3211 | 859.9249 | 982.3129 | 284.0589 | 3615 | 4982 | 3134 | 6206 | 7595 | 4123 | 7254 | 7614 | 651.7038 | 719.2032 | 965.9864 | 239.2734
| 7807 | 750.3197 | 724.66 | 865.7187 | 724.66 | 724.66 | 865.7187 | 724.66 | 724.66 | 865.7187 | 724.66 | 972.7891 | 271.5315 | 724.66 | 865.7187 | 724.66 | 7807 | 724.66 | 865.7187 | 972.7891 | 271.5315 | 5024 | 4576 | 6150 | 6698 | 6086 | 2051 | 7251 | 7084 | 651.6557 | 719.1787 | 965.9864 | 239.2734
| 7808 | 754.7326 | 732.8784 | 859.8381 | 732.8784 | 732.8784 | 859.8381 | 732.8784 | 732.8784 | 859.8381 | 732.8784 | 986.3946 | 277.482 | 732.8784 | 859.8381 | 732.8784 | 7808 | 732.8784 | 859.8381 | 986.3946 | 277.482 | 4702 | 4992 | 1759 | 6470 | 5238 | 2450 | 7213 | 6756 | 651.6076 | 719.176 | 965.9864 | 239.2734
| 7809 | 784.8008 | 776.902 | 881.0921 | 776.902 | 776.902 | 881.0921 | 776.902 | 776.902 | 881.0921 | 776.902 | 959.1837 | 288.4435 | 776.902 | 881.0921 | 776.902 | 7809 | 776.902 | 881.0921 | 959.1837 | 288.4435 | 2988 | 3533 | 8298 | 6027 | 2 | 2434 | 7206 | 6590 | 651.6076 | 719.1673 | 965.9864 | 239.2734
| 7810 | 788.4082 | 773.2494 | 891.1207 | 773.2494 | 773.2494 | 891.1207 | 773.2494 | 773.2494 | 891.1207 | 773.2494 | 976.8707 | 310.3664 | 773.2494 | 891.1207 | 773.2494 | 7810 | 773.2494 | 891.1207 | 976.8708 | 310.3664 | 3126 | 2780 | 4894 | 5286 | 3730 | 5296 | 7086 | 6422 | 651.5115 | 718.7986 | 965.9864 | 239.2734
| 7811 | 795.1737 | 787.5715 | 882.4705 | 787.5715 | 787.5715 | 882.4705 | 787.5715 | 787.5715 | 882.4705 | 787.5715 | 985.034 | 316.9433 | 787.5715 | 882.4705 | 787.5715 | 7811 | 787.5715 | 882.4705 | 985.034 | 316.9433 | 2630 | 3437 | 2119 | 5122 | 4239 | 3757 | 7083 | 3745 | 651.4154 | 718.7543 | 965.9864 | 239.2734
| 7812 | 818.89 | 812.5631 | 916.823 | 812.5631 | 812.5631 | 916.823 | 812.5631 | 812.5631 | 916.823 | 812.5631 | 989.1156 | 307.5478 | 812.5631 | 916.823 | 812.5631 | 7812 | 812.5631 | 916.823 | 989.1157 | 307.5478 | 1837 | 1140 | 1124 | 5378 | 110 | 4624 | 7045 | 3601 | 651.4154 | 718.7389 | 965.9864 | 239.2734
| 7813 | 805.7465 | 788.8691 | 913.1733 | 788.8691 | 788.8691 | 913.1733 | 788.8691 | 788.8691 | 913.1733 | 788.8691 | 986.3946 | 330.4103 | 788.8691 | 913.1733 | 788.8691 | 7813 | 788.8691 | 913.1733 | 986.3946 | 330.4103 | 2584 | 1310 | 1758 | 4823 | 5054 | 1820 | 7038 | 3415 | 651.3673 | 718.6981 | 965.9864 | 239.2734
| 7814 | 806.3058 | 789.7823 | 914.6895 | 789.7823 | 789.7823 | 914.6895 | 789.7823 | 789.7823 | 914.6895 | 789.7823 | 983.6735 | 327.5916 | 789.7823 | 914.6895 | 789.7823 | 7814 | 789.7823 | 914.6895 | 983.6735 | 327.5916 | 2548 | 1236 | 2473 | 4889 | 4251 | 2469 | 6918 | 3006 | 651.3673 | 718.6319 | 965.9864 | 239.2734
| 7815 | 695.1983 | 834.5268 | 433.3463 | 834.5268 | 834.5268 | 433.3463 | 834.5268 | 834.5268 | 433.3463 | 834.5268 | 987.7551 | 335.4212 | 834.5268 | 433.3463 | 834.5268 | 7815 | 834.5268 | 433.3463 | 987.7551 | 335.4212 | 1311 | 8686 | 1395 | 4736 | 5846 | 2499 | 6915 | 1079 | 651.3193 | 718.6003 | 965.9864 | 239.2734
| 7816 | 686.9192 | 820.5892 | 440.4658 | 820.5892 | 820.5892 | 440.4658 | 820.5892 | 820.5892 | 440.4658 | 820.5892 | 987.7551 | 302.5368 | 820.5892 | 440.4658 | 820.5892 | 7816 | 820.5892 | 440.4658 | 987.7551 | 302.5368 | 1618 | 8669 | 1394 | 5549 | 5585 | 1649 | 6877 | 1067 | 651.2712 | 718.5746 | 965.9864 | 239.2734
| 7817 | 690.1578 | 825.8759 | 437.6184 | 825.8759 | 825.8759 | 437.6184 | 825.8759 | 825.8759 | 437.6184 | 825.8759 | 1000 | 304.7291 | 825.8759 | 437.6184 | 825.8759 | 7817 | 825.8759 | 437.6184 | 1000 | 304.7291 | 1486 | 8673 | 6 | 5481 | 4833 | 8752 | 6870 | 234 | 651.2232 | 718.4847 | 965.9864 | 239.2734
| 7818 | 711.9176 | 869.0825 | 432.8308 | 869.0825 | 869.0825 | 432.8308 | 869.0825 | 869.0825 | 432.8308 | 869.0825 | 980.9524 | 301.9104 | 869.0825 | 432.8308 | 869.0825 | 7818 | 869.0825 | 432.8309 | 980.9524 | 301.9104 | 818 | 8688 | 3642 | 5576 | 5570 | 2442 | 6750 | 6940 | 651.127 | 718.4528 | 965.9864 | 238.9602
| 7819 | 741.1941 | 912.5775 | 449.6565 | 912.5775 | 912.5775 | 449.6565 | 912.5775 | 912.5775 | 449.6565 | 912.5775 | 995.9184 | 281.5534 | 912.5775 | 449.6565 | 912.5775 | 7819 | 912.5775 | 449.6565 | 995.9184 | 281.5534 | 356 | 8651 | 231 | 6300 | 102 | 1601 | 6747 | 6593 | 651.079 | 718.2541 | 965.9864 | 238.9602
| 7820 | 760.0333 | 935.887 | 440.9035 | 935.887 | 935.887 | 440.9035 | 935.887 | 935.887 | 440.9035 | 935.887 | 978.2313 | 411.5252 | 935.887 | 440.9035 | 935.887 | 7820 | 935.887 | 440.9035 | 978.2313 | 411.5252 | 168 | 8666 | 4290 | 3289 | 5258 | 735 | 6709 | 4083 | 651.0309 | 718.2097 | 965.9864 | 238.9602
| 7821 | 743.6395 | 925.65 | 434.473 | 925.65 | 925.65 | 434.473 | 925.65 | 925.65 | 434.473 | 925.65 | 993.1973 | 274.6633 | 925.65 | 434.473 | 925.65 | 7821 | 925.65 | 434.473 | 993.1973 | 274.6633 | 265 | 8682 | 589 | 6587 | 6558 | 4696 | 6702 | 2971 | 650.9348 | 718.0272 | 965.9864 | 238.9602
| 7822 | 723.3872 | 889.5083 | 437.8039 | 889.5083 | 889.5083 | 437.8039 | 889.5083 | 889.5083 | 437.8039 | 889.5083 | 994.5578 | 265.581 | 889.5083 | 437.8039 | 889.5083 | 7822 | 889.5083 | 437.8039 | 994.5578 | 265.581 | 578 | 8672 | 433 | 6911 | 5815 | 8488 | 6582 | 2229 | 650.9348 | 717.9267 | 965.9864 | 238.9602
| 7823 | 693.821 | 841.4476 | 436.6687 | 841.4476 | 841.4476 | 436.6687 | 841.4476 | 841.4476 | 436.6687 | 841.4476 | 972.7891 | 262.4491 | 841.4476 | 436.6687 | 841.4476 | 7823 | 841.4476 | 436.6687 | 972.7891 | 262.4491 | 1200 | 8676 | 6149 | 7006 | 6773 | 3452 | 6579 | 1238 | 650.8867 | 717.8928 | 965.9864 | 238.9602
| 7824 | 698.3907 | 845.2924 | 436.1911 | 845.2924 | 845.2924 | 436.1911 | 845.2924 | 845.2924 | 436.1911 | 845.2924 | 993.1973 | 277.1688 | 845.2924 | 436.1911 | 845.2924 | 7824 | 845.2925 | 436.1911 | 993.1973 | 277.1688 | 1131 | 8677 | 588 | 6480 | 4916 | 6968 | 6541 | 699 | 650.8867 | 717.7826 | 965.9864 | 238.9602
| 7825 | 685.4627 | 822.0791 | 437.1887 | 822.0791 | 822.0791 | 437.1887 | 822.0791 | 822.0791 | 437.1887 | 822.0791 | 990.4762 | 280.6138 | 822.0791 | 437.1887 | 822.0791 | 7825 | 822.0791 | 437.1888 | 990.4762 | 280.6139 | 1583 | 8675 | 1001 | 6354 | 4686 | 6809 | 6534 | 195 | 650.7906 | 717.7293 | 965.9864 | 238.9602
| 7826 | 669.182 | 794.3481 | 432.5313 | 794.3481 | 794.3481 | 432.5313 | 794.3481 | 794.3481 | 432.5313 | 794.3481 | 998.6395 | 284.9984 | 794.3481 | 432.5313 | 794.3481 | 7826 | 794.3481 | 432.5313 | 998.6395 | 284.9984 | 2387 | 8690 | 64 | 6171 | 229 | 7481 | 6414 | 7131 | 650.6945 | 717.6937 | 965.9864 | 238.8558
| 7827 | 667.6141 | 792.2334 | 435.0851 | 792.2334 | 792.2334 | 435.0851 | 792.2334 | 792.2334 | 435.0851 | 792.2334 | 995.9184 | 272.471 | 792.2334 | 435.0851 | 792.2334 | 7827 | 792.2334 | 435.0851 | 995.9184 | 272.471 | 2467 | 8681 | 230 | 6665 | 71 | 425 | 6411 | 8757 | 650.6464 | 717.6937 | 965.9864 | 238.647
| 7828 | 661.3266 | 782.5251 | 434.0936 | 782.5251 | 782.5251 | 434.0936 | 782.5251 | 782.5251 | 434.0936 | 782.5251 | 986.3946 | 275.6029 | 782.5251 | 434.0936 | 782.5251 | 7828 | 782.5251 | 434.0936 | 986.3946 | 275.6029 | 2778 | 8683 | 1757 | 6549 | 6581 | 4619 | 6373 | 7923 | 650.5984 | 717.5515 | 965.9864 | 238.647
| 7829 | 675.0401 | 802.1339 | 440.0788 | 802.1339 | 802.1339 | 440.0788 | 802.1339 | 802.1339 | 440.0788 | 802.1339 | 989.1156 | 284.0589 | 802.1339 | 440.0788 | 802.1339 | 7829 | 802.1339 | 440.0788 | 989.1157 | 284.0589 | 2149 | 8670 | 1123 | 6205 | 4067 | 7479 | 6366 | 7878 | 650.5503 | 717.4813 | 965.9864 | 238.647
| 7830 | 637.0891 | 736.0984 | 440.7526 | 736.0984 | 736.0984 | 440.7526 | 736.0984 | 736.0984 | 440.7526 | 736.0984 | 995.9184 | 271.5315 | 736.0984 | 440.7526 | 736.0984 | 7830 | 736.0984 | 440.7526 | 995.9184 | 271.5315 | 4548 | 8667 | 229 | 6697 | 6076 | 423 | 6246 | 7241 | 650.4542 | 717.4813 | 965.9864 | 238.647
| 7831 | 621.0429 | 716.4896 | 432.6172 | 716.4896 | 716.4896 | 432.6172 | 716.4896 | 716.4896 | 432.6172 | 716.4896 | 974.1497 | 258.0645 | 716.4896 | 432.6172 | 716.4896 | 7831 | 716.4897 | 432.6172 | 974.1497 | 258.0645 | 5372 | 8689 | 5731 | 7173 | 5406 | 3634 | 6243 | 6912 | 650.4542 | 717.339 | 965.9864 | 238.647
| 7832 | 649.9204 | 755.8033 | 444.4834 | 755.8033 | 755.8033 | 444.4834 | 755.8033 | 755.8033 | 444.4834 | 755.8033 | 986.3946 | 288.1303 | 755.8033 | 444.4834 | 755.8033 | 7832 | 755.8033 | 444.4834 | 986.3946 | 288.1303 | 3791 | 8659 | 1756 | 6034 | 3975 | 4737 | 6205 | 6592 | 650.4542 | 717.3055 | 965.9864 | 238.647
| 7833 | 666.9477 | 782.0445 | 446.4316 | 782.0445 | 782.0445 | 446.4316 | 782.0445 | 782.0445 | 446.4316 | 782.0445 | 982.3129 | 312.8719 | 782.0445 | 446.4316 | 782.0445 | 7833 | 782.0445 | 446.4316 | 982.3129 | 312.8719 | 2798 | 8654 | 3133 | 5221 | 5839 | 1595 | 6198 | 2058 | 650.4061 | 717.2973 | 965.9864 | 238.647
| 7834 | 670.5482 | 775.9888 | 397.8022 | 775.9888 | 775.9888 | 662.4569 | 775.9888 | 775.9888 | 397.8022 | 775.9888 | 985.034 | 338.8663 | 775.9888 | 397.8022 | 775.9888 | 7834 | 775.9889 | 397.8022 | 985.034 | 338.8663 | 3029 | 8737 | 2118 | 4666 | 4776 | 2148 | 6078 | 1182 | 650.2619 | 717.2497 | 965.9864 | 238.647
| 7835 | 682.4569 | 801.8455 | 368.145 | 801.8455 | 801.8455 | 749.0184 | 801.8455 | 801.8455 | 368.145 | 801.8455 | 971.4286 | 314.751 | 801.8455 | 368.145 | 801.8455 | 7835 | 801.8455 | 368.145 | 971.4286 | 314.751 | 2155 | 8744 | 6561 | 5177 | 3917 | 2484 | 6075 | 8648 | 650.2619 | 717.218 | 965.9864 | 238.3339
| 7836 | 680.8453 | 789.2536 | 393.5146 | 789.2536 | 789.2536 | 733.4761 | 789.2536 | 789.2536 | 393.5146 | 789.2536 | 956.4626 | 347.3223 | 789.2536 | 393.5146 | 789.2536 | 7836 | 789.2536 | 393.5146 | 956.4626 | 347.3223 | 2568 | 8740 | 8407 | 4512 | 6226 | 2473 | 6037 | 8607 | 650.2139 | 717.218 | 965.9864 | 238.3339
| 7837 | 681.2052 | 789.0614 | 377.3141 | 789.0614 | 789.0614 | 668.166 | 789.0614 | 789.0614 | 377.3141 | 789.0614 | 963.2653 | 461.0085 | 789.0614 | 377.3141 | 789.0614 | 7837 | 789.0614 | 377.3141 | 963.2653 | 461.0085 | 2578 | 8743 | 8047 | 2465 | 228 | 2155 | 6030 | 7780 | 650.2139 | 717.1977 | 965.9864 | 238.3339
| 7838 | 683.9965 | 805.0656 | 389.3609 | 805.0656 | 805.0656 | 671.1314 | 805.0656 | 805.0656 | 389.3609 | 805.0656 | 975.5102 | 320.7015 | 805.0656 | 389.3609 | 805.0656 | 7838 | 805.0656 | 389.3609 | 975.5102 | 320.7015 | 2066 | 8741 | 5311 | 5040 | 6319 | 2488 | 5910 | 7297 | 650.1658 | 717.1211 | 965.9864 | 238.3339
| 7839 | 665.3143 | 792.4256 | 405.7194 | 792.4256 | 792.4256 | 405.7194 | 792.4256 | 792.4256 | 405.7194 | 792.4256 | 997.2789 | 354.8387 | 792.4256 | 405.7194 | 792.4256 | 7839 | 792.4256 | 405.7194 | 997.2789 | 354.8387 | 2463 | 8730 | 162 | 4357 | 4973 | 3654 | 5907 | 5419 | 650.1658 | 717.053 | 965.9864 | 238.3339
| 7840 | 663.563 | 786.6103 | 415.7694 | 786.6103 | 786.6103 | 415.7694 | 786.6103 | 786.6103 | 415.7694 | 786.6103 | 985.034 | 348.8882 | 786.6103 | 415.7694 | 786.6103 | 7840 | 786.6103 | 415.7694 | 985.034 | 348.8882 | 2657 | 8712 | 2117 | 4483 | 4864 | 4734 | 5869 | 2544 | 650.1178 | 716.9024 | 965.9864 | 238.3339
| 7841 | 675.967 | 801.1246 | 435.6007 | 801.1246 | 801.1246 | 435.6007 | 801.1246 | 801.1246 | 435.6007 | 801.1246 | 998.6395 | 313.4983 | 801.1246 | 435.6007 | 801.1246 | 7841 | 801.1246 | 435.6007 | 998.6395 | 313.4983 | 2174 | 8679 | 63 | 5207 | 2823 | 3866 | 5862 | 2385 | 649.9736 | 716.8079 | 965.9864 | 238.3339
| 7842 | 723.6503 | 898.2073 | 419.7864 | 898.2073 | 898.2073 | 419.7864 | 898.2073 | 898.2073 | 419.7864 | 898.2073 | 953.7415 | 312.5587 | 898.2073 | 419.7864 | 898.2073 | 7842 | 898.2073 | 419.7864 | 953.7415 | 312.5587 | 500 | 8704 | 8506 | 5227 | 3702 | 3636 | 5742 | 1445 | 649.9255 | 716.8079 | 965.9864 | 238.3339
| 7843 | 742.1816 | 922.4795 | 437.5495 | 922.4795 | 922.4795 | 437.5495 | 922.4795 | 922.4795 | 437.5495 | 922.4795 | 975.5102 | 284.9984 | 922.4795 | 437.5495 | 922.4795 | 7843 | 922.4795 | 437.5495 | 975.5102 | 284.9984 | 295 | 8674 | 5310 | 6170 | 4868 | 1377 | 5739 | 241 | 649.8774 | 716.7991 | 965.9864 | 238.3339
| 7844 | 754.554 | 945.2265 | 433.3768 | 945.2265 | 945.2265 | 433.3768 | 945.2265 | 945.2265 | 433.3768 | 945.2265 | 972.7891 | 295.6467 | 945.2265 | 433.3768 | 945.2265 | 7844 | 945.2266 | 433.3768 | 972.7891 | 295.6467 | 112 | 8685 | 6148 | 5771 | 6396 | 3090 | 5701 | 743 | 649.8294 | 716.7641 | 965.9864 | 238.2556
| 7845 | 768.866 | 952.564 | 444.5977 | 952.564 | 952.564 | 444.5977 | 952.564 | 952.564 | 444.5977 | 952.564 | 976.8707 | 388.3495 | 952.564 | 444.5977 | 952.564 | 7845 | 952.564 | 444.5977 | 976.8708 | 388.3495 | 87 | 8658 | 4893 | 3692 | 6079 | 1341 | 5694 | 33 | 649.7813 | 716.6446 | 965.9864 | 238.1773
| 7846 | 746.9937 | 913.6348 | 443.8599 | 913.6348 | 913.6348 | 443.8599 | 913.6348 | 913.6348 | 443.8599 | 913.6348 | 989.1156 | 384.2781 | 913.6348 | 443.8599 | 913.6348 | 7846 | 913.6348 | 443.8599 | 989.1157 | 384.2781 | 348 | 8661 | 1122 | 3769 | 5571 | 1392 | 5574 | 8644 | 649.7813 | 716.6093 | 965.9864 | 238.0207
| 7847 | 711.3342 | 865.9105 | 446.9347 | 865.9105 | 865.9105 | 446.9347 | 865.9105 | 865.9105 | 446.9347 | 865.9105 | 978.2313 | 265.4244 | 865.9105 | 446.9347 | 865.9105 | 7847 | 865.9105 | 446.9347 | 978.2313 | 265.4244 | 857 | 8653 | 4289 | 6918 | 5425 | 6966 | 5571 | 7759 | 649.7813 | 716.5873 | 965.9864 | 238.0207
| 7848 | 696.1327 | 825.4434 | 444.0943 | 825.4434 | 825.4434 | 444.0943 | 825.4434 | 825.4434 | 444.0943 | 825.4434 | 970.068 | 395.866 | 825.4434 | 444.0943 | 825.4434 | 7848 | 825.4434 | 444.0943 | 970.068 | 395.866 | 1498 | 8660 | 6931 | 3561 | 24 | 2503 | 5533 | 4751 | 649.7813 | 716.575 | 965.9864 | 238.0207
| 7849 | 683.5998 | 818.7629 | 442.5276 | 818.7629 | 818.7629 | 442.5276 | 818.7629 | 818.7629 | 442.5276 | 818.7629 | 979.5918 | 270.5919 | 818.7629 | 442.5276 | 818.7629 | 7849 | 818.7629 | 442.5276 | 979.5918 | 270.5919 | 1668 | 8663 | 4035 | 6736 | 5728 | 2502 | 5526 | 4486 | 649.7333 | 716.3955 | 965.9864 | 238.0207
| 7850 | 669.8279 | 795.5015 | 445.0574 | 795.5015 | 795.5015 | 445.0574 | 795.5015 | 795.5015 | 445.0574 | 795.5015 | 968.7075 | 264.6414 | 795.5015 | 445.0574 | 795.5015 | 7850 | 795.5015 | 445.0574 | 968.7075 | 264.6414 | 2352 | 8657 | 7320 | 6944 | 4809 | 1573 | 5406 | 1561 | 649.6852 | 716.3923 | 965.9864 | 238.0207
| 7851 | 665.0391 | 786.418 | 446.9821 | 786.418 | 786.418 | 446.9821 | 786.418 | 786.418 | 446.9821 | 786.418 | 974.1497 | 257.125 | 786.418 | 446.9821 | 786.418 | 7851 | 786.418 | 446.9821 | 974.1497 | 257.125 | 2662 | 8652 | 5730 | 7199 | 4667 | 1598 | 5403 | 1066 | 649.6852 | 716.2982 | 965.9864 | 238.0207
| 7852 | 656.7625 | 768.8278 | 445.7783 | 768.8278 | 768.8278 | 445.7783 | 768.8278 | 768.8278 | 445.7783 | 768.8278 | 980.9524 | 279.9875 | 768.8278 | 445.7783 | 768.8278 | 7852 | 768.8278 | 445.7783 | 980.9524 | 279.9875 | 3317 | 8656 | 3641 | 6369 | 3973 | 2476 | 5365 | 199 | 649.6852 | 716.2389 | 965.9864 | 237.9424
| 7853 | 670.9324 | 799.3464 | 435.6667 | 799.3464 | 799.3464 | 435.6667 | 799.3464 | 799.3464 | 435.6667 | 799.3464 | 980.9524 | 274.6633 | 799.3464 | 435.6667 | 799.3464 | 7853 | 799.3464 | 435.6668 | 980.9524 | 274.6633 | 2226 | 8678 | 3640 | 6586 | 1741 | 6812 | 5358 | 8107 | 649.6852 | 716.2215 | 965.9864 | 237.7075
| 7854 | 657.0061 | 769.6929 | 446.3319 | 769.6929 | 769.6929 | 446.3319 | 769.6929 | 769.6929 | 446.3319 | 769.6929 | 987.7551 | 267.4601 | 769.6929 | 446.3319 | 769.6929 | 7854 | 769.6929 | 446.3319 | 987.7551 | 267.4601 | 3285 | 8655 | 1393 | 6851 | 5499 | 7576 | 5238 | 7783 | 649.6371 | 716.1235 | 965.9864 | 237.7075
| 7855 | 627.8331 | 726.7266 | 435.1505 | 726.7266 | 726.7266 | 435.1505 | 726.7266 | 726.7266 | 435.1505 | 726.7266 | 976.8707 | 258.3777 | 726.7266 | 435.1505 | 726.7266 | 7855 | 726.7266 | 435.1505 | 976.8708 | 258.3777 | 4942 | 8680 | 4892 | 7165 | 5551 | 1613 | 5235 | 7103 | 649.5891 | 715.9919 | 965.9864 | 237.7075
| 7856 | 628.8121 | 721.6802 | 441.4395 | 721.6802 | 721.6802 | 441.4395 | 721.6802 | 721.6802 | 441.4395 | 721.6802 | 978.2313 | 285.938 | 721.6802 | 441.4395 | 721.6802 | 7856 | 721.6802 | 441.4395 | 978.2313 | 285.938 | 5164 | 8665 | 4288 | 6130 | 2217 | 2471 | 5197 | 2398 | 649.541 | 715.8893 | 965.9864 | 237.7075
| 7857 | 643.9274 | 770.2696 | 348.7587 | 770.2696 | 770.2696 | 439.2565 | 770.2696 | 770.2696 | 348.7587 | 770.2696 | 971.4286 | 395.866 | 770.2696 | 348.7587 | 770.2696 | 7857 | 770.2696 | 348.7587 | 971.4286 | 395.866 | 3259 | 8745 | 6560 | 3560 | 5748 | 3891 | 5190 | 2231 | 649.517 | 715.8214 | 965.9864 | 237.7075
| 7858 | 610.0332 | 751.8624 | 268.9227 | 751.8624 | 751.8624 | 433.7932 | 751.8624 | 751.8624 | 268.9227 | 751.8624 | 960.5442 | 324.4598 | 751.8624 | 268.9227 | 751.8624 | 7858 | 751.8624 | 268.9227 | 960.5442 | 324.4598 | 3947 | 8750 | 8199 | 4956 | 5742 | 3647 | 5070 | 1082 | 649.493 | 715.8214 | 965.9864 | 237.7075
| 7859 | 630.6451 | 765.1271 | 257.8598 | 765.1271 | 765.1271 | 615.5664 | 765.1271 | 765.1271 | 257.8598 | 765.1271 | 976.8707 | 341.9981 | 765.1271 | 257.8598 | 765.1271 | 7859 | 765.1271 | 257.8599 | 976.8708 | 341.9981 | 3464 | 8751 | 4891 | 4604 | 4353 | 2157 | 5067 | 1058 | 649.493 | 715.7299 | 965.9864 | 237.7075
| 7860 | 640.2136 | 778.488 | 273.9146 | 778.488 | 778.488 | 550.1292 | 778.488 | 778.488 | 273.9146 | 778.488 | 967.3469 | 395.866 | 778.488 | 273.9146 | 778.488 | 7860 | 778.488 | 273.9146 | 967.3469 | 395.866 | 2934 | 8748 | 7490 | 3559 | 4641 | 6965 | 5029 | 571 | 649.4449 | 715.6713 | 965.9864 | 237.7075
| 7861 | 635.3674 | 809.3911 | 250.0374 | 809.3911 | 809.3911 | 423.1586 | 809.3911 | 809.3911 | 250.0374 | 809.3911 | 940.1361 | 306.6082 | 809.3911 | 250.0374 | 809.3911 | 7861 | 809.3911 | 250.0374 | 940.1361 | 306.6082 | 1922 | 8752 | 8660 | 5418 | 6123 | 7480 | 5022 | 61 | 649.3968 | 715.6059 | 965.9864 | 237.7075
| 7862 | 636.3857 | 810.9771 | 248.5957 | 810.9771 | 810.9771 | 427.5733 | 810.9771 | 810.9771 | 248.5957 | 810.9771 | 946.9388 | 301.2841 | 810.9771 | 248.5957 | 810.9771 | 7862 | 810.9771 | 248.5957 | 946.9388 | 301.2841 | 1872 | 8753 | 8557 | 5601 | 5883 | 424 | 4902 | 766 | 649.3968 | 715.6059 | 965.9864 | 237.4726
| 7863 | 658.187 | 832.0757 | 239.8469 | 832.0757 | 832.0757 | 438.5851 | 832.0757 | 832.0757 | 239.8469 | 832.0757 | 979.5918 | 420.2944 | 832.0757 | 239.8469 | 832.0757 | 7863 | 832.0758 | 239.8469 | 979.5918 | 420.2944 | 1360 | 8758 | 4034 | 3146 | 5667 | 4716 | 4899 | 7603 | 649.3488 | 715.4931 | 965.9864 | 237.3943
| 7864 | 664.0522 | 828.0867 | 243.2014 | 828.0867 | 828.0867 | 666.6957 | 828.0867 | 828.0867 | 243.2014 | 828.0867 | 970.068 | 305.6687 | 828.0867 | 243.2014 | 828.0867 | 7864 | 828.0867 | 243.2014 | 970.068 | 305.6687 | 1449 | 8756 | 6930 | 5448 | 701 | 2435 | 4861 | 6292 | 649.3488 | 715.1436 | 965.9864 | 237.3943
| 7865 | 646.3049 | 797.3278 | 239.6188 | 797.3278 | 797.3278 | 672.0189 | 797.3278 | 797.3278 | 239.6188 | 797.3278 | 972.7891 | 305.9818 | 797.3278 | 239.6188 | 797.3278 | 7865 | 797.3278 | 239.6188 | 972.7891 | 305.9818 | 2292 | 8759 | 6147 | 5435 | 101 | 8484 | 4854 | 5916 | 649.3488 | 714.9835 | 965.9864 | 237.3943
| 7866 | 663.9046 | 823.7612 | 239.9428 | 823.7612 | 823.7612 | 706.463 | 823.7612 | 823.7612 | 239.9428 | 823.7612 | 986.3946 | 291.8885 | 823.7612 | 239.9428 | 823.7612 | 7866 | 823.7612 | 239.9428 | 986.3946 | 291.8885 | 1533 | 8757 | 1755 | 5894 | 5245 | 2486 | 4734 | 5082 | 649.2767 | 714.8761 | 965.9864 | 237.3943
| 7867 | 706.8405 | 906.3839 | 248.1172 | 906.3839 | 906.3839 | 664.6953 | 906.3839 | 906.3839 | 248.1172 | 906.3839 | 970.068 | 265.581 | 906.3839 | 248.1172 | 906.3839 | 7867 | 906.3839 | 248.1173 | 970.068 | 265.581 | 426 | 8754 | 6929 | 6910 | 177 | 1587 | 4731 | 4477 | 649.1085 | 714.8378 | 965.9864 | 237.3943
| 7868 | 717.0564 | 928.3012 | 238.8459 | 928.3012 | 928.3012 | 662.2472 | 928.3012 | 928.3012 | 238.8459 | 928.3012 | 983.6735 | 249.9217 | 928.3012 | 238.8459 | 928.3012 | 7868 | 928.3012 | 238.8459 | 983.6735 | 249.9217 | 233 | 8760 | 2472 | 7469 | 4444 | 5267 | 4693 | 4417 | 649.0604 | 714.8042 | 965.9864 | 237.3943
| 7869 | 699.1221 | 885.1348 | 243.6056 | 885.1348 | 885.1348 | 667.9948 | 885.1348 | 885.1348 | 243.6056 | 885.1348 | 983.6735 | 324.1466 | 885.1348 | 243.6056 | 885.1348 | 7869 | 885.1348 | 243.6056 | 983.6735 | 324.1466 | 636 | 8755 | 2471 | 4965 | 3871 | 4739 | 4686 | 1560 | 649.0604 | 714.7666 | 965.9864 | 237.3943
| 7870 | 709.7247 | 900.5623 | 272.2386 | 900.5623 | 900.5623 | 668.8193 | 900.5623 | 900.5623 | 272.2386 | 900.5623 | 979.5918 | 266.5205 | 900.5623 | 272.2386 | 900.5623 | 7870 | 900.5623 | 272.2386 | 979.5918 | 266.5205 | 474 | 8749 | 4033 | 6879 | 6565 | 2035 | 4566 | 4 | 649.0124 | 714.7137 | 965.9864 | 237.3943
| 7871 | 707.7655 | 864.1323 | 433.5154 | 864.1323 | 864.1323 | 433.5154 | 864.1323 | 864.1323 | 433.5154 | 864.1323 | 993.1973 | 268.3996 | 864.1323 | 433.5154 | 864.1323 | 7871 | 864.1323 | 433.5154 | 993.1973 | 268.3996 | 871 | 8684 | 587 | 6819 | 5931 | 2644 | 4563 | 2736 | 649.0124 | 714.6895 | 965.9864 | 237.1007
| 7872 | 694.662 | 851.0597 | 418.8683 | 851.0597 | 851.0597 | 418.8683 | 851.0597 | 851.0597 | 418.8683 | 851.0597 | 982.3129 | 259.0041 | 851.0597 | 418.8683 | 851.0597 | 7872 | 851.0597 | 418.8683 | 982.3129 | 259.0041 | 1031 | 8706 | 3132 | 7139 | 4808 | 2198 | 4525 | 7770 | 649.0124 | 714.6895 | 965.9864 | 237.0811
| 7873 | 671.7349 | 809.5353 | 418.3764 | 809.5353 | 809.5353 | 418.3764 | 809.5353 | 809.5353 | 418.3764 | 809.5353 | 994.5578 | 259.9436 | 809.5353 | 418.3764 | 809.5353 | 7873 | 809.5353 | 418.3765 | 994.5578 | 259.9436 | 1919 | 8707 | 432 | 7099 | 2052 | 2642 | 4518 | 6605 | 648.9643 | 714.6212 | 965.9864 | 237.0811
| 7874 | 657.8166 | 788.004 | 416.7202 | 788.004 | 788.004 | 416.7202 | 788.004 | 788.004 | 416.7202 | 788.004 | 990.4762 | 248.0426 | 788.004 | 416.7202 | 788.004 | 7874 | 788.004 | 416.7202 | 990.4762 | 248.0426 | 2617 | 8708 | 1000 | 7534 | 5934 | 2196 | 4398 | 5232 | 648.9162 | 714.6212 | 965.9864 | 237.0811
| 7875 | 653.9594 | 779.1128 | 424.1961 | 779.1128 | 779.1128 | 424.1961 | 779.1128 | 779.1128 | 424.1961 | 779.1128 | 975.5102 | 250.2349 | 779.1128 | 424.1961 | 779.1128 | 7875 | 779.1128 | 424.1961 | 975.5102 | 250.2349 | 2911 | 8699 | 5309 | 7453 | 5234 | 2494 | 4395 | 5086 | 648.8682 | 714.5973 | 965.9864 | 237.0811
| 7876 | 645.7871 | 763.9256 | 425.3385 | 763.9256 | 763.9256 | 425.3385 | 763.9256 | 763.9256 | 425.3385 | 763.9256 | 979.5918 | 248.669 | 763.9256 | 425.3385 | 763.9256 | 7876 | 763.9256 | 425.3385 | 979.5918 | 248.669 | 3496 | 8698 | 4032 | 7507 | 5048 | 4735 | 4357 | 4243 | 648.8682 | 714.5507 | 965.9864 | 237.0811
| 7877 | 653.4591 | 779.4492 | 423.4625 | 779.4492 | 779.4492 | 423.4625 | 779.4492 | 779.4492 | 423.4625 | 779.4492 | 985.034 | 233.9493 | 779.4492 | 423.4625 | 779.4492 | 7877 | 779.4492 | 423.4625 | 985.034 | 233.9493 | 2893 | 8700 | 2116 | 7959 | 6993 | 2454 | 4350 | 4231 | 648.724 | 714.482 | 965.9864 | 237.0811
| 7878 | 622.8583 | 737.0116 | 404.8224 | 737.0116 | 737.0116 | 404.8224 | 737.0116 | 737.0116 | 404.8224 | 737.0116 | 965.9864 | 238.647 | 737.0116 | 404.8224 | 737.0116 | 7878 | 737.0116 | 404.8224 | 965.9864 | 238.647 | 4503 | 8731 | 7793 | 7829 | 3853 | 6827 | 4230 | 2066 | 648.724 | 714.4272 | 965.9864 | 237.0811
| 7879 | 600.7532 | 692.0748 | 416.2243 | 692.0748 | 692.0748 | 416.2243 | 692.0748 | 692.0748 | 416.2243 | 692.0748 | 978.2313 | 230.8174 | 692.0748 | 416.2243 | 692.0748 | 7879 | 692.0748 | 416.2244 | 978.2313 | 230.8174 | 6418 | 8709 | 4287 | 8042 | 3829 | 2500 | 4227 | 2062 | 648.724 | 714.3741 | 965.9864 | 237.0811
| 7880 | 637.8253 | 755.6111 | 413.448 | 755.6111 | 755.6111 | 413.448 | 755.6111 | 755.6111 | 413.448 | 755.6111 | 980.9524 | 249.9217 | 755.6111 | 413.448 | 755.6111 | 7880 | 755.6111 | 413.448 | 980.9524 | 249.9217 | 3802 | 8715 | 3639 | 7468 | 8177 | 8581 | 4189 | 801 | 648.6759 | 714.3663 | 965.9864 | 237.0811
| 7881 | 633.9088 | 739.2704 | 432.0814 | 739.2704 | 739.2704 | 432.0814 | 739.2704 | 739.2704 | 432.0814 | 739.2704 | 982.3129 | 249.9217 | 739.2704 | 432.0814 | 739.2704 | 7881 | 739.2704 | 432.0814 | 982.3129 | 249.9217 | 4417 | 8691 | 3131 | 7467 | 5289 | 2472 | 4182 | 150 | 648.6759 | 714.33 | 965.9864 | 237.0811
| 7882 | 654.5117 | 776.7578 | 421.1548 | 776.7578 | 776.7578 | 421.1548 | 776.7578 | 776.7578 | 421.1548 | 776.7578 | 978.2313 | 286.2512 | 776.7578 | 421.1548 | 776.7578 | 7882 | 776.7578 | 421.1549 | 978.2313 | 286.2512 | 2995 | 8703 | 4286 | 6113 | 4627 | 3653 | 4062 | 744 | 648.6759 | 713.9972 | 965.9864 | 236.9245
| 7883 | 694.5244 | 776.8539 | 562.9668 | 776.8539 | 776.8539 | 562.9668 | 776.8539 | 776.8539 | 562.9668 | 776.8539 | 974.1497 | 282.493 | 776.8539 | 562.9668 | 776.8539 | 7883 | 776.854 | 562.9668 | 974.1497 | 282.493 | 2990 | 8558 | 5729 | 6271 | 641 | 4623 | 4059 | 8013 | 648.6759 | 713.9827 | 965.9864 | 236.7679
| 7884 | 657.3101 | 774.8354 | 429.127 | 774.8354 | 774.8354 | 429.127 | 774.8354 | 774.8354 | 429.127 | 774.8354 | 983.6735 | 303.4764 | 774.8354 | 429.127 | 774.8354 | 7884 | 774.8354 | 429.127 | 983.6735 | 303.4764 | 3066 | 8692 | 2470 | 5523 | 5244 | 6967 | 4021 | 7935 | 648.6519 | 713.6855 | 965.9864 | 236.7679
| 7885 | 662.2529 | 781.9964 | 440.5978 | 781.9964 | 781.9964 | 440.5978 | 781.9964 | 781.9964 | 440.5978 | 781.9964 | 965.9864 | 287.1907 | 781.9964 | 440.5978 | 781.9964 | 7885 | 781.9965 | 440.5978 | 965.9864 | 287.1907 | 2802 | 8668 | 7792 | 6073 | 4782 | 7007 | 4014 | 6910 | 648.6279 | 713.6496 | 965.9864 | 236.7679
| 7886 | 670.1624 | 797.3278 | 439.3771 | 797.3278 | 797.3278 | 439.3771 | 797.3278 | 797.3278 | 439.3771 | 797.3278 | 991.8367 | 254.3063 | 797.3278 | 439.3771 | 797.3278 | 7886 | 797.3278 | 439.3772 | 991.8367 | 254.3063 | 2291 | 8671 | 756 | 7293 | 106 | 4738 | 3894 | 5407 | 648.5317 | 713.6085 | 965.9864 | 236.7679
| 7887 | 689.8687 | 814.7258 | 441.5695 | 814.7258 | 814.7258 | 441.5695 | 814.7258 | 814.7258 | 441.5695 | 814.7258 | 970.068 | 404.0088 | 814.7258 | 441.5695 | 814.7258 | 7887 | 814.7258 | 441.5695 | 970.068 | 404.0088 | 1777 | 8664 | 6928 | 3407 | 4643 | 4732 | 3891 | 3748 | 648.4837 | 713.5054 | 965.9864 | 236.7679
| 7888 | 842.1288 | 843.6584 | 913.6049 | 843.6584 | 843.6584 | 913.6049 | 843.6584 | 843.6584 | 913.6049 | 843.6584 | 983.6735 | 402.4428 | 843.6584 | 913.6049 | 843.6584 | 7888 | 843.6584 | 913.6049 | 983.6735 | 402.4429 | 1156 | 1284 | 2469 | 3441 | 7097 | 3892 | 3853 | 2055 | 648.3876 | 713.4356 | 965.9864 | 236.7679
| 7889 | 823.115 | 812.3228 | 906.4884 | 812.3228 | 812.3228 | 906.4884 | 812.3228 | 812.3228 | 906.4884 | 812.3228 | 989.1156 | 409.9593 | 812.3228 | 906.4884 | 812.3228 | 7889 | 812.3228 | 906.4884 | 989.1157 | 409.9593 | 1839 | 1714 | 1121 | 3319 | 5067 | 3648 | 3846 | 719 | 648.3876 | 713.4356 | 965.9864 | 236.7679
| 7890 | 886.312 | 888.451 | 979.5493 | 888.451 | 888.451 | 979.5493 | 888.451 | 888.451 | 979.5493 | 888.451 | 982.3129 | 400.2505 | 888.451 | 979.5493 | 888.451 | 7890 | 888.451 | 979.5493 | 982.3129 | 400.2506 | 591 | 5 | 3130 | 3489 | 6604 | 6139 | 3726 | 698 | 648.2914 | 713.4196 | 965.9864 | 236.7679
| 7891 | 885.5211 | 934.4451 | 884.7928 | 934.4451 | 934.4451 | 884.7928 | 934.4451 | 934.4451 | 884.7928 | 934.4451 | 982.3129 | 400.2505 | 934.4451 | 884.7928 | 934.4451 | 7891 | 934.4451 | 884.7928 | 982.3129 | 400.2506 | 176 | 3274 | 3129 | 3488 | 4804 | 738 | 3723 | 218 | 648.2434 | 713.4157 | 965.9864 | 236.7679
| 7892 | 899.4887 | 960.6382 | 880.6345 | 960.6382 | 960.6382 | 880.6345 | 960.6382 | 960.6382 | 880.6345 | 960.6382 | 991.8367 | 393.3605 | 960.6382 | 880.6345 | 960.6382 | 7892 | 960.6383 | 880.6345 | 991.8367 | 393.3605 | 58 | 3564 | 755 | 3611 | 4227 | 6850 | 3685 | 7256 | 648.1953 | 713.1966 | 965.9864 | 236.4548
| 7893 | 889.893 | 958.5236 | 889.055 | 958.5236 | 958.5236 | 889.055 | 958.5236 | 958.5236 | 889.055 | 958.5236 | 974.1497 | 259.9436 | 958.5236 | 889.055 | 958.5236 | 7893 | 958.5236 | 889.055 | 974.1497 | 259.9436 | 66 | 2919 | 5728 | 7098 | 4182 | 2325 | 3678 | 6755 | 648.1953 | 713.1828 | 965.9864 | 236.4548
| 7894 | 867.5558 | 916.903 | 893.7786 | 916.903 | 916.903 | 893.7786 | 916.903 | 916.903 | 893.7786 | 916.903 | 971.4286 | 264.015 | 916.903 | 893.7786 | 916.903 | 7894 | 916.903 | 893.7786 | 971.4286 | 264.015 | 331 | 2556 | 6559 | 6967 | 2385 | 8507 | 3558 | 5577 | 648.1953 | 713.0693 | 965.9864 | 236.4548
| 7895 | 857.9435 | 879.2714 | 928.8115 | 879.2714 | 879.2714 | 928.8115 | 879.2714 | 879.2714 | 928.8115 | 879.2714 | 987.7551 | 274.037 | 879.2714 | 928.8115 | 879.2714 | 7895 | 879.2714 | 928.8115 | 987.7551 | 274.037 | 692 | 565 | 1392 | 6607 | 227 | 6963 | 3555 | 4572 | 648.1232 | 712.968 | 965.9864 | 236.4547
| 7896 | 824.1533 | 842.9855 | 887.8474 | 842.9855 | 842.9855 | 887.8474 | 842.9855 | 842.9855 | 887.8474 | 842.9855 | 978.2313 | 264.6414 | 842.9855 | 887.8474 | 842.9855 | 7896 | 842.9855 | 887.8474 | 978.2313 | 264.6414 | 1176 | 3000 | 4285 | 6943 | 7262 | 1712 | 3517 | 2392 | 648.0031 | 712.9104 | 965.9864 | 236.4547
| 7897 | 801.9613 | 806.94 | 881.6595 | 806.94 | 806.94 | 881.6595 | 806.94 | 806.94 | 881.6595 | 806.94 | 989.1156 | 256.1854 | 806.94 | 881.6595 | 806.94 | 7897 | 806.94 | 881.6595 | 989.1157 | 256.1854 | 2000 | 3489 | 1120 | 7233 | 5259 | 4698 | 3510 | 7772 | 648.0031 | 712.8583 | 965.9864 | 236.1416
| 7898 | 787.393 | 786.8025 | 875.2617 | 786.8025 | 786.8025 | 875.2617 | 786.8025 | 786.8025 | 875.2617 | 786.8025 | 972.7891 | 255.2459 | 786.8025 | 875.2617 | 786.8025 | 7898 | 786.8025 | 875.2617 | 972.7891 | 255.2459 | 2652 | 3956 | 6146 | 7258 | 5741 | 2480 | 3390 | 6763 | 647.8589 | 712.6671 | 965.9864 | 236.1416
| 7899 | 804.5159 | 814.5336 | 875.2054 | 814.5336 | 814.5336 | 875.2054 | 814.5336 | 814.5336 | 875.2054 | 814.5336 | 987.7551 | 258.3777 | 814.5336 | 875.2054 | 814.5336 | 7899 | 814.5336 | 875.2054 | 987.7551 | 258.3777 | 1784 | 3958 | 1391 | 7164 | 4716 | 6811 | 3387 | 6594 | 647.8108 | 712.3881 | 965.9864 | 236.1416
| 7900 | 798.7448 | 804.1524 | 873.6521 | 804.1524 | 804.1524 | 873.6521 | 804.1524 | 804.1524 | 873.6521 | 804.1524 | 991.8367 | 262.7623 | 804.1524 | 873.6521 | 804.1524 | 7900 | 804.1525 | 873.6522 | 991.8367 | 262.7623 | 2091 | 4049 | 754 | 6998 | 4466 | 2505 | 3349 | 5914 | 647.6667 | 712.3049 | 965.9864 | 236.1416
| 7901 | 794.0148 | 792.5217 | 886.9997 | 792.5217 | 792.5217 | 886.9997 | 792.5217 | 792.5217 | 886.9997 | 792.5217 | 972.7891 | 255.2459 | 792.5217 | 886.9997 | 792.5217 | 7901 | 792.5218 | 886.9997 | 972.7891 | 255.2459 | 2460 | 3065 | 6145 | 7257 | 5552 | 2132 | 3342 | 4250 | 647.6186 | 712.287 | 965.9864 | 236.1416
| 7902 | 775.6929 | 763.3969 | 877.2784 | 763.3969 | 763.3969 | 877.2784 | 763.3969 | 763.3969 | 877.2784 | 763.3969 | 985.034 | 258.3777 | 763.3969 | 877.2784 | 763.3969 | 7902 | 763.3969 | 877.2784 | 985.034 | 258.3777 | 3511 | 3813 | 2115 | 7163 | 4249 | 7247 | 3222 | 3401 | 647.5705 | 712.1983 | 965.9864 | 236.1416
| 7903 | 704.7034 | 636.6607 | 887.9569 | 636.6607 | 636.6607 | 887.9569 | 636.6607 | 636.6607 | 887.9569 | 636.6607 | 975.5102 | 245.2239 | 636.6607 | 887.9569 | 636.6607 | 7903 | 636.6607 | 887.9569 | 975.5102 | 245.2239 | 8124 | 2995 | 5308 | 7618 | 5056 | 8491 | 3219 | 3200 | 647.5225 | 712.1299 | 965.9864 | 236.1416
| 7904 | 746.2731 | 706.6853 | 893.7882 | 706.6853 | 706.6853 | 893.7882 | 706.6853 | 706.6853 | 893.7882 | 706.6853 | 983.6735 | 235.5152 | 706.6853 | 893.7882 | 706.6853 | 7904 | 706.6853 | 893.7882 | 983.6735 | 235.5152 | 5787 | 2553 | 2468 | 7915 | 6603 | 4626 | 3181 | 3101 | 647.2822 | 712.1137 | 965.9864 | 236.1416
| 7905 | 735.3616 | 694.0453 | 878.6368 | 694.0453 | 694.0453 | 878.6368 | 694.0453 | 694.0453 | 878.6368 | 694.0453 | 978.2313 | 249.9217 | 694.0453 | 878.6368 | 694.0453 | 7905 | 694.0453 | 878.6369 | 978.2313 | 249.9217 | 6332 | 3698 | 4284 | 7466 | 3389 | 2457 | 3174 | 1559 | 647.2341 | 711.8587 | 965.9864 | 236.1416
| 7906 | 745.571 | 709.3767 | 879.4007 | 709.3767 | 709.3767 | 879.4007 | 709.3767 | 709.3767 | 879.4007 | 709.3767 | 978.2313 | 267.1469 | 709.3767 | 879.4007 | 709.3767 | 7906 | 709.3767 | 879.4007 | 978.2313 | 267.1469 | 5671 | 3644 | 4283 | 6856 | 5418 | 1713 | 3054 | 821 | 647.138 | 711.6706 | 965.9864 | 236.1416
| 7907 | 748.6383 | 716.3935 | 876.4965 | 716.3935 | 716.3935 | 876.4965 | 716.3935 | 716.3935 | 876.4965 | 716.3935 | 974.1497 | 269.6524 | 716.3935 | 876.4965 | 716.3935 | 7907 | 716.3935 | 876.4965 | 974.1497 | 269.6524 | 5376 | 3851 | 5727 | 6770 | 5798 | 3867 | 3051 | 7255 | 647.0899 | 711.6614 | 965.9864 | 235.8284
| 7908 | 762.8033 | 731.6288 | 894.4534 | 731.6288 | 731.6288 | 894.4534 | 731.6288 | 731.6288 | 894.4534 | 731.6288 | 976.8707 | 271.5315 | 731.6288 | 894.4534 | 731.6288 | 7908 | 731.6288 | 894.4534 | 976.8708 | 271.5315 | 4750 | 2499 | 4890 | 6696 | 4473 | 3637 | 3013 | 5923 | 647.0899 | 711.6614 | 965.9864 | 235.8284
| 7909 | 767.6993 | 739.8952 | 891.4768 | 739.8952 | 739.8952 | 891.4768 | 739.8952 | 739.8952 | 891.4768 | 739.8952 | 983.6735 | 279.0479 | 739.8952 | 891.4768 | 739.8952 | 7909 | 739.8952 | 891.4768 | 983.6735 | 279.0479 | 4398 | 2744 | 2467 | 6402 | 5597 | 1657 | 3006 | 5427 | 647.0419 | 711.5605 | 965.9864 | 235.8284
| 7910 | 766.9045 | 748.4981 | 870.8628 | 748.4981 | 748.4981 | 870.8628 | 748.4981 | 748.4981 | 870.8628 | 748.4981 | 983.6735 | 281.5534 | 748.4981 | 870.8628 | 748.4981 | 7910 | 748.4981 | 870.8629 | 983.6735 | 281.5534 | 4061 | 4221 | 2466 | 6299 | 3925 | 1427 | 2886 | 5083 | 647.0419 | 711.5605 | 965.9864 | 235.8284
| 7911 | 774.754 | 763.5411 | 872.2778 | 763.5411 | 763.5411 | 872.2778 | 763.5411 | 763.5411 | 872.2778 | 763.5411 | 970.068 | 279.0479 | 763.5411 | 872.2778 | 763.5411 | 7911 | 763.5411 | 872.2778 | 970.068 | 279.0479 | 3506 | 4122 | 6927 | 6401 | 4642 | 8714 | 2883 | 1007 | 646.9938 | 711.3863 | 965.9864 | 235.8284
| 7912 | 760.3288 | 737.2999 | 878.1303 | 737.2999 | 737.2999 | 878.1303 | 737.2999 | 737.2999 | 878.1303 | 737.2999 | 976.8707 | 256.8118 | 737.2999 | 878.1303 | 737.2999 | 7912 | 737.3 | 878.1303 | 976.8708 | 256.8118 | 4490 | 3743 | 4889 | 7208 | 2824 | 1650 | 2845 | 736 | 646.9938 | 711.1692 | 965.9864 | 235.8284
| 7913 | 765.344 | 736.3868 | 894.8207 | 736.3868 | 736.3868 | 894.8207 | 736.3868 | 736.3868 | 894.8207 | 736.3868 | 978.2313 | 266.2073 | 736.3868 | 894.8207 | 736.3868 | 7913 | 736.3868 | 894.8207 | 978.2313 | 266.2073 | 4537 | 2476 | 4282 | 6891 | 5895 | 2451 | 2838 | 717 | 646.9457 | 710.976 | 965.9864 | 235.8284
| 7914 | 816.3726 | 832.1238 | 875.5754 | 832.1238 | 832.1238 | 875.5754 | 832.1238 | 832.1238 | 875.5754 | 832.1238 | 983.6735 | 286.2512 | 832.1238 | 875.5754 | 832.1238 | 7914 | 832.1238 | 875.5754 | 983.6735 | 286.2512 | 1357 | 3923 | 2465 | 6112 | 5047 | 8472 | 2718 | 15 | 646.7054 | 710.9462 | 965.9864 | 235.6326
| 7915 | 850.5999 | 888.3549 | 899.0467 | 888.3549 | 888.3549 | 899.0467 | 888.3549 | 888.3549 | 899.0467 | 888.3549 | 927.8912 | 277.482 | 888.3549 | 899.0467 | 888.3549 | 7915 | 888.3549 | 899.0467 | 927.8912 | 277.482 | 593 | 2188 | 8713 | 6469 | 4072 | 1698 | 2715 | 7904 | 646.7054 | 710.9272 | 965.9864 | 235.5152
| 7916 | 874.3623 | 925.0733 | 877.6884 | 925.0733 | 925.0733 | 877.6884 | 925.0733 | 925.0733 | 877.6884 | 925.0733 | 968.7075 | 361.0241 | 925.0733 | 877.6884 | 925.0733 | 7916 | 925.0733 | 877.6884 | 968.7075 | 361.0241 | 275 | 3779 | 7319 | 4249 | 87 | 1353 | 2677 | 6259 | 646.7054 | 710.9191 | 965.9864 | 235.5152
| 7917 | 867.2839 | 931.177 | 878.979 | 931.177 | 931.177 | 878.979 | 931.177 | 931.177 | 878.979 | 931.177 | 960.5442 | 216.0977 | 931.177 | 878.979 | 931.177 | 7917 | 931.177 | 878.979 | 960.5442 | 216.0977 | 204 | 3673 | 8198 | 8335 | 5810 | 2152 | 2670 | 5397 | 646.6574 | 710.8486 | 965.9864 | 235.5152
| 7918 | 858.5466 | 904.4552 | 893.6646 | 904.4552 | 904.4552 | 893.6646 | 904.4552 | 904.4552 | 893.6646 | 904.4552 | 974.1497 | 235.202 | 904.4552 | 893.6646 | 904.4552 | 7918 | 904.4552 | 893.6646 | 974.1497 | 235.202 | 443 | 2572 | 5726 | 7924 | 4472 | 7002 | 2550 | 4988 | 646.6574 | 710.7957 | 965.9864 | 235.5152
| 7919 | 826.5344 | 852.9341 | 884.7643 | 852.9341 | 852.9341 | 884.7643 | 852.9341 | 852.9341 | 884.7643 | 852.9341 | 980.9524 | 227.9987 | 852.9341 | 884.7643 | 852.9341 | 7919 | 852.9341 | 884.7643 | 980.9524 | 227.9988 | 1006 | 3278 | 3638 | 8107 | 4977 | 2641 | 2547 | 2780 | 646.5613 | 710.7907 | 965.9864 | 235.5152
| 7920 | 805.1248 | 818.811 | 879.0487 | 818.811 | 818.811 | 879.0487 | 818.811 | 818.811 | 879.0487 | 818.811 | 971.4286 | 233.6361 | 818.811 | 879.0487 | 818.811 | 7920 | 818.811 | 879.0487 | 971.4286 | 233.6361 | 1665 | 3667 | 6558 | 7967 | 4742 | 2195 | 2509 | 2496 | 646.4531 | 710.7907 | 965.9864 | 235.5152
| 7921 | 788.6268 | 791.7047 | 872.5185 | 791.7047 | 791.7047 | 872.5185 | 791.7047 | 791.7047 | 872.5185 | 791.7047 | 968.7075 | 248.3558 | 791.7047 | 872.5185 | 791.7047 | 7921 | 791.7047 | 872.5185 | 968.7075 | 248.3558 | 2491 | 4109 | 7318 | 7522 | 4657 | 6825 | 2502 | 818 | 646.4171 | 710.7588 | 965.9864 | 235.5152
| 7922 | 780.7314 | 779.0647 | 875.6724 | 779.0647 | 779.0647 | 875.6724 | 779.0647 | 779.0647 | 875.6724 | 779.0647 | 967.3469 | 227.6856 | 779.0647 | 875.6724 | 779.0647 | 7922 | 779.0647 | 875.6724 | 967.3469 | 227.6856 | 2912 | 3911 | 7489 | 8112 | 4890 | 2154 | 2382 | 235 | 646.369 | 710.5926 | 965.9864 | 235.5152
| 7923 | 776.0476 | 769.4045 | 876.1993 | 769.4045 | 769.4045 | 876.1993 | 769.4045 | 769.4045 | 876.1993 | 769.4045 | 965.9864 | 238.647 | 769.4045 | 876.1993 | 769.4045 | 7923 | 769.4045 | 876.1993 | 965.9864 | 238.647 | 3300 | 3871 | 7791 | 7828 | 4848 | 6962 | 2379 | 7929 | 646.2729 | 710.5777 | 965.9864 | 235.202
| 7924 | 762.6305 | 751.6221 | 863.7622 | 751.6221 | 751.6221 | 863.7622 | 751.6221 | 751.6221 | 863.7622 | 751.6221 | 963.2653 | 245.5371 | 751.6221 | 863.7622 | 751.6221 | 7924 | 751.6221 | 863.7622 | 963.2653 | 245.5371 | 3952 | 4718 | 8046 | 7606 | 6896 | 2153 | 2341 | 7918 | 646.1768 | 710.313 | 965.9864 | 235.202
| 7925 | 766.6729 | 751.6221 | 880.8075 | 751.6221 | 751.6221 | 880.8075 | 751.6221 | 751.6221 | 880.8075 | 751.6221 | 963.2653 | 233.9493 | 751.6221 | 880.8075 | 751.6221 | 7925 | 751.6221 | 880.8075 | 963.2653 | 233.9493 | 3951 | 3549 | 8045 | 7958 | 1662 | 3890 | 2334 | 7367 | 646.1768 | 710.1533 | 965.9864 | 235.202
| 7926 | 748.2184 | 718.6043 | 874.1239 | 718.6043 | 718.6043 | 874.1239 | 718.6043 | 718.6043 | 874.1239 | 718.6043 | 965.9864 | 263.741 | 718.6043 | 874.1239 | 718.6043 | 7926 | 718.6043 | 874.1239 | 965.9864 | 263.741 | 5286 | 4021 | 7790 | 6975 | 5723 | 3646 | 2214 | 7264 | 646.1287 | 710.1533 | 965.9864 | 235.202
| 7927 | 736.6284 | 700.7257 | 883.5028 | 700.7257 | 700.7257 | 883.5028 | 700.7257 | 700.7257 | 883.5028 | 700.7257 | 957.8231 | 215.1582 | 700.7257 | 883.5028 | 700.7257 | 7927 | 700.7257 | 883.5028 | 957.8231 | 215.1582 | 6056 | 3362 | 8349 | 8347 | 4571 | 2501 | 2211 | 4413 | 646.1287 | 710.0451 | 965.9864 | 235.202
| 7928 | 731.0181 | 693.1321 | 880.7057 | 693.1321 | 693.1321 | 880.7057 | 693.1321 | 693.1321 | 880.7057 | 693.1321 | 945.5782 | 220.7955 | 693.1321 | 880.7057 | 693.1321 | 7928 | 693.1321 | 880.7057 | 945.5782 | 220.7955 | 6367 | 3559 | 8608 | 8263 | 4371 | 2453 | 2173 | 2494 | 646.0326 | 710.0393 | 965.9864 | 235.202
| 7929 | 734.4381 | 691.4981 | 886.9001 | 691.4981 | 691.4981 | 886.9001 | 691.4981 | 691.4981 | 886.9001 | 691.4981 | 967.3469 | 235.202 | 691.4981 | 886.9001 | 691.4981 | 7929 | 691.4981 | 886.9001 | 967.3469 | 235.202 | 6441 | 3076 | 7488 | 7923 | 5727 | 7004 | 2166 | 2056 | 645.9845 | 709.9129 | 965.9864 | 235.202
| 7930 | 716.2599 | 664.1515 | 881.5465 | 664.1515 | 664.1515 | 881.5465 | 664.1515 | 664.1515 | 881.5465 | 664.1515 | 964.6259 | 223.6142 | 664.1515 | 881.5465 | 664.1515 | 7930 | 664.1515 | 881.5465 | 964.6259 | 223.6142 | 7465 | 3497 | 7984 | 8213 | 3383 | 8486 | 2046 | 311 | 645.8884 | 709.8963 | 965.9864 | 235.202
| 7931 | 723.5083 | 673.283 | 883.0402 | 673.283 | 673.283 | 883.0402 | 673.283 | 673.283 | 883.0402 | 673.283 | 967.3469 | 243.3448 | 673.283 | 883.0402 | 673.283 | 7931 | 673.283 | 883.0402 | 967.3469 | 243.3448 | 7203 | 3393 | 7487 | 7688 | 5260 | 2449 | 2043 | 7 | 645.7442 | 709.6922 | 965.9864 | 235.1237
| 7932 | 723.7432 | 677.6566 | 876.8571 | 677.6566 | 677.6566 | 876.8571 | 677.6566 | 677.6566 | 876.8571 | 677.6566 | 978.2313 | 225.4933 | 677.6566 | 876.8571 | 677.6566 | 7932 | 677.6566 | 876.8571 | 978.2313 | 225.4933 | 7024 | 3838 | 4281 | 8169 | 5049 | 1318 | 2005 | 7244 | 645.6962 | 709.5755 | 965.9864 | 234.8888
| 7933 | 741.5449 | 710.0495 | 871.4067 | 710.0495 | 710.0495 | 871.4067 | 710.0495 | 710.0495 | 871.4067 | 710.0495 | 970.068 | 245.5371 | 710.0495 | 871.4067 | 710.0495 | 7933 | 710.0495 | 871.4067 | 970.068 | 245.5371 | 5643 | 4184 | 6926 | 7605 | 7096 | 3656 | 1998 | 6758 | 645.552 | 709.465 | 965.9864 | 234.8888
| 7934 | 746.3665 | 713.8944 | 882.813 | 713.8944 | 713.8944 | 874.8607 | 713.8944 | 713.8944 | 882.813 | 713.8944 | 974.1497 | 240.5262 | 713.8944 | 882.813 | 713.8944 | 7934 | 713.8944 | 882.813 | 974.1497 | 240.5262 | 5468 | 3406 | 5725 | 7777 | 5933 | 3286 | 1878 | 6109 | 645.552 | 709.3377 | 965.9864 | 234.8888
| 7935 | 748.5243 | 719.5655 | 878.3146 | 719.5655 | 719.5655 | 878.3146 | 719.5655 | 719.5655 | 878.3146 | 719.5655 | 972.7891 | 236.7679 | 719.5655 | 878.3146 | 719.5655 | 7935 | 719.5655 | 878.3146 | 972.7891 | 236.7679 | 5249 | 3722 | 6144 | 7884 | 4226 | 4316 | 1875 | 4571 | 645.552 | 709.2591 | 965.9864 | 234.8888
| 7936 | 753.1818 | 728.601 | 881.3752 | 728.601 | 728.601 | 881.3752 | 728.601 | 728.601 | 881.3752 | 728.601 | 970.068 | 220.1691 | 728.601 | 881.3752 | 728.601 | 7936 | 728.601 | 881.3752 | 970.068 | 220.1691 | 4865 | 3514 | 6925 | 8272 | 4572 | 2440 | 1837 | 2910 | 645.5039 | 709.1724 | 965.9864 | 234.8888
| 7937 | 776.7048 | 753.8328 | 913.4986 | 753.8328 | 753.8328 | 913.4986 | 753.8328 | 753.8328 | 913.4986 | 753.8328 | 976.8707 | 212.3395 | 753.8328 | 913.4986 | 753.8328 | 7937 | 753.8329 | 913.4986 | 976.8708 | 212.3395 | 3864 | 1289 | 4888 | 8391 | 159 | 4314 | 1830 | 2236 | 645.4559 | 709.1506 | 965.9864 | 234.8888
| 7938 | 820.0362 | 820.6853 | 907.2011 | 820.6853 | 820.6853 | 907.2011 | 820.6853 | 820.6853 | 907.2011 | 820.6853 | 976.8707 | 309.3486 | 820.6853 | 907.2011 | 820.6853 | 7938 | 820.6854 | 907.2011 | 976.8708 | 309.3486 | 1614 | 1659 | 4887 | 5324 | 3445 | 2485 | 1710 | 796 | 645.3597 | 708.9754 | 965.9864 | 234.8888
| 7939 | 857.3591 | 886.2402 | 916.1298 | 886.2402 | 886.2402 | 916.1298 | 886.2402 | 886.2402 | 916.1298 | 886.2402 | 956.4626 | 292.1234 | 886.2402 | 916.1298 | 886.2402 | 7939 | 886.2402 | 916.1298 | 956.4626 | 292.1234 | 619 | 1179 | 8406 | 5890 | 7087 | 2584 | 1707 | 747 | 645.3117 | 708.8315 | 965.9864 | 234.8888
| 7940 | 869.9067 | 915.6053 | 888.4338 | 915.6053 | 915.6053 | 888.4338 | 915.6053 | 915.6053 | 888.4338 | 915.6053 | 971.4286 | 328.6878 | 915.6053 | 888.4338 | 915.6053 | 7940 | 915.6053 | 888.4338 | 971.4286 | 328.6878 | 340 | 2968 | 6557 | 4861 | 3538 | 8178 | 1669 | 700 | 645.3117 | 708.7408 | 965.9864 | 234.8888
| 7941 | 871.4662 | 916.903 | 894.9251 | 916.903 | 916.903 | 894.9251 | 916.903 | 916.903 | 894.9251 | 916.903 | 975.5102 | 310.0924 | 916.903 | 894.9251 | 916.903 | 7941 | 916.903 | 894.9251 | 975.5102 | 310.0924 | 330 | 2472 | 5307 | 5293 | 193 | 642 | 1662 | 213 | 645.2636 | 708.7408 | 965.9864 | 234.8888
| 7942 | 854.2926 | 881.9147 | 896.5775 | 881.9147 | 881.9147 | 896.5775 | 881.9147 | 881.9147 | 896.5775 | 881.9147 | 983.6735 | 334.7949 | 881.9147 | 896.5775 | 881.9147 | 7942 | 881.9147 | 896.5775 | 983.6735 | 334.7949 | 667 | 2354 | 2464 | 4748 | 4818 | 5776 | 1542 | 2712 | 645.1675 | 708.4974 | 965.9864 | 234.6148
| 7943 | 802.9304 | 810.4003 | 879.3737 | 810.4003 | 810.4003 | 879.3737 | 810.4003 | 810.4003 | 879.3737 | 810.4003 | 983.6735 | 256.6552 | 810.4003 | 879.3737 | 810.4003 | 7943 | 810.4004 | 879.3737 | 983.6735 | 256.6552 | 1891 | 3646 | 2463 | 7218 | 3727 | 6824 | 1539 | 6941 | 645.1675 | 708.3306 | 965.9864 | 234.5756
| 7944 | 786.9567 | 779.5934 | 874.9842 | 779.5934 | 779.5934 | 874.9842 | 779.5934 | 779.5934 | 874.9842 | 779.5934 | 975.5102 | 305.1989 | 779.5934 | 874.9842 | 779.5934 | 7944 | 779.5934 | 874.9842 | 975.5102 | 305.1989 | 2887 | 3971 | 5306 | 5465 | 6562 | 5266 | 1501 | 4253 | 645.1194 | 708.3297 | 965.9864 | 234.5756
| 7945 | 772.9099 | 760.321 | 874.9258 | 760.321 | 760.321 | 874.9258 | 760.321 | 760.321 | 874.9258 | 760.321 | 970.068 | 268.3996 | 760.321 | 874.9258 | 760.321 | 7945 | 760.3211 | 874.9258 | 970.068 | 268.3996 | 3614 | 3973 | 6924 | 6818 | 5936 | 4985 | 1494 | 4244 | 645.1194 | 708.1464 | 965.9864 | 234.5756
| 7946 | 762.9868 | 742.2502 | 879.5589 | 742.2502 | 742.2502 | 879.5589 | 742.2502 | 742.2502 | 879.5589 | 742.2502 | 971.4286 | 254.1497 | 742.2502 | 879.5589 | 742.2502 | 7946 | 742.2502 | 879.5589 | 971.4286 | 254.1497 | 4311 | 3633 | 6556 | 7304 | 5093 | 2585 | 1374 | 3580 | 644.9753 | 708.1343 | 965.9864 | 234.5756
| 7947 | 759.2114 | 737.4441 | 871.5064 | 737.4441 | 737.4441 | 871.5064 | 737.4441 | 737.4441 | 871.5064 | 737.4441 | 967.3469 | 276.0335 | 737.4441 | 871.5064 | 737.4441 | 7947 | 737.4441 | 871.5064 | 967.3469 | 276.0335 | 4485 | 4177 | 7486 | 6537 | 4827 | 8580 | 1371 | 3412 | 644.8311 | 708.1006 | 965.9864 | 234.5756
| 7948 | 759.1448 | 741.1448 | 863.2382 | 741.1448 | 741.1448 | 863.2382 | 741.1448 | 741.1448 | 863.2382 | 741.1448 | 974.1497 | 271.7664 | 741.1448 | 863.2382 | 741.1448 | 7948 | 741.1448 | 863.2382 | 974.1497 | 271.7664 | 4346 | 4753 | 5724 | 6693 | 3872 | 4990 | 1333 | 3410 | 644.783 | 708.085 | 965.9864 | 234.5756
| 7949 | 775.0722 | 757.4374 | 882.8487 | 757.4374 | 757.4374 | 882.8487 | 757.4374 | 757.4374 | 882.8487 | 757.4374 | 975.5102 | 284.607 | 757.4374 | 882.8487 | 757.4374 | 7949 | 757.4374 | 882.8487 | 975.5102 | 284.607 | 3724 | 3402 | 5305 | 6184 | 6584 | 3871 | 1326 | 2640 | 644.6388 | 708.0205 | 965.9864 | 234.5756
| 7950 | 774.7014 | 759.6001 | 879.0601 | 759.6001 | 759.6001 | 879.0601 | 759.6001 | 759.6001 | 879.0601 | 759.6001 | 983.6735 | 269.1043 | 759.6001 | 879.0601 | 759.6001 | 7950 | 759.6001 | 879.0601 | 983.6735 | 269.1043 | 3637 | 3666 | 2462 | 6790 | 5907 | 3641 | 1206 | 2168 | 644.6388 | 708.0205 | 965.9864 | 234.419
| 7951 | 741.366 | 700.6296 | 882.3508 | 700.6296 | 700.6296 | 882.3508 | 700.6296 | 700.6296 | 882.3508 | 700.6296 | 982.3129 | 262.3708 | 700.6296 | 882.3508 | 700.6296 | 7951 | 700.6296 | 882.3508 | 982.3129 | 262.3708 | 6059 | 3443 | 3128 | 7015 | 4917 | 2487 | 1203 | 7781 | 644.6388 | 707.7984 | 965.9864 | 234.2625
| 7952 | 773.9947 | 748.6423 | 895.9481 | 748.6423 | 748.6423 | 895.9481 | 748.6423 | 748.6423 | 895.9481 | 748.6423 | 978.2313 | 284.7635 | 748.6423 | 895.9481 | 748.6423 | 7952 | 748.6423 | 895.9481 | 978.2313 | 284.7636 | 4053 | 2394 | 4280 | 6179 | 161 | 6851 | 1165 | 7609 | 644.6388 | 707.6969 | 965.9864 | 234.2625
| 7953 | 779.3834 | 749.1229 | 901.1608 | 749.1229 | 749.1229 | 901.1608 | 749.1229 | 749.1229 | 901.1608 | 749.1229 | 982.3129 | 331.4281 | 749.1229 | 901.1608 | 749.1229 | 7953 | 749.1229 | 901.1608 | 982.3129 | 331.4281 | 4036 | 2028 | 3127 | 4803 | 3852 | 4717 | 1158 | 5921 | 644.5908 | 707.6698 | 965.9864 | 234.2625
| 7954 | 792.4146 | 773.3936 | 900.438 | 773.3936 | 773.3936 | 900.438 | 773.3936 | 773.3936 | 900.438 | 773.3936 | 986.3946 | 318.5092 | 773.3936 | 900.438 | 773.3936 | 7954 | 773.3936 | 900.438 | 986.3946 | 318.5092 | 3117 | 2086 | 1754 | 5092 | 3828 | 2482 | 1038 | 4573 | 644.5908 | 707.5714 | 965.9864 | 234.2625
| 7955 | 810.823 | 802.999 | 899.1213 | 802.999 | 802.999 | 899.1213 | 802.999 | 802.999 | 899.1213 | 802.999 | 982.3129 | 348.7316 | 802.999 | 899.1213 | 802.999 | 7955 | 802.999 | 899.1213 | 982.3129 | 348.7316 | 2128 | 2180 | 3126 | 4488 | 5431 | 7248 | 1035 | 2061 | 644.5427 | 707.5377 | 965.9864 | 234.2625
| 7956 | 801.8356 | 794.0597 | 892.0844 | 794.0597 | 794.0597 | 892.0844 | 794.0597 | 794.0597 | 892.0844 | 794.0597 | 978.2313 | 326.6521 | 794.0597 | 892.0844 | 794.0597 | 7956 | 794.0597 | 892.0844 | 978.2313 | 326.6521 | 2398 | 2704 | 4279 | 4914 | 5046 | 3869 | 997 | 124 | 644.5427 | 707.5287 | 965.9864 | 234.2624
| 7957 | 790.0143 | 775.9888 | 885.3099 | 775.9888 | 775.9888 | 885.3099 | 775.9888 | 775.9888 | 885.3099 | 775.9888 | 980.9524 | 330.0971 | 775.9888 | 885.3099 | 775.9888 | 7957 | 775.9889 | 885.3099 | 980.9524 | 330.0971 | 3028 | 3234 | 3637 | 4828 | 4803 | 3639 | 990 | 8431 | 644.4946 | 707.5287 | 965.9864 | 233.9493
| 7958 | 779.4495 | 759.9366 | 883.8044 | 759.9366 | 759.9366 | 883.8044 | 759.9366 | 759.9366 | 883.8044 | 759.9366 | 980.9524 | 316.6301 | 759.9366 | 883.8044 | 759.9366 | 7958 | 759.9366 | 883.8044 | 980.9524 | 316.6301 | 3624 | 3336 | 3636 | 5126 | 3399 | 3805 | 870 | 7925 | 644.4946 | 707.4866 | 965.9864 | 233.9493
| 7959 | 778.1072 | 757.3413 | 885.32 | 757.3413 | 757.3413 | 885.32 | 757.3413 | 757.3413 | 885.32 | 757.3413 | 972.7891 | 320.7015 | 757.3413 | 885.32 | 757.3413 | 7959 | 757.3413 | 885.32 | 972.7891 | 320.7015 | 3730 | 3232 | 6143 | 5039 | 2218 | 2481 | 867 | 7877 | 644.4946 | 707.3307 | 965.9864 | 233.9493
| 7960 | 791.4215 | 773.3936 | 902.8935 | 773.3936 | 773.3936 | 902.8935 | 773.3936 | 773.3936 | 902.8935 | 773.3936 | 975.5102 | 305.6687 | 773.3936 | 902.8935 | 773.3936 | 7960 | 773.3936 | 902.8935 | 975.5102 | 305.6687 | 3116 | 1911 | 5304 | 5447 | 6750 | 8722 | 829 | 6909 | 644.4466 | 707.025 | 965.9864 | 233.9493
| 7961 | 800.6101 | 784.6878 | 909.7978 | 784.6878 | 784.6878 | 909.7978 | 784.6878 | 784.6878 | 909.7978 | 784.6878 | 983.6735 | 308.1741 | 784.6878 | 909.7978 | 784.6878 | 7961 | 784.6879 | 909.7978 | 983.6735 | 308.1741 | 2705 | 1504 | 2461 | 5355 | 4807 | 8723 | 822 | 1061 | 644.3985 | 706.9911 | 965.9864 | 233.9493
| 7962 | 831.8229 | 868.698 | 855.5735 | 868.698 | 868.698 | 855.5735 | 868.698 | 868.698 | 855.5735 | 868.698 | 967.3469 | 306.295 | 868.698 | 855.5735 | 868.698 | 7962 | 868.698 | 855.5735 | 967.3469 | 306.295 | 822 | 5273 | 7485 | 5425 | 5595 | 734 | 702 | 1055 | 644.3505 | 706.9213 | 965.9864 | 233.9493
| 7963 | 866.1821 | 918.1045 | 879.567 | 918.1045 | 918.1045 | 879.567 | 918.1045 | 918.1045 | 879.567 | 918.1045 | 980.9524 | 282.493 | 918.1045 | 879.567 | 918.1045 | 7963 | 918.1045 | 879.567 | 980.9524 | 282.493 | 323 | 3631 | 3635 | 6270 | 4744 | 2456 | 699 | 817 | 644.2784 | 706.799 | 965.9864 | 233.9493
| 7964 | 890.6831 | 953.7656 | 888.0183 | 953.7656 | 953.7656 | 888.0183 | 953.7656 | 953.7656 | 888.0183 | 953.7656 | 986.3946 | 300.9709 | 953.7656 | 888.0183 | 953.7656 | 7964 | 953.7656 | 888.0183 | 986.3946 | 300.9709 | 83 | 2992 | 1753 | 5612 | 3448 | 6365 | 661 | 104 | 644.2543 | 706.795 | 965.9864 | 233.9493
| 7965 | 890.6981 | 950.3052 | 905.1337 | 950.3052 | 950.3052 | 905.1337 | 950.3052 | 950.3052 | 905.1337 | 950.3052 | 982.3129 | 264.4848 | 950.3052 | 905.1337 | 950.3052 | 7965 | 950.3052 | 905.1337 | 982.3129 | 264.4848 | 95 | 1792 | 3125 | 6953 | 4854 | 2448 | 654 | 97 | 644.2063 | 706.7753 | 965.9864 | 233.9493
| 7966 | 872.4265 | 911.7124 | 889.1055 | 911.7124 | 911.7124 | 889.1055 | 911.7124 | 911.7124 | 889.1055 | 911.7124 | 971.4286 | 392.4209 | 911.7124 | 889.1055 | 911.7124 | 7966 | 911.7124 | 889.1055 | 971.4286 | 392.4209 | 362 | 2915 | 6555 | 3627 | 3912 | 3649 | 534 | 3 | 644.1582 | 706.7207 | 965.9864 | 233.9493
| 7967 | 830.517 | 858.413 | 883.1627 | 858.413 | 858.413 | 883.1627 | 858.413 | 858.413 | 883.1627 | 858.413 | 985.034 | 242.2487 | 858.413 | 883.1627 | 858.413 | 7967 | 858.413 | 883.1627 | 985.034 | 242.2487 | 943 | 3387 | 2114 | 7726 | 234 | 2455 | 531 | 7920 | 644.1582 | 706.3646 | 965.9864 | 233.6361
| 7968 | 814.6069 | 831.2107 | 872.2371 | 831.2107 | 831.2107 | 872.2371 | 831.2107 | 831.2107 | 872.2371 | 831.2107 | 987.7551 | 278.1084 | 831.2107 | 872.2371 | 831.2107 | 7968 | 831.2107 | 872.2371 | 987.7551 | 278.1084 | 1387 | 4125 | 1390 | 6456 | 726 | 2468 | 493 | 7087 | 644.1102 | 706.2941 | 965.9864 | 233.6361
| 7969 | 797.3738 | 797.1836 | 877.3914 | 797.1836 | 797.1836 | 877.3914 | 797.1836 | 797.1836 | 877.3914 | 797.1836 | 987.7551 | 288.4435 | 797.1836 | 877.3914 | 797.1836 | 7969 | 797.1836 | 877.3914 | 987.7551 | 288.4435 | 2301 | 3797 | 1389 | 6026 | 4787 | 6140 | 486 | 6112 | 644.0621 | 706.2356 | 965.9864 | 233.6361
| 7970 | 788.7959 | 776.902 | 887.8486 | 776.902 | 776.902 | 887.8486 | 776.902 | 776.902 | 887.8486 | 776.902 | 995.9184 | 280.6138 | 776.902 | 887.8486 | 776.902 | 7970 | 776.902 | 887.8486 | 995.9184 | 280.6139 | 2987 | 2999 | 228 | 6353 | 4457 | 4983 | 366 | 3391 | 644.0621 | 706.1743 | 965.9864 | 233.6361
| 7971 | 785.2059 | 773.2013 | 885.4131 | 773.2013 | 773.2013 | 885.4131 | 773.2013 | 773.2013 | 885.4131 | 773.2013 | 994.5578 | 271.0617 | 773.2013 | 885.4131 | 773.2013 | 7971 | 773.2013 | 885.4131 | 994.5578 | 271.0617 | 3129 | 3221 | 431 | 6720 | 4734 | 7482 | 363 | 1422 | 643.8939 | 705.9467 | 965.9864 | 233.6361
| 7972 | 780.9326 | 770.4619 | 879.6301 | 770.4619 | 770.4619 | 879.6301 | 770.4619 | 770.4619 | 879.6301 | 770.4619 | 991.8367 | 259.0041 | 770.4619 | 879.6301 | 770.4619 | 7972 | 770.4619 | 879.6301 | 991.8367 | 259.0041 | 3248 | 3625 | 753 | 7138 | 5740 | 426 | 325 | 196 | 643.8699 | 705.9467 | 965.9864 | 233.6361
| 7973 | 800.241 | 796.2705 | 884.2394 | 796.2705 | 796.2705 | 884.2394 | 796.2705 | 796.2705 | 884.2394 | 796.2705 | 991.8367 | 304.4159 | 796.2705 | 884.2394 | 796.2705 | 7973 | 796.2705 | 884.2394 | 991.8367 | 304.4159 | 2332 | 3305 | 752 | 5492 | 8195 | 8287 | 318 | 127 | 643.8218 | 705.9304 | 965.9864 | 233.6361
| 7974 | 790.7804 | 790.7916 | 875.4276 | 790.7916 | 790.7916 | 875.4276 | 790.7916 | 790.7916 | 875.4276 | 790.7916 | 982.3129 | 260.57 | 790.7916 | 875.4276 | 790.7916 | 7974 | 790.7916 | 875.4276 | 982.3129 | 260.57 | 2518 | 3937 | 3124 | 7071 | 7063 | 6806 | 198 | 40 | 643.8218 | 705.9241 | 965.9864 | 233.4795
| 7975 | 746.6951 | 713.2215 | 878.7285 | 713.2215 | 713.2215 | 878.7285 | 713.2215 | 713.2215 | 878.7285 | 713.2215 | 972.7891 | 260.2568 | 713.2215 | 878.7285 | 713.2215 | 7975 | 713.2215 | 878.7285 | 972.7891 | 260.2568 | 5497 | 3689 | 6142 | 7081 | 659 | 1648 | 195 | 7263 | 643.8218 | 705.5959 | 965.9864 | 233.3229
| 7976 | 772.6137 | 748.5942 | 888.8765 | 748.5942 | 748.5942 | 888.8765 | 748.5942 | 748.5942 | 888.8765 | 748.5942 | 986.3946 | 285.938 | 748.5942 | 888.8765 | 748.5942 | 7976 | 748.5942 | 888.8765 | 986.3946 | 285.938 | 4055 | 2932 | 1752 | 6129 | 4376 | 8474 | 157 | 7106 | 643.7737 | 705.385 | 965.9864 | 233.3229
| 7977 | 793.4562 | 783.246 | 897.6016 | 783.246 | 783.246 | 897.6016 | 783.246 | 783.246 | 897.6016 | 783.246 | 959.1837 | 292.8281 | 783.246 | 897.6016 | 783.246 | 7977 | 783.246 | 897.6016 | 959.1837 | 292.8281 | 2750 | 2281 | 8297 | 5861 | 5050 | 5297 | 150 | 5225 | 643.6776 | 705.204 | 965.9864 | 233.3229
| 7978 | 769.5647 | 745.4703 | 882.7622 | 745.4703 | 745.4703 | 882.7622 | 745.4703 | 745.4703 | 882.7622 | 745.4703 | 976.8707 | 302.2236 | 745.4703 | 882.7622 | 745.4703 | 7978 | 745.4703 | 882.7622 | 976.8708 | 302.2236 | 4164 | 3410 | 4886 | 5561 | 4835 | 5315 | 30 | 4080 | 643.6776 | 705.0124 | 965.9864 | 233.3229
| 7979 | 788.3034 | 776.5175 | 880.6891 | 776.5175 | 776.5175 | 880.6891 | 776.5175 | 776.5175 | 880.6891 | 776.5175 | 985.034 | 316.3169 | 776.5175 | 880.6891 | 776.5175 | 7979 | 776.5175 | 880.6891 | 985.034 | 316.317 | 3002 | 3561 | 2113 | 5132 | 4404 | 3758 | 27 | 1054 | 643.6296 | 704.9859 | 965.9864 | 233.3229
| 7980 | 796.3701 | 782.7654 | 885.2279 | 782.7654 | 782.7654 | 885.2279 | 782.7654 | 782.7654 | 885.2279 | 782.7654 | 989.1156 | 357.031 | 782.7654 | 885.2279 | 782.7654 | 7980 | 782.7654 | 885.2279 | 989.1157 | 357.031 | 2768 | 3239 | 1119 | 4314 | 1040 | 2452 | 8602 | 841 | 643.6295 | 704.6223 | 964.6259 | 233.3229
| 7981 | 796.2443 | 776.902 | 885.685 | 776.902 | 776.902 | 885.685 | 776.902 | 776.902 | 885.685 | 776.902 | 986.3946 | 403.0692 | 776.902 | 885.685 | 776.902 | 7981 | 776.902 | 885.685 | 986.3946 | 403.0692 | 2986 | 3192 | 1751 | 3428 | 7261 | 5300 | 8434 | 231 | 643.5815 | 704.616 | 964.6259 | 233.3229
| 7982 | 803.0171 | 779.4973 | 915.058 | 779.4973 | 779.4973 | 915.058 | 779.4973 | 779.4973 | 915.058 | 779.4973 | 983.6735 | 362.3552 | 779.4973 | 915.058 | 779.4973 | 7982 | 779.4973 | 915.058 | 983.6735 | 362.3552 | 2891 | 1218 | 2460 | 4224 | 6391 | 6813 | 8266 | 142 | 643.5815 | 704.5694 | 964.6259 | 233.3229
| 7983 | 819.1202 | 810.0159 | 917.1909 | 810.0159 | 810.0159 | 917.1909 | 810.0159 | 810.0159 | 917.1909 | 810.0159 | 987.7551 | 331.0366 | 810.0159 | 917.1909 | 810.0159 | 7983 | 810.0159 | 917.1909 | 987.7551 | 331.0367 | 1906 | 1120 | 1388 | 4813 | 4834 | 6823 | 8074 | 8441 | 643.5815 | 704.5288 | 964.6259 | 233.0097
| 7984 | 823.0027 | 822.9923 | 908.3503 | 822.9923 | 822.9923 | 908.3503 | 822.9923 | 822.9923 | 908.3503 | 822.9923 | 987.7551 | 316.9433 | 822.9923 | 908.3503 | 822.9923 | 7984 | 822.9923 | 908.3503 | 987.7551 | 316.9433 | 1554 | 1581 | 1387 | 5121 | 4443 | 6416 | 7930 | 7541 | 643.5815 | 704.1461 | 964.6259 | 233.0097
| 7985 | 828.5867 | 824.338 | 918.5399 | 824.338 | 824.338 | 918.5399 | 824.338 | 824.338 | 918.5399 | 824.338 | 1000 | 331.3498 | 824.338 | 918.5399 | 824.338 | 7985 | 824.338 | 918.54 | 1000 | 331.3498 | 1517 | 1047 | 5 | 4807 | 6225 | 8179 | 7762 | 6107 | 643.5334 | 704.1041 | 964.6259 | 233.0097
| 7986 | 851.7195 | 877.7335 | 901.1558 | 877.7335 | 877.7335 | 901.1558 | 877.7335 | 877.7335 | 901.1558 | 877.7335 | 980.9524 | 316.6301 | 877.7335 | 901.1558 | 877.7335 | 7986 | 877.7335 | 901.1558 | 980.9524 | 316.6301 | 716 | 2029 | 3634 | 5125 | 4996 | 643 | 7594 | 2393 | 643.5334 | 704.1041 | 964.6259 | 233.0097
| 7987 | 911.0588 | 973.8069 | 912.2502 | 973.8069 | 973.8069 | 912.2502 | 973.8069 | 973.8069 | 912.2502 | 973.8069 | 995.9184 | 319.4488 | 973.8069 | 912.2502 | 973.8069 | 7987 | 973.8069 | 912.2502 | 995.9184 | 319.4488 | 24 | 1362 | 227 | 5075 | 4801 | 6370 | 7426 | 1062 | 643.5334 | 703.9355 | 964.6259 | 233.0097
| 7988 | 908.4115 | 979.2858 | 899.6586 | 979.2858 | 979.2858 | 899.6586 | 979.2858 | 979.2858 | 899.6586 | 979.2858 | 978.2313 | 306.6082 | 979.2858 | 899.6586 | 979.2858 | 7988 | 979.2858 | 899.6586 | 978.2313 | 306.6082 | 15 | 2137 | 4278 | 5417 | 5452 | 2483 | 7258 | 820 | 643.4373 | 703.907 | 964.6259 | 233.0097
| 7989 | 916.294 | 994.0405 | 892.4309 | 994.0405 | 994.0405 | 892.4309 | 994.0405 | 994.0405 | 892.4309 | 994.0405 | 993.1973 | 312.8719 | 994.0405 | 892.4309 | 994.0405 | 7989 | 994.0405 | 892.4309 | 993.1973 | 312.8719 | 2 | 2681 | 586 | 5220 | 3281 | 7244 | 7090 | 702 | 643.4373 | 703.8828 | 964.6259 | 233.0097
| 7990 | 891.7661 | 946.8448 | 904.6275 | 946.8448 | 946.8448 | 904.6275 | 946.8448 | 946.8448 | 904.6275 | 946.8448 | 994.5578 | 296.8995 | 946.8448 | 904.6275 | 946.8448 | 7990 | 946.8448 | 904.6275 | 994.5578 | 296.8995 | 106 | 1823 | 430 | 5736 | 4442 | 7249 | 6922 | 119 | 643.3412 | 703.834 | 964.6259 | 233.0097
| 7991 | 851.0709 | 883.5969 | 904.2327 | 883.5969 | 883.5969 | 904.2327 | 883.5969 | 883.5969 | 904.2327 | 883.5969 | 972.7891 | 256.4986 | 883.5969 | 904.2327 | 883.5969 | 7991 | 883.5969 | 904.2327 | 972.7891 | 256.4986 | 651 | 1845 | 6141 | 7220 | 4838 | 6376 | 6754 | 67 | 643.2931 | 703.6147 | 964.6259 | 233.0097
| 7992 | 828.5982 | 845.2924 | 893.7965 | 845.2924 | 845.2924 | 893.7965 | 845.2924 | 845.2924 | 893.7965 | 845.2924 | 993.1973 | 269.6524 | 845.2924 | 893.7965 | 845.2924 | 7992 | 845.2925 | 893.7966 | 993.1973 | 269.6524 | 1130 | 2551 | 585 | 6769 | 6437 | 5323 | 6586 | 2711 | 643.197 | 703.5399 | 964.6259 | 232.8531
| 7993 | 814.0479 | 822.7039 | 883.6383 | 822.7039 | 822.7039 | 883.6383 | 822.7039 | 822.7039 | 883.6383 | 822.7039 | 990.4762 | 290.0094 | 822.7039 | 883.6383 | 822.7039 | 7993 | 822.7039 | 883.6383 | 990.4762 | 290.0094 | 1562 | 3349 | 999 | 5961 | 4640 | 731 | 6418 | 10 | 643.197 | 703.4922 | 964.6259 | 232.8531
| 7994 | 801.8268 | 804.2966 | 877.2826 | 804.2966 | 804.2966 | 877.2826 | 804.2966 | 804.2966 | 877.2826 | 804.2966 | 998.6395 | 283.4325 | 804.2966 | 877.2826 | 804.2966 | 7994 | 804.2966 | 877.2826 | 998.6395 | 283.4325 | 2087 | 3812 | 62 | 6236 | 6246 | 6706 | 6250 | 7615 | 643.1009 | 703.3827 | 964.6259 | 232.6965
| 7995 | 794.7488 | 789.59 | 877.592 | 789.59 | 789.59 | 877.592 | 789.59 | 789.59 | 877.592 | 789.59 | 995.9184 | 303.4764 | 789.59 | 877.592 | 789.59 | 7995 | 789.59 | 877.592 | 995.9184 | 303.4764 | 2556 | 3787 | 226 | 5522 | 3539 | 1715 | 6082 | 6066 | 643.0528 | 703.1921 | 964.6259 | 232.6965
| 7996 | 788.6791 | 781.1314 | 883.3978 | 781.1314 | 781.1314 | 883.3978 | 781.1314 | 781.1314 | 883.3978 | 781.1314 | 986.3946 | 272.471 | 781.1314 | 883.3978 | 781.1314 | 7996 | 781.1314 | 883.3978 | 986.3946 | 272.471 | 2833 | 3370 | 1750 | 6664 | 4738 | 6808 | 5914 | 5414 | 643.0288 | 703.0315 | 964.6259 | 232.6965
| 7997 | 795.1931 | 787.187 | 892.7004 | 787.187 | 787.187 | 892.7004 | 787.187 | 787.187 | 892.7004 | 787.187 | 989.1156 | 275.2897 | 787.187 | 892.7004 | 787.187 | 7997 | 787.187 | 892.7004 | 989.1157 | 275.2897 | 2642 | 2654 | 1118 | 6564 | 5753 | 8182 | 5746 | 5240 | 642.9567 | 703.022 | 964.6259 | 232.6965
| 7998 | 777.5401 | 769.4526 | 864.2916 | 769.4526 | 769.4526 | 864.2916 | 769.4526 | 769.4526 | 864.2916 | 769.4526 | 995.9184 | 276.8556 | 769.4526 | 864.2916 | 769.4526 | 7998 | 769.4526 | 864.2916 | 995.9184 | 276.8556 | 3297 | 4689 | 225 | 6496 | 5574 | 646 | 5578 | 4423 | 642.7645 | 703.022 | 964.6259 | 232.6965
| 7999 | 764.0248 | 737.4922 | 887.3691 | 737.4922 | 737.4922 | 887.3691 | 737.4922 | 737.4922 | 887.3691 | 737.4922 | 974.1497 | 272.7842 | 737.4922 | 887.3691 | 737.4922 | 7999 | 737.4922 | 887.3691 | 974.1497 | 272.7842 | 4482 | 3034 | 5723 | 6651 | 3156 | 732 | 5410 | 4415 | 642.7164 | 702.783 | 964.6259 | 232.6965
| 8000 | 770.4109 | 750.6608 | 878.7559 | 750.6608 | 750.6608 | 878.7559 | 750.6608 | 750.6608 | 878.7559 | 750.6608 | 986.3946 | 279.0479 | 750.6608 | 878.7559 | 750.6608 | 8000 | 750.6608 | 878.7559 | 986.3946 | 279.0479 | 3988 | 3688 | 1749 | 6400 | 3921 | 4315 | 5242 | 2408 | 642.6683 | 702.733 | 964.6259 | 232.6965
| 8001 | 735.2133 | 758.1583 | 730.3151 | 758.1583 | 758.1583 | 730.3151 | 758.1583 | 758.1583 | 730.3151 | 758.1583 | 982.3129 | 324.1466 | 758.1583 | 730.3151 | 758.1583 | 8001 | 758.1583 | 730.3151 | 982.3129 | 324.1466 | 3688 | 7687 | 3123 | 4964 | 5384 | 6400 | 5074 | 741 | 642.5242 | 702.6771 | 964.6259 | 232.6965
| 8002 | 751.735 | 774.6431 | 758.4059 | 774.6431 | 774.6431 | 758.4059 | 774.6431 | 774.6431 | 758.4059 | 774.6431 | 985.034 | 308.4873 | 774.6431 | 758.4059 | 774.6431 | 8002 | 774.6432 | 758.4059 | 985.034 | 308.4873 | 3074 | 7362 | 2112 | 5344 | 4068 | 5001 | 4906 | 1 | 642.428 | 702.4998 | 964.6259 | 232.6965
| 8003 | 811.2575 | 794.3 | 902.479 | 794.3 | 794.3 | 902.479 | 794.3 | 794.3 | 902.479 | 794.3 | 971.4286 | 421.8603 | 794.3 | 902.479 | 794.3 | 8003 | 794.3 | 902.479 | 971.4286 | 421.8603 | 2389 | 1932 | 6554 | 3130 | 6894 | 2459 | 4738 | 4419 | 642.3319 | 702.388 | 964.6259 | 232.3833
| 8004 | 822.5688 | 819.0032 | 889.5137 | 819.0032 | 819.0032 | 889.5137 | 819.0032 | 819.0032 | 889.5137 | 819.0032 | 956.4626 | 449.4206 | 819.0032 | 889.5137 | 819.0032 | 8004 | 819.0032 | 889.5137 | 956.4626 | 449.4206 | 1659 | 2878 | 8405 | 2666 | 6770 | 4313 | 4570 | 2816 | 642.2839 | 702.3632 | 964.6259 | 232.3833
| 8005 | 821.3042 | 810.9771 | 898.1079 | 810.9771 | 810.9771 | 898.1079 | 810.9771 | 810.9771 | 898.1079 | 810.9771 | 963.2653 | 454.7448 | 810.9771 | 898.1079 | 810.9771 | 8005 | 810.9771 | 898.108 | 963.2653 | 454.7448 | 1871 | 2249 | 8044 | 2573 | 8174 | 3794 | 4402 | 1222 | 642.0916 | 702.3546 | 964.6259 | 232.3833
| 8006 | 810.1553 | 792.4737 | 897.8869 | 792.4737 | 792.4737 | 897.8869 | 792.4737 | 792.4737 | 897.8869 | 792.4737 | 975.5102 | 435.3273 | 792.4737 | 897.8869 | 792.4737 | 8006 | 792.4737 | 897.8869 | 975.5102 | 435.3273 | 2461 | 2262 | 5303 | 2901 | 5814 | 1600 | 4234 | 767 | 642.0916 | 702.1273 | 964.6259 | 232.1876
| 8007 | 783.4799 | 741.9618 | 930.8749 | 741.9618 | 741.9618 | 930.8749 | 741.9618 | 741.9618 | 930.8749 | 741.9618 | 997.2789 | 312.2455 | 741.9618 | 930.8749 | 741.9618 | 8007 | 741.9618 | 930.8749 | 997.2789 | 312.2455 | 4320 | 494 | 161 | 5241 | 4070 | 5324 | 4066 | 7612 | 642.0916 | 702.0033 | 964.6259 | 232.0702
| 8008 | 773.1635 | 734.993 | 906.6771 | 734.993 | 734.993 | 906.6771 | 734.993 | 734.993 | 906.6771 | 734.993 | 985.034 | 332.6026 | 734.993 | 906.6771 | 734.993 | 8008 | 734.993 | 906.6771 | 985.034 | 332.6026 | 4607 | 1700 | 2111 | 4782 | 638 | 2827 | 3898 | 7610 | 642.0916 | 701.9617 | 964.6259 | 232.0702
| 8009 | 764.6991 | 714.375 | 920.6804 | 714.375 | 714.375 | 920.6804 | 714.375 | 714.375 | 920.6804 | 714.375 | 998.6395 | 309.4269 | 714.375 | 920.6804 | 714.375 | 8009 | 714.375 | 920.6804 | 998.6395 | 309.4269 | 5449 | 944 | 61 | 5313 | 3 | 6355 | 3730 | 7366 | 642.0916 | 701.6584 | 964.6259 | 232.0702
| 8010 | 838.6059 | 848.7048 | 914.7942 | 848.7048 | 848.7048 | 914.7942 | 848.7048 | 848.7048 | 914.7942 | 848.7048 | 953.7415 | 337.9267 | 848.7048 | 914.7942 | 848.7048 | 8010 | 848.7048 | 914.7942 | 953.7415 | 337.9267 | 1076 | 1231 | 8505 | 4685 | 3850 | 3874 | 3562 | 6595 | 642.0435 | 701.6017 | 964.6259 | 232.0702
| 8011 | 871.5549 | 910.0303 | 906.7984 | 910.0303 | 910.0303 | 906.7984 | 910.0303 | 910.0303 | 906.7984 | 910.0303 | 975.5102 | 318.8224 | 910.0303 | 906.7984 | 910.0303 | 8011 | 910.0303 | 906.7984 | 975.5102 | 318.8224 | 381 | 1691 | 5302 | 5086 | 3826 | 3644 | 3394 | 4490 | 642.0435 | 701.6017 | 964.6259 | 232.0702
| 8012 | 887.5064 | 940.0682 | 884.0506 | 940.0682 | 940.0682 | 884.0506 | 940.0682 | 940.0682 | 884.0506 | 940.0682 | 972.7891 | 395.5528 | 940.0682 | 884.0506 | 940.0682 | 8012 | 940.0683 | 884.0506 | 972.7891 | 395.5528 | 143 | 3322 | 6140 | 3568 | 6560 | 5299 | 3226 | 3216 | 641.9474 | 701.57 | 964.6259 | 232.0702
| 8013 | 867.7718 | 925.9864 | 881.8188 | 925.9864 | 925.9864 | 881.8188 | 925.9864 | 925.9864 | 881.8188 | 925.9864 | 976.8707 | 236.7679 | 925.9864 | 881.8188 | 925.9864 | 8013 | 925.9865 | 881.8188 | 976.8708 | 236.7679 | 257 | 3472 | 4885 | 7883 | 6561 | 1596 | 3058 | 2060 | 641.8994 | 701.4637 | 964.6259 | 232.0702
| 8014 | 850.5528 | 889.6525 | 889.4362 | 889.6525 | 889.6525 | 889.4362 | 889.6525 | 889.6525 | 889.4362 | 889.6525 | 989.1156 | 243.658 | 889.6525 | 889.4362 | 889.6525 | 8014 | 889.6525 | 889.4362 | 989.1157 | 243.658 | 574 | 2883 | 1117 | 7673 | 4737 | 2650 | 2890 | 1033 | 641.8513 | 701.3055 | 964.6259 | 232.0702
| 8015 | 817.1058 | 828.9999 | 890.0564 | 828.9999 | 828.9999 | 890.0564 | 828.9999 | 828.9999 | 890.0564 | 828.9999 | 978.2313 | 269.026 | 828.9999 | 890.0564 | 828.9999 | 8015 | 828.9999 | 890.0564 | 978.2313 | 269.026 | 1430 | 2835 | 4277 | 6793 | 4377 | 2204 | 2722 | 867 | 641.8513 | 701.3055 | 964.6259 | 232.0702
| 8016 | 797.1889 | 797.8084 | 890.8781 | 797.8084 | 797.8084 | 890.8781 | 797.8084 | 797.8084 | 890.8781 | 797.8084 | 970.068 | 244.5976 | 797.8084 | 890.8781 | 797.8084 | 8016 | 797.8084 | 890.8781 | 970.068 | 244.5976 | 2273 | 2793 | 6923 | 7643 | 3391 | 2463 | 2554 | 788 | 641.8513 | 701.2921 | 964.6259 | 232.0702
| 8017 | 792.7869 | 797.0875 | 855.9921 | 797.0875 | 797.0875 | 855.9921 | 797.0875 | 797.0875 | 855.9921 | 797.0875 | 994.5578 | 303.7895 | 797.0875 | 855.9921 | 797.0875 | 8017 | 797.0875 | 855.9921 | 994.5578 | 303.7895 | 2305 | 5255 | 429 | 5510 | 4241 | 3650 | 2386 | 310 | 641.7552 | 701.2079 | 964.6259 | 232.0702
| 8018 | 782.1703 | 779.9298 | 859.1026 | 779.9298 | 779.9298 | 859.1026 | 779.9298 | 779.9298 | 859.1026 | 779.9298 | 990.4762 | 284.0589 | 779.9298 | 859.1026 | 779.9298 | 8018 | 779.9298 | 859.1027 | 990.4762 | 284.0589 | 2876 | 5052 | 998 | 6204 | 4069 | 3799 | 2218 | 189 | 641.7071 | 701.176 | 964.6259 | 232.0702
| 8019 | 785.7092 | 785.4088 | 864.2723 | 785.4088 | 785.4088 | 864.2723 | 785.4088 | 785.4088 | 864.2723 | 785.4088 | 975.5102 | 284.0589 | 785.4088 | 864.2723 | 785.4088 | 8019 | 785.4088 | 864.2723 | 975.5102 | 284.0589 | 2688 | 4690 | 5301 | 6203 | 7765 | 4119 | 2050 | 6926 | 641.5149 | 701.0897 | 964.6259 | 231.757
| 8020 | 792.4352 | 782.0926 | 899.4541 | 782.0926 | 782.0926 | 899.4541 | 782.0926 | 782.0926 | 899.4541 | 782.0926 | 979.5918 | 259.9436 | 782.0926 | 899.4541 | 782.0926 | 8020 | 782.0926 | 899.4541 | 979.5918 | 259.9436 | 2796 | 2146 | 4031 | 7097 | 107 | 1714 | 1882 | 4376 | 641.5149 | 701.0378 | 964.6259 | 231.757
| 8021 | 774.62 | 758.1583 | 879.694 | 758.1583 | 758.1583 | 879.694 | 758.1583 | 758.1583 | 879.694 | 758.1583 | 985.034 | 275.6029 | 758.1583 | 879.694 | 758.1583 | 8021 | 758.1583 | 879.694 | 985.034 | 275.6029 | 3687 | 3620 | 2110 | 6548 | 8186 | 6357 | 1714 | 4357 | 641.4188 | 701.0092 | 964.6259 | 231.757
| 8022 | 793.8633 | 794.1318 | 874.6147 | 794.1318 | 794.1318 | 874.6147 | 794.1318 | 794.1318 | 874.6147 | 794.1318 | 965.9864 | 296.5863 | 794.1318 | 874.6147 | 794.1318 | 8022 | 794.1318 | 874.6147 | 965.9864 | 296.5863 | 2395 | 3995 | 7789 | 5745 | 8101 | 6396 | 1546 | 2694 | 641.4188 | 700.9522 | 964.6259 | 231.757
| 8023 | 765.8911 | 738.5255 | 888.1129 | 738.5255 | 738.5255 | 888.1129 | 738.5255 | 738.5255 | 888.1129 | 738.5255 | 978.2313 | 283.5891 | 738.5255 | 888.1129 | 738.5255 | 8023 | 738.5255 | 888.1129 | 978.2313 | 283.5891 | 4448 | 2983 | 4276 | 6232 | 5404 | 6358 | 1378 | 2383 | 641.4188 | 700.7874 | 964.6259 | 231.757
| 8024 | 765.3009 | 732.3497 | 891.3374 | 732.3497 | 732.3497 | 891.3374 | 732.3497 | 732.3497 | 891.3374 | 732.3497 | 980.9524 | 309.1137 | 732.3497 | 891.3374 | 732.3497 | 8024 | 732.3497 | 891.3374 | 980.9524 | 309.1137 | 4723 | 2754 | 3633 | 5326 | 650 | 3811 | 1210 | 2237 | 641.4188 | 700.7562 | 964.6259 | 231.757
| 8025 | 712.5155 | 631.326 | 884.0239 | 631.326 | 631.326 | 884.0239 | 631.326 | 631.326 | 884.0239 | 631.326 | 982.3129 | 406.2011 | 631.326 | 884.0239 | 631.326 | 8025 | 631.326 | 884.0239 | 982.3129 | 406.2011 | 8204 | 3324 | 3122 | 3368 | 565 | 4989 | 1042 | 8106 | 641.4188 | 700.6911 | 964.6259 | 231.4438
| 8026 | 770.5744 | 735.9542 | 874.6875 | 735.9542 | 735.9542 | 874.6875 | 735.9542 | 735.9542 | 874.6875 | 735.9542 | 978.2313 | 423.4262 | 735.9542 | 874.6875 | 735.9542 | 8026 | 735.9543 | 874.6875 | 978.2313 | 423.4263 | 4556 | 3987 | 4275 | 3104 | 5919 | 4108 | 874 | 6752 | 641.2265 | 700.6516 | 964.6259 | 231.4438
| 8027 | 783.0323 | 763.1086 | 857.1331 | 763.1086 | 763.1086 | 857.1331 | 763.1086 | 763.1086 | 857.1331 | 763.1086 | 974.1497 | 454.9013 | 763.1086 | 857.1331 | 763.1086 | 8027 | 763.1086 | 857.1331 | 974.1497 | 454.9014 | 3519 | 5180 | 5722 | 2570 | 72 | 3662 | 706 | 4078 | 641.2265 | 700.6516 | 964.6259 | 231.4438
| 8028 | 779.99 | 739.3185 | 899.8664 | 739.3185 | 739.3185 | 899.8664 | 739.3185 | 739.3185 | 899.8664 | 739.3185 | 983.6735 | 422.1735 | 739.3185 | 899.8664 | 739.3185 | 8028 | 739.3185 | 899.8664 | 983.6735 | 422.1735 | 4415 | 2125 | 2459 | 3121 | 4741 | 5265 | 538 | 3384 | 641.2185 | 700.5328 | 964.6259 | 231.4438
| 8029 | 789.7313 | 762.628 | 898.8887 | 762.628 | 762.628 | 898.8887 | 762.628 | 762.628 | 898.8887 | 762.628 | 965.9864 | 393.6737 | 762.628 | 898.8887 | 762.628 | 8029 | 762.628 | 898.8887 | 965.9864 | 393.6737 | 3537 | 2198 | 7788 | 3599 | 5235 | 1597 | 370 | 1032 | 641.1785 | 700.481 | 964.6259 | 231.4438
| 8030 | 793.7902 | 767.7224 | 905.2515 | 767.7224 | 767.7224 | 905.2515 | 767.7224 | 767.7224 | 905.2515 | 767.7224 | 991.8367 | 358.4403 | 767.7224 | 905.2515 | 767.7224 | 8030 | 767.7224 | 905.2515 | 991.8367 | 358.4403 | 3366 | 1782 | 751 | 4292 | 7260 | 1599 | 202 | 823 | 641.1304 | 700.3183 | 964.6259 | 231.4438
| 8031 | 807.3617 | 788.0521 | 914.8333 | 788.0521 | 788.0521 | 914.8333 | 788.0521 | 788.0521 | 914.8333 | 788.0521 | 970.068 | 369.2452 | 788.0521 | 914.8333 | 788.0521 | 8031 | 788.0521 | 914.8333 | 970.068 | 369.2452 | 2615 | 1225 | 6922 | 4084 | 5744 | 2467 | 34 | 570 | 641.1304 | 700.2009 | 964.6259 | 231.4438
| 8032 | 807.4359 | 786.8986 | 906.9521 | 786.8986 | 786.8986 | 906.9521 | 786.8986 | 786.8986 | 906.9521 | 786.8986 | 983.6735 | 397.4319 | 786.8986 | 906.9521 | 786.8986 | 8032 | 786.8986 | 906.9521 | 983.6735 | 397.4319 | 2649 | 1678 | 2458 | 3537 | 124 | 3870 | 8677 | 200 | 640.9862 | 700.0892 | 963.2653 | 231.4438
| 8033 | 818.5608 | 809.1988 | 924.6701 | 809.1988 | 809.1988 | 924.6701 | 809.1988 | 809.1988 | 924.6701 | 809.1988 | 989.1156 | 298.4654 | 809.1988 | 924.6701 | 809.1988 | 8033 | 809.1988 | 924.6701 | 989.1157 | 298.4654 | 1931 | 751 | 1116 | 5682 | 5569 | 3640 | 8597 | 2476 | 640.9382 | 700.0892 | 963.2653 | 231.2872
| 8034 | 830.9031 | 830.3456 | 917.958 | 830.3456 | 830.3456 | 917.958 | 830.3456 | 830.3456 | 917.958 | 830.3456 | 982.3129 | 335.7344 | 830.3456 | 917.958 | 830.3456 | 8034 | 830.3456 | 917.958 | 982.3129 | 335.7344 | 1403 | 1084 | 3121 | 4729 | 1761 | 739 | 8596 | 7262 | 640.9381 | 700.0883 | 963.2653 | 231.1306
| 8035 | 894.46 | 942.6155 | 899.6598 | 942.6155 | 942.6155 | 899.6598 | 942.6155 | 942.6155 | 899.6598 | 942.6155 | 982.3129 | 400.5637 | 942.6155 | 899.6598 | 942.6155 | 8035 | 942.6155 | 899.6598 | 982.3129 | 400.5637 | 131 | 2135 | 3120 | 3477 | 3922 | 5349 | 8509 | 6291 | 640.794 | 699.9564 | 963.2653 | 231.1306
| 8036 | 903.5295 | 959.1003 | 919.6979 | 959.1003 | 959.1003 | 919.6979 | 959.1003 | 959.1003 | 919.6979 | 959.1003 | 991.8367 | 305.9818 | 959.1003 | 919.6979 | 959.1003 | 8036 | 959.1003 | 919.6979 | 991.8367 | 305.9818 | 63 | 991 | 750 | 5434 | 4231 | 2034 | 8429 | 6260 | 640.6978 | 699.728 | 963.2653 | 231.1306
| 8037 | 896.6437 | 955.4957 | 906.6806 | 955.4957 | 955.4957 | 906.6806 | 955.4957 | 955.4957 | 906.6806 | 955.4957 | 974.1497 | 308.1741 | 955.4957 | 906.6806 | 955.4957 | 8037 | 955.4958 | 906.6806 | 974.1497 | 308.1741 | 72 | 1698 | 5721 | 5354 | 3388 | 4987 | 8428 | 5093 | 640.6978 | 699.5745 | 963.2653 | 231.1306
| 8038 | 879.123 | 929.0623 | 901.5673 | 929.0623 | 929.0623 | 901.5673 | 929.0623 | 929.0623 | 901.5673 | 929.0623 | 971.4286 | 297.5258 | 929.0623 | 901.5673 | 929.0623 | 8038 | 929.0623 | 901.5673 | 971.4286 | 297.5258 | 228 | 2000 | 6553 | 5710 | 219 | 7252 | 8341 | 5091 | 640.6498 | 699.4835 | 963.2653 | 231.1306
| 8039 | 829.2417 | 829.096 | 923.4602 | 829.096 | 829.096 | 923.4602 | 829.096 | 829.096 | 923.4602 | 829.096 | 987.7551 | 295.0204 | 829.096 | 923.4602 | 829.096 | 8039 | 829.096 | 923.4602 | 987.7551 | 295.0204 | 1428 | 797 | 1386 | 5788 | 7257 | 4120 | 8261 | 4487 | 640.6017 | 699.2051 | 963.2653 | 231.1306
| 8040 | 814.4318 | 809.6794 | 908.3766 | 809.6794 | 809.6794 | 908.3766 | 809.6794 | 809.6794 | 908.3766 | 809.6794 | 978.2313 | 312.8719 | 809.6794 | 908.3766 | 809.6794 | 8040 | 809.6794 | 908.3766 | 978.2313 | 312.8719 | 1911 | 1577 | 4274 | 5219 | 5237 | 2149 | 8260 | 872 | 640.6017 | 698.9978 | 963.2653 | 231.1306
| 8041 | 785.471 | 784.6878 | 855.4502 | 784.6878 | 784.6878 | 855.4502 | 784.6878 | 784.6878 | 855.4502 | 784.6878 | 989.1156 | 308.1741 | 784.6878 | 855.4502 | 784.6878 | 8041 | 784.6879 | 855.4502 | 989.1157 | 308.1741 | 2704 | 5279 | 1115 | 5353 | 5051 | 3792 | 8149 | 790 | 640.6017 | 698.9411 | 963.2653 | 231.1306
| 8042 | 778.1731 | 771.8076 | 859.8282 | 771.8076 | 771.8076 | 859.8282 | 771.8076 | 771.8076 | 859.8282 | 771.8076 | 972.7891 | 307.8609 | 771.8076 | 859.8282 | 771.8076 | 8042 | 771.8076 | 859.8282 | 972.7891 | 307.861 | 3191 | 4994 | 6139 | 5369 | 5844 | 6814 | 8069 | 7879 | 640.4575 | 698.6308 | 963.2653 | 230.8174
| 8043 | 769.2792 | 752.5352 | 863.1112 | 752.5352 | 752.5352 | 863.1112 | 752.5352 | 752.5352 | 863.1112 | 752.5352 | 987.7551 | 309.4269 | 752.5352 | 863.1112 | 752.5352 | 8043 | 752.5352 | 863.1112 | 987.7551 | 309.4269 | 3920 | 4762 | 1385 | 5312 | 206 | 3865 | 8068 | 7300 | 640.4095 | 698.0741 | 963.2653 | 230.8174
| 8044 | 761.7408 | 734.6085 | 875.9444 | 734.6085 | 734.6085 | 875.9444 | 734.6085 | 734.6085 | 875.9444 | 734.6085 | 991.8367 | 291.8885 | 734.6085 | 875.9444 | 734.6085 | 8044 | 734.6086 | 875.9444 | 991.8367 | 291.8885 | 4615 | 3885 | 749 | 5893 | 4361 | 3635 | 8005 | 6761 | 640.3614 | 698.0741 | 963.2653 | 230.8174
| 8045 | 775.7127 | 748.2578 | 900.1953 | 748.2578 | 748.2578 | 900.1953 | 748.2578 | 748.2578 | 900.1953 | 748.2578 | 972.7891 | 300.3445 | 748.2578 | 900.1953 | 748.2578 | 8045 | 748.2578 | 900.1953 | 972.7891 | 300.3445 | 4069 | 2104 | 6138 | 5629 | 4240 | 8473 | 7925 | 4491 | 640.3134 | 698.0468 | 963.2653 | 230.8174
| 8046 | 786.5486 | 767.434 | 896.629 | 767.434 | 767.434 | 896.629 | 767.434 | 767.434 | 896.629 | 767.434 | 985.034 | 300.6577 | 767.434 | 896.629 | 767.434 | 8046 | 767.434 | 896.629 | 985.034 | 300.6577 | 3378 | 2350 | 2109 | 5618 | 6585 | 6348 | 7924 | 4421 | 640.2172 | 698.0226 | 963.2653 | 230.8174
| 8047 | 753.922 | 714.9998 | 892.5826 | 714.9998 | 714.9998 | 892.5826 | 714.9998 | 714.9998 | 892.5826 | 714.9998 | 975.5102 | 289.0698 | 714.9998 | 892.5826 | 714.9998 | 8047 | 714.9998 | 892.5826 | 975.5102 | 289.0698 | 5422 | 2660 | 5300 | 6003 | 5573 | 4984 | 7837 | 4420 | 640.2172 | 697.9647 | 963.2653 | 230.8174
| 8048 | 748.2529 | 705.9643 | 885.0123 | 705.9643 | 705.9643 | 885.0123 | 705.9643 | 705.9643 | 885.0123 | 705.9643 | 983.6735 | 304.1027 | 705.9643 | 885.0123 | 705.9643 | 8048 | 705.9643 | 885.0123 | 983.6735 | 304.1027 | 5831 | 3256 | 2457 | 5499 | 4786 | 3652 | 7757 | 244 | 640.1692 | 697.7039 | 963.2653 | 230.8174
| 8049 | 749.3116 | 696.0638 | 879.9702 | 696.0638 | 696.0638 | 879.9702 | 696.0638 | 696.0638 | 879.9702 | 696.0638 | 978.2313 | 423.7394 | 696.0638 | 879.9702 | 696.0638 | 8049 | 696.0638 | 879.9702 | 978.2313 | 423.7394 | 6234 | 3604 | 4273 | 3097 | 4832 | 2829 | 7756 | 8538 | 640.1211 | 697.6757 | 963.2653 | 230.5042
| 8050 | 765.1871 | 708.6557 | 905.8095 | 708.6557 | 708.6557 | 905.8095 | 708.6557 | 708.6557 | 905.8095 | 708.6557 | 978.2313 | 441.9042 | 708.6557 | 905.8095 | 708.6557 | 8050 | 708.6557 | 905.8095 | 978.2313 | 441.9042 | 5691 | 1751 | 4272 | 2798 | 105 | 6353 | 7669 | 4574 | 640.0731 | 697.2818 | 963.2653 | 230.5042
| 8051 | 780.3895 | 733.5512 | 903.2789 | 733.5512 | 733.5512 | 903.2789 | 733.5512 | 733.5512 | 903.2789 | 733.5512 | 974.1497 | 469.7776 | 733.5512 | 903.2789 | 733.5512 | 8051 | 733.5512 | 903.2789 | 974.1497 | 469.7776 | 4666 | 1894 | 5720 | 2310 | 5572 | 2460 | 7589 | 4489 | 639.9289 | 697.2228 | 963.2653 | 230.5042
| 8052 | 766.4438 | 707.7426 | 908.6945 | 707.7426 | 707.7426 | 908.6945 | 707.7426 | 707.7426 | 908.6945 | 707.7426 | 976.8707 | 456.6239 | 707.7426 | 908.6945 | 707.7426 | 8052 | 707.7426 | 908.6945 | 976.8708 | 456.6239 | 5738 | 1561 | 4884 | 2540 | 6919 | 3651 | 7588 | 2384 | 639.8328 | 696.8046 | 963.2653 | 230.5042
| 8053 | 763.9386 | 713.1735 | 906.7031 | 713.1735 | 713.1735 | 906.7031 | 713.1735 | 713.1735 | 906.7031 | 713.1735 | 983.6735 | 379.2671 | 713.1735 | 906.7031 | 713.1735 | 8053 | 713.1735 | 906.7031 | 983.6735 | 379.2672 | 5499 | 1695 | 2456 | 3865 | 5223 | 4124 | 7501 | 1229 | 639.8328 | 696.5904 | 963.2653 | 230.5042
| 8054 | 779.2215 | 736.1945 | 922.1373 | 736.1945 | 736.1945 | 922.1373 | 736.1945 | 736.1945 | 922.1373 | 736.1945 | 983.6735 | 347.3223 | 736.1945 | 922.1373 | 736.1945 | 8054 | 736.1946 | 922.1373 | 983.6735 | 347.3223 | 4544 | 875 | 2455 | 4511 | 4238 | 6369 | 7421 | 746 | 639.7847 | 696.4857 | 963.2653 | 230.5042
| 8055 | 766.818 | 727.7839 | 895.5809 | 727.7839 | 727.7839 | 895.5809 | 727.7839 | 727.7839 | 895.5809 | 727.7839 | 970.068 | 360.7892 | 727.7839 | 895.5809 | 727.7839 | 8055 | 727.7839 | 895.5809 | 970.068 | 360.7892 | 4897 | 2426 | 6921 | 4252 | 1658 | 4628 | 7420 | 232 | 639.7847 | 696.3151 | 963.2653 | 230.5042
| 8056 | 771.3957 | 725.2848 | 917.8758 | 725.2848 | 725.2848 | 917.8758 | 725.2848 | 725.2848 | 917.8758 | 725.2848 | 976.8707 | 348.8882 | 725.2848 | 917.8758 | 725.2848 | 8056 | 725.2848 | 917.8758 | 976.8708 | 348.8882 | 4998 | 1090 | 4883 | 4482 | 7377 | 2441 | 7333 | 3799 | 639.6886 | 696.2679 | 963.2653 | 230.191
| 8057 | 785.1069 | 758.3506 | 925.3877 | 758.3506 | 758.3506 | 925.3877 | 758.3506 | 758.3506 | 925.3877 | 758.3506 | 978.2313 | 244.9107 | 758.3506 | 925.3877 | 758.3506 | 8057 | 758.3506 | 925.3877 | 978.2313 | 244.9108 | 3680 | 714 | 4271 | 7629 | 321 | 5305 | 7253 | 2023 | 639.6886 | 696.2288 | 963.2653 | 230.191
| 8058 | 792.3308 | 769.4526 | 913.3264 | 769.4526 | 769.4526 | 913.3264 | 769.4526 | 769.4526 | 913.3264 | 769.4526 | 983.6735 | 300.0313 | 769.4526 | 913.3264 | 769.4526 | 8058 | 769.4526 | 913.3264 | 983.6735 | 300.0313 | 3296 | 1296 | 2454 | 5638 | 3902 | 5647 | 7252 | 1838 | 639.6645 | 695.9228 | 963.2653 | 230.191
| 8059 | 849.0131 | 876.1955 | 909.2771 | 876.1955 | 876.1955 | 909.2771 | 876.1955 | 876.1955 | 909.2771 | 876.1955 | 927.8912 | 311.6192 | 876.1955 | 909.2771 | 876.1955 | 8059 | 876.1955 | 909.2771 | 927.8912 | 311.6192 | 731 | 1530 | 8712 | 5260 | 5560 | 2150 | 7165 | 1073 | 639.5925 | 695.8471 | 963.2653 | 230.191
| 8060 | 856.8417 | 885.1348 | 907.1855 | 885.1348 | 885.1348 | 907.1855 | 885.1348 | 885.1348 | 907.1855 | 885.1348 | 968.7075 | 317.2565 | 885.1348 | 907.1855 | 885.1348 | 8060 | 885.1348 | 907.1855 | 968.7075 | 317.2565 | 635 | 1661 | 7317 | 5114 | 6085 | 6807 | 7085 | 795 | 639.3041 | 695.8189 | 963.2653 | 230.191
| 8061 | 858.3329 | 898.3035 | 889.9873 | 898.3035 | 898.3035 | 889.9873 | 898.3035 | 898.3035 | 889.9873 | 898.3035 | 960.5442 | 309.7401 | 898.3035 | 889.9873 | 898.3035 | 8061 | 898.3035 | 889.9873 | 960.5442 | 309.7401 | 498 | 2845 | 8197 | 5308 | 5218 | 4991 | 7084 | 704 | 639.3041 | 695.643 | 963.2653 | 230.191
| 8062 | 855.4552 | 889.268 | 898.4995 | 889.268 | 889.268 | 898.4995 | 889.268 | 889.268 | 898.4995 | 889.268 | 974.1497 | 294.0808 | 889.268 | 898.4995 | 889.268 | 8062 | 889.268 | 898.4995 | 974.1497 | 294.0808 | 579 | 2219 | 5719 | 5821 | 5743 | 4309 | 6997 | 57 | 639.256 | 695.6076 | 963.2653 | 230.191
| 8063 | 828.5051 | 845.9653 | 886.1038 | 845.9653 | 845.9653 | 886.1038 | 845.9653 | 845.9653 | 886.1038 | 845.9653 | 980.9524 | 305.9818 | 845.9653 | 886.1038 | 845.9653 | 8063 | 845.9653 | 886.1038 | 980.9524 | 305.9818 | 1118 | 3148 | 3632 | 5433 | 6433 | 5309 | 6917 | 7324 | 639.208 | 695.5948 | 963.2653 | 229.8779
| 8064 | 785.4248 | 776.1811 | 878.2117 | 776.1811 | 776.1811 | 878.2117 | 776.1811 | 776.1811 | 878.2117 | 776.1811 | 971.4286 | 302.2236 | 776.1811 | 878.2117 | 776.1811 | 8064 | 776.1811 | 878.2117 | 971.4286 | 302.2236 | 3016 | 3734 | 6552 | 5560 | 8191 | 6815 | 6916 | 6586 | 639.0638 | 695.5294 | 963.2653 | 229.8779
| 8065 | 778.4342 | 761.1381 | 885.4503 | 761.1381 | 761.1381 | 885.4503 | 761.1381 | 761.1381 | 885.4503 | 761.1381 | 968.7075 | 298.4654 | 761.1381 | 885.4503 | 761.1381 | 8065 | 761.1381 | 885.4503 | 968.7075 | 298.4654 | 3591 | 3214 | 7316 | 5681 | 655 | 6826 | 6829 | 5416 | 639.0638 | 695.4969 | 963.2653 | 229.8779
| 8066 | 769.6472 | 744.5091 | 887.9024 | 744.5091 | 744.5091 | 887.9024 | 744.5091 | 744.5091 | 887.9024 | 744.5091 | 967.3469 | 300.0313 | 744.5091 | 887.9024 | 744.5091 | 8066 | 744.5091 | 887.9024 | 967.3469 | 300.0313 | 4199 | 2996 | 7484 | 5637 | 40 | 6810 | 6749 | 2502 | 638.9797 | 695.4616 | 963.2653 | 229.8779
| 8067 | 765.4482 | 741.4332 | 885.8052 | 741.4332 | 741.4332 | 885.8052 | 741.4332 | 741.4332 | 885.8052 | 741.4332 | 965.9864 | 275.6029 | 741.4332 | 885.8052 | 741.4332 | 8067 | 741.4332 | 885.8052 | 965.9864 | 275.6029 | 4334 | 3175 | 7787 | 6547 | 1041 | 8170 | 6748 | 1221 | 638.9196 | 695.3848 | 963.2653 | 229.8779
| 8068 | 761.5313 | 730.0428 | 889.3715 | 730.0428 | 730.0428 | 889.3715 | 730.0428 | 730.0428 | 889.3715 | 730.0428 | 963.2653 | 300.3445 | 730.0428 | 889.3715 | 730.0428 | 8068 | 730.0428 | 889.3715 | 963.2653 | 300.3445 | 4818 | 2887 | 8043 | 5628 | 5813 | 634 | 6661 | 980 | 638.8715 | 695.3847 | 963.2653 | 229.8779
| 8069 | 763.7389 | 733.0706 | 888.6154 | 733.0706 | 733.0706 | 888.6154 | 733.0706 | 733.0706 | 888.6154 | 733.0706 | 963.2653 | 310.0532 | 733.0706 | 888.6154 | 733.0706 | 8069 | 733.0706 | 888.6154 | 963.2653 | 310.0532 | 4692 | 2956 | 8042 | 5294 | 2194 | 3442 | 6581 | 268 | 638.8715 | 695.3771 | 963.2653 | 229.8779
| 8070 | 773.7285 | 743.0672 | 908.1511 | 743.0672 | 743.0672 | 908.1511 | 743.0672 | 743.0672 | 908.1511 | 743.0672 | 965.9864 | 289.0698 | 743.0672 | 908.1511 | 743.0672 | 8070 | 743.0672 | 908.1512 | 965.9864 | 289.0698 | 4266 | 1597 | 7786 | 6002 | 8189 | 2828 | 6580 | 165 | 638.8235 | 695.3121 | 963.2653 | 229.8779
| 8071 | 733.5345 | 674.1001 | 904.3939 | 674.1001 | 674.1001 | 904.3939 | 674.1001 | 674.1001 | 904.3939 | 674.1001 | 957.8231 | 301.2841 | 674.1001 | 904.3939 | 674.1001 | 8071 | 674.1001 | 904.3939 | 957.8231 | 301.2841 | 7175 | 1836 | 8348 | 5600 | 653 | 6359 | 6493 | 2688 | 638.8235 | 695.1051 | 963.2653 | 229.643
| 8072 | 726.5474 | 664.3437 | 900.2424 | 664.3437 | 664.3437 | 900.2424 | 664.3437 | 664.3437 | 900.2424 | 664.3437 | 945.5782 | 310.3664 | 664.3437 | 900.2424 | 664.3437 | 8072 | 664.3437 | 900.2424 | 945.5782 | 310.3664 | 7455 | 2096 | 8607 | 5285 | 6124 | 2286 | 6413 | 6773 | 638.6793 | 694.7873 | 963.2653 | 229.5647
| 8073 | 739.9861 | 695.8235 | 871.6726 | 695.8235 | 695.8235 | 871.6726 | 695.8235 | 695.8235 | 871.6726 | 695.8235 | 967.3469 | 339.1795 | 695.8235 | 871.6726 | 695.8235 | 8073 | 695.8235 | 871.6726 | 967.3469 | 339.1795 | 6245 | 4166 | 7483 | 4661 | 5920 | 5304 | 6412 | 5095 | 638.6793 | 694.548 | 963.2653 | 229.5647
| 8074 | 745.9604 | 686.8842 | 903.7817 | 686.8842 | 686.8842 | 903.7817 | 686.8842 | 686.8842 | 903.7817 | 686.8842 | 964.6259 | 368.6189 | 686.8842 | 903.7817 | 686.8842 | 8074 | 686.8842 | 903.7817 | 964.6259 | 368.6189 | 6653 | 1869 | 7983 | 4100 | 4350 | 4838 | 6325 | 4590 | 638.6312 | 694.5385 | 963.2653 | 229.5647
| 8075 | 732.1087 | 677.0318 | 877.6921 | 677.0318 | 677.0318 | 877.6921 | 677.0318 | 677.0318 | 877.6921 | 677.0318 | 967.3469 | 355.1519 | 677.0318 | 877.6921 | 677.0318 | 8075 | 677.0318 | 877.6921 | 967.3469 | 355.1519 | 7056 | 3777 | 7482 | 4351 | 4857 | 5303 | 6245 | 2395 | 638.439 | 694.5344 | 963.2653 | 229.5647
| 8076 | 740.696 | 684.7695 | 885.9494 | 684.7695 | 684.7695 | 885.9494 | 684.7695 | 684.7695 | 885.9494 | 684.7695 | 978.2313 | 369.5584 | 684.7695 | 885.9494 | 684.7695 | 8076 | 684.7696 | 885.9494 | 978.2313 | 369.5584 | 6746 | 3165 | 4270 | 4073 | 4660 | 5274 | 6244 | 2057 | 638.439 | 694.4422 | 963.2653 | 229.5647
| 8077 | 768.2237 | 735.7139 | 885.0321 | 735.7139 | 735.7139 | 885.0321 | 735.7139 | 735.7139 | 885.0321 | 735.7139 | 970.068 | 359.2233 | 735.7139 | 885.0321 | 735.7139 | 8077 | 735.714 | 885.0321 | 970.068 | 359.2233 | 4567 | 3253 | 6920 | 4274 | 5894 | 7246 | 6157 | 1071 | 638.3909 | 694.3291 | 963.2653 | 229.5647
| 8078 | 771.2654 | 725.1406 | 906.8789 | 725.1406 | 725.1406 | 906.8789 | 725.1406 | 725.1406 | 906.8789 | 725.1406 | 974.1497 | 394.9264 | 725.1406 | 906.8789 | 725.1406 | 8078 | 725.1406 | 906.8789 | 974.1497 | 394.9264 | 5003 | 1687 | 5718 | 3577 | 4637 | 5279 | 6077 | 1016 | 638.3429 | 694.0371 | 963.2653 | 229.5647
| 8079 | 788.3524 | 759.2637 | 898.1508 | 759.2637 | 759.2637 | 898.1508 | 759.2637 | 759.2637 | 898.1508 | 759.2637 | 972.7891 | 397.4319 | 759.2637 | 898.1508 | 759.2637 | 8079 | 759.2637 | 898.1509 | 972.7891 | 397.4319 | 3650 | 2245 | 6137 | 3536 | 36 | 2579 | 6076 | 5410 | 638.2467 | 693.9016 | 963.2653 | 229.2515
| 8080 | 732.1457 | 656.2695 | 912.2457 | 656.2695 | 656.2695 | 912.2457 | 656.2695 | 656.2695 | 912.2457 | 656.2695 | 970.068 | 380.8331 | 656.2695 | 912.2457 | 656.2695 | 8080 | 656.2695 | 912.2457 | 970.068 | 380.8331 | 7679 | 1364 | 6919 | 3824 | 123 | 1321 | 5989 | 2791 | 638.1987 | 693.746 | 963.2653 | 229.2515
| 8081 | 734.8286 | 677.0318 | 877.3146 | 677.0318 | 677.0318 | 877.3146 | 677.0318 | 677.0318 | 877.3146 | 677.0318 | 976.8707 | 385.2177 | 677.0318 | 877.3146 | 677.0318 | 8081 | 677.0318 | 877.3146 | 976.8708 | 385.2177 | 7055 | 3807 | 4882 | 3748 | 4895 | 2194 | 5909 | 813 | 638.0064 | 693.7171 | 963.2653 | 229.2515
| 8082 | 785.7219 | 775.8927 | 875.8055 | 775.8927 | 775.8927 | 875.8055 | 775.8927 | 775.8927 | 875.8055 | 775.8927 | 976.8707 | 312.8719 | 775.8927 | 875.8055 | 775.8927 | 8082 | 775.8927 | 875.8055 | 976.8708 | 312.8719 | 3036 | 3895 | 4881 | 5218 | 1 | 1322 | 5908 | 220 | 637.9584 | 693.6058 | 963.2653 | 229.2515
| 8083 | 869.6486 | 904.4552 | 900.9272 | 904.4552 | 904.4552 | 900.9272 | 904.4552 | 904.4552 | 900.9272 | 904.4552 | 956.4626 | 379.2671 | 904.4552 | 900.9272 | 904.4552 | 8083 | 904.4552 | 900.9272 | 956.4626 | 379.2672 | 442 | 2043 | 8404 | 3864 | 5385 | 4310 | 5821 | 6584 | 637.9103 | 693.5927 | 963.2653 | 228.9383
| 8084 | 886.1409 | 943.048 | 892.5212 | 943.048 | 943.048 | 892.5212 | 943.048 | 943.048 | 892.5212 | 943.048 | 971.4286 | 320.0752 | 943.048 | 892.5212 | 943.048 | 8084 | 943.048 | 892.5212 | 971.4286 | 320.0752 | 127 | 2668 | 6551 | 5058 | 5921 | 3872 | 5741 | 5420 | 637.8623 | 693.4528 | 963.2653 | 228.9383
| 8085 | 891.0445 | 955.1593 | 893.21 | 955.1593 | 955.1593 | 893.21 | 955.1593 | 955.1593 | 893.21 | 955.1593 | 975.5102 | 284.9984 | 955.1593 | 893.21 | 955.1593 | 8085 | 955.1593 | 893.21 | 975.5102 | 284.9984 | 76 | 2614 | 5299 | 6169 | 5932 | 3642 | 5740 | 2068 | 637.8142 | 693.4528 | 963.2653 | 228.9383
| 8086 | 887.2156 | 938.8667 | 911.9973 | 938.8667 | 938.8667 | 911.9973 | 938.8667 | 938.8667 | 911.9973 | 938.8667 | 983.6735 | 278.4215 | 938.8667 | 911.9973 | 938.8667 | 8086 | 938.8667 | 911.9973 | 983.6735 | 278.4216 | 148 | 1375 | 2453 | 6435 | 4446 | 2466 | 5653 | 1063 | 637.7661 | 693.4416 | 963.2653 | 228.9383
| 8087 | 859.6059 | 889.0758 | 912.7531 | 889.0758 | 889.0758 | 912.7531 | 889.0758 | 889.0758 | 912.7531 | 889.0758 | 983.6735 | 287.1907 | 889.0758 | 912.7531 | 889.0758 | 8087 | 889.0758 | 912.7531 | 983.6735 | 287.1907 | 582 | 1335 | 2452 | 6072 | 6099 | 6360 | 5573 | 844 | 637.7181 | 693.3916 | 963.2653 | 228.9383
| 8088 | 834.6113 | 846.9265 | 913.2554 | 846.9265 | 846.9265 | 913.2554 | 846.9265 | 846.9265 | 913.2554 | 846.9265 | 975.5102 | 280.6138 | 846.9265 | 913.2554 | 846.9265 | 8088 | 846.9265 | 913.2554 | 975.5102 | 280.6139 | 1102 | 1304 | 5298 | 6352 | 8187 | 999 | 5572 | 216 | 637.67 | 693.3473 | 963.2653 | 228.9383
| 8089 | 778.4972 | 757.7258 | 896.4616 | 757.7258 | 757.7258 | 896.4616 | 757.7258 | 757.7258 | 896.4616 | 757.7258 | 970.068 | 281.2402 | 757.7258 | 896.4616 | 757.7258 | 8089 | 757.7258 | 896.4616 | 970.068 | 281.2402 | 3708 | 2365 | 6918 | 6318 | 6113 | 3797 | 5485 | 768 | 637.67 | 693.2117 | 963.2653 | 228.86
| 8090 | 779.3259 | 759.7924 | 895.5933 | 759.7924 | 759.7924 | 895.5933 | 759.7924 | 759.7924 | 895.5933 | 759.7924 | 971.4286 | 278.4215 | 759.7924 | 895.5933 | 759.7924 | 8090 | 759.7924 | 895.5933 | 971.4286 | 278.4216 | 3629 | 2423 | 6550 | 6434 | 651 | 6361 | 5405 | 6923 | 637.67 | 693.1308 | 963.2653 | 228.6251
| 8091 | 773.1131 | 753.4003 | 888.2012 | 753.4003 | 753.4003 | 888.2012 | 753.4003 | 753.4003 | 888.2012 | 753.4003 | 967.3469 | 276.2293 | 753.4003 | 888.2012 | 753.4003 | 8091 | 753.4003 | 888.2012 | 967.3469 | 276.2293 | 3882 | 2980 | 7481 | 6525 | 6583 | 6368 | 5404 | 5417 | 637.622 | 692.9277 | 963.2653 | 228.6251
| 8092 | 766.7816 | 736.4829 | 895.7478 | 736.4829 | 736.4829 | 895.7478 | 736.4829 | 736.4829 | 895.7478 | 736.4829 | 974.1497 | 285.938 | 736.4829 | 895.7478 | 736.4829 | 8092 | 736.4829 | 895.7478 | 974.1497 | 285.938 | 4526 | 2414 | 5717 | 6128 | 4840 | 5000 | 5317 | 4576 | 637.622 | 692.6657 | 963.2653 | 228.6251
| 8093 | 767.4854 | 740.1355 | 894.4024 | 740.1355 | 740.1355 | 894.4024 | 740.1355 | 740.1355 | 894.4024 | 740.1355 | 975.5102 | 270.5919 | 740.1355 | 894.4024 | 740.1355 | 8093 | 740.1355 | 894.4024 | 975.5102 | 270.5919 | 4390 | 2503 | 5297 | 6735 | 4373 | 2461 | 5237 | 4472 | 637.622 | 692.568 | 963.2653 | 228.6251
| 8094 | 762.5826 | 728.6971 | 897.5306 | 728.6971 | 728.6971 | 897.5306 | 728.6971 | 728.6971 | 897.5306 | 728.6971 | 983.6735 | 272.7842 | 728.6971 | 897.5306 | 728.6971 | 8094 | 728.6971 | 897.5306 | 983.6735 | 272.7842 | 4862 | 2287 | 2451 | 6650 | 734 | 7250 | 5236 | 3064 | 637.622 | 692.5509 | 963.2653 | 228.6251
| 8095 | 756.5852 | 724.0832 | 889.1608 | 724.0832 | 724.0832 | 889.1608 | 724.0832 | 724.0832 | 889.1608 | 724.0832 | 982.3129 | 260.57 | 724.0832 | 889.1608 | 724.0832 | 8095 | 724.0832 | 889.1608 | 982.3129 | 260.57 | 5053 | 2908 | 3119 | 7070 | 134 | 5307 | 5149 | 2883 | 637.5499 | 692.2594 | 963.2653 | 228.6251
| 8096 | 738.5085 | 692.1228 | 888.798 | 692.1228 | 692.1228 | 888.798 | 692.1228 | 692.1228 | 888.798 | 692.1228 | 978.2313 | 268.7128 | 692.1228 | 888.798 | 692.1228 | 8096 | 692.1229 | 888.798 | 978.2313 | 268.7128 | 6415 | 2937 | 4269 | 6805 | 99 | 6380 | 5069 | 842 | 637.5258 | 692.1291 | 963.2653 | 228.6251
| 8097 | 723.0859 | 654.5874 | 891.9184 | 654.5874 | 654.5874 | 891.9184 | 654.5874 | 654.5874 | 891.9184 | 654.5874 | 982.3129 | 336.5174 | 654.5874 | 891.9184 | 654.5874 | 8097 | 654.5874 | 891.9184 | 982.3129 | 336.5174 | 7729 | 2714 | 3118 | 4713 | 5576 | 6406 | 5068 | 17 | 637.4778 | 692.0941 | 963.2653 | 228.4098
| 8098 | 707.3616 | 625.799 | 892.4609 | 625.799 | 625.799 | 892.4609 | 625.799 | 625.799 | 892.4609 | 625.799 | 986.3946 | 340.4322 | 625.799 | 892.4609 | 625.799 | 8098 | 625.799 | 892.4609 | 986.3946 | 340.4322 | 8309 | 2675 | 1748 | 4638 | 226 | 2269 | 4981 | 6101 | 637.4537 | 692.0807 | 963.2653 | 228.3119
| 8099 | 705.6607 | 613.4955 | 918.3991 | 613.4955 | 613.4955 | 918.3991 | 613.4955 | 613.4955 | 918.3991 | 613.4955 | 982.3129 | 315.3774 | 613.4955 | 918.3991 | 613.4955 | 8099 | 613.4955 | 918.3991 | 982.3129 | 315.3774 | 8481 | 1057 | 3117 | 5159 | 5909 | 6379 | 4901 | 5408 | 637.4297 | 692.0647 | 963.2653 | 228.3119
| 8100 | 708.9459 | 622.3386 | 914.6406 | 622.3386 | 622.3386 | 914.6406 | 622.3386 | 622.3386 | 914.6406 | 622.3386 | 978.2313 | 309.7401 | 622.3386 | 914.6406 | 622.3386 | 8100 | 622.3386 | 914.6406 | 978.2313 | 309.7401 | 8370 | 1240 | 4268 | 5307 | 6224 | 5280 | 4900 | 4233 | 637.3817 | 692.0007 | 963.2653 | 228.3119
| 8101 | 719.2913 | 641.4188 | 912.6352 | 641.4188 | 641.4188 | 912.6352 | 641.4188 | 641.4188 | 912.6352 | 641.4188 | 980.9524 | 307.2346 | 641.4188 | 912.6352 | 641.4188 | 8101 | 641.4188 | 912.6352 | 980.9524 | 307.2346 | 8022 | 1340 | 3631 | 5388 | 3898 | 2323 | 4813 | 2405 | 637.3096 | 691.9513 | 963.2653 | 228.3119
| 8102 | 732.4137 | 661.9888 | 904.4264 | 661.9888 | 661.9888 | 904.4264 | 661.9888 | 661.9888 | 904.4264 | 661.9888 | 980.9524 | 359.2233 | 661.9888 | 904.4264 | 661.9888 | 8102 | 661.9888 | 904.4264 | 980.9524 | 359.2233 | 7529 | 1834 | 3630 | 4273 | 8199 | 4122 | 4733 | 1010 | 637.2855 | 691.8952 | 963.2653 | 228.3119
| 8103 | 659.0704 | 661.412 | 613.7377 | 661.412 | 661.412 | 844.2058 | 661.412 | 661.412 | 613.7377 | 661.412 | 972.7891 | 277.482 | 661.412 | 613.7377 | 661.412 | 8103 | 661.412 | 613.7377 | 972.7891 | 277.482 | 7546 | 8509 | 6136 | 6468 | 5081 | 5275 | 4732 | 1005 | 637.2855 | 691.8419 | 963.2653 | 228.3119
| 8104 | 700.9319 | 677.8969 | 783.9852 | 677.8969 | 677.8969 | 783.9852 | 677.8969 | 677.8969 | 783.9852 | 677.8969 | 975.5102 | 278.4215 | 677.8969 | 783.9852 | 677.8969 | 8104 | 677.8969 | 783.9852 | 975.5102 | 278.4216 | 7019 | 7159 | 5296 | 6433 | 4769 | 4926 | 4645 | 703 | 637.2855 | 691.7768 | 963.2653 | 228.3119
| 8105 | 730.8844 | 691.9787 | 865.7393 | 691.9787 | 691.9787 | 865.7393 | 691.9787 | 691.9787 | 865.7393 | 691.9787 | 983.6735 | 249.9217 | 691.9787 | 865.7393 | 691.9787 | 8105 | 691.9787 | 865.7393 | 983.6735 | 249.9217 | 6421 | 4573 | 2450 | 7465 | 3848 | 5306 | 4565 | 188 | 637.2855 | 691.7694 | 963.2653 | 228.3119
| 8106 | 766.5847 | 758.5909 | 866.1669 | 758.5909 | 758.5909 | 866.1669 | 758.5909 | 758.5909 | 866.1669 | 758.5909 | 967.3469 | 231.4438 | 758.5909 | 866.1669 | 758.5909 | 8106 | 758.5909 | 866.1669 | 967.3469 | 231.4438 | 3669 | 4539 | 7480 | 8025 | 3824 | 5301 | 4564 | 34 | 637.2855 | 691.7545 | 963.2653 | 228.3119
| 8107 | 813.708 | 830.6339 | 882.0453 | 830.6339 | 830.6339 | 882.0453 | 830.6339 | 830.6339 | 882.0453 | 830.6339 | 980.9524 | 237.7075 | 830.6339 | 882.0453 | 830.6339 | 8107 | 830.6339 | 882.0453 | 980.9524 | 237.7075 | 1401 | 3455 | 3629 | 7853 | 3426 | 5278 | 4477 | 7919 | 637.2855 | 691.4601 | 963.2653 | 227.9988
| 8108 | 845.1002 | 885.2309 | 884.1036 | 885.2309 | 885.2309 | 884.1036 | 885.2309 | 885.2309 | 884.1036 | 885.2309 | 986.3946 | 226.746 | 885.2309 | 884.1036 | 885.2309 | 8108 | 885.2309 | 884.1036 | 986.3946 | 226.746 | 632 | 3317 | 1747 | 8135 | 663 | 997 | 4397 | 6084 | 637.2855 | 691.3992 | 963.2653 | 227.9988
| 8109 | 841.9009 | 878.166 | 893.3023 | 878.166 | 878.166 | 893.3023 | 878.166 | 878.166 | 893.3023 | 878.166 | 982.3129 | 205.7626 | 878.166 | 893.3023 | 878.166 | 8109 | 878.166 | 893.3023 | 982.3129 | 205.7626 | 705 | 2608 | 3116 | 8486 | 3160 | 8291 | 4396 | 4246 | 637.2375 | 691.3912 | 963.2653 | 227.9988
| 8110 | 815.2633 | 843.1297 | 871.9248 | 843.1297 | 843.1297 | 871.9248 | 843.1297 | 843.1297 | 871.9248 | 843.1297 | 971.4286 | 209.5208 | 843.1297 | 871.9248 | 843.1297 | 8110 | 843.1297 | 871.9248 | 971.4286 | 209.5208 | 1168 | 4154 | 6549 | 8431 | 5739 | 5273 | 4309 | 4076 | 637.1894 | 691.3521 | 963.2653 | 227.9988
| 8111 | 787.8423 | 792.9062 | 872.0574 | 792.9062 | 792.9062 | 872.0574 | 792.9062 | 792.9062 | 872.0574 | 792.9062 | 985.034 | 213.279 | 792.9062 | 872.0574 | 792.9062 | 8111 | 792.9062 | 872.0574 | 985.034 | 213.2791 | 2451 | 4143 | 2108 | 8378 | 6920 | 6130 | 4229 | 864 | 637.1414 | 691.3421 | 963.2653 | 227.9987
| 8112 | 759.7764 | 737.0596 | 867.0664 | 737.0596 | 737.0596 | 867.0664 | 737.0596 | 737.0596 | 867.0664 | 737.0596 | 987.7551 | 284.3721 | 737.0596 | 867.0664 | 737.0596 | 8112 | 737.0597 | 867.0664 | 987.7551 | 284.3721 | 4500 | 4471 | 1384 | 6188 | 1234 | 8389 | 4228 | 7922 | 637.0933 | 691.0808 | 963.2653 | 227.6856
| 8113 | 744.989 | 709.617 | 884.8371 | 709.617 | 709.617 | 884.8371 | 709.617 | 709.617 | 884.8371 | 709.617 | 987.7551 | 225.8065 | 709.617 | 884.8371 | 709.617 | 8113 | 709.617 | 884.8371 | 987.7551 | 225.8065 | 5657 | 3270 | 1383 | 8158 | 5584 | 8171 | 4141 | 7365 | 637.0452 | 691.0539 | 963.2653 | 227.6856
| 8114 | 742.4711 | 718.6524 | 849.6493 | 718.6524 | 718.6524 | 849.6493 | 718.6524 | 718.6524 | 849.6493 | 718.6524 | 995.9184 | 250.8613 | 718.6524 | 849.6493 | 718.6524 | 8114 | 718.6524 | 849.6493 | 995.9184 | 250.8613 | 5284 | 5665 | 224 | 7428 | 2386 | 635 | 4061 | 7303 | 637.0452 | 691.0539 | 963.2653 | 227.6856
| 8115 | 729.9355 | 691.2097 | 856.3808 | 691.2097 | 691.2097 | 856.3808 | 691.2097 | 691.2097 | 856.3808 | 691.2097 | 994.5578 | 269.3392 | 691.2097 | 856.3808 | 691.2097 | 8115 | 691.2097 | 856.3808 | 994.5578 | 269.3392 | 6452 | 5229 | 428 | 6781 | 5382 | 6362 | 4060 | 7301 | 636.9972 | 690.9081 | 963.2653 | 227.6856
| 8116 | 732.5894 | 691.4981 | 864.207 | 691.4981 | 691.4981 | 864.207 | 691.4981 | 691.4981 | 864.207 | 691.4981 | 991.8367 | 275.6029 | 691.4981 | 864.207 | 691.4981 | 8116 | 691.4981 | 864.207 | 991.8367 | 275.6029 | 6440 | 4697 | 748 | 6546 | 6590 | 6352 | 3973 | 4575 | 636.9491 | 690.5373 | 963.2653 | 227.6856
| 8117 | 739.1824 | 705.9643 | 858.9761 | 705.9643 | 705.9643 | 858.9761 | 705.9643 | 705.9643 | 858.9761 | 705.9643 | 991.8367 | 273.0974 | 705.9643 | 858.9761 | 705.9643 | 8117 | 705.9643 | 858.9761 | 991.8367 | 273.0974 | 5830 | 5062 | 747 | 6631 | 4233 | 2537 | 3893 | 4418 | 636.9491 | 690.3999 | 963.2653 | 227.6856
| 8118 | 766.9302 | 748.9306 | 870.5844 | 748.9306 | 748.9306 | 870.5844 | 748.9306 | 748.9306 | 870.5844 | 748.9306 | 982.3129 | 280.927 | 748.9306 | 870.5844 | 748.9306 | 8118 | 748.9307 | 870.5844 | 982.3129 | 280.927 | 4044 | 4242 | 3115 | 6333 | 6098 | 6821 | 3892 | 4077 | 636.901 | 690.3887 | 963.2653 | 227.6856
| 8119 | 743.6896 | 723.9391 | 842.9376 | 723.9391 | 723.9391 | 842.9376 | 723.9391 | 723.9391 | 842.9376 | 723.9391 | 972.7891 | 275.6029 | 723.9391 | 842.9376 | 723.9391 | 8119 | 723.9391 | 842.9376 | 972.7891 | 275.6029 | 5059 | 6061 | 6135 | 6545 | 4639 | 8392 | 3805 | 2905 | 636.853 | 690.1772 | 963.2653 | 227.6856
| 8120 | 690.5765 | 626.9044 | 842.1505 | 626.9044 | 626.9044 | 842.1505 | 626.9044 | 626.9044 | 842.1505 | 626.9044 | 986.3946 | 297.839 | 626.9044 | 842.1505 | 626.9044 | 8120 | 626.9044 | 842.1505 | 986.3946 | 297.839 | 8276 | 6110 | 1746 | 5700 | 6413 | 4658 | 3725 | 309 | 636.7569 | 690.1173 | 963.2653 | 227.6856
| 8121 | 729.3013 | 689.4314 | 850.4319 | 689.4314 | 689.4314 | 850.4319 | 689.4314 | 689.4314 | 850.4319 | 689.4314 | 959.1837 | 333.8553 | 689.4314 | 850.4319 | 689.4314 | 8121 | 689.4314 | 850.4319 | 959.1837 | 333.8553 | 6526 | 5596 | 8296 | 4759 | 3423 | 5302 | 3724 | 247 | 636.7569 | 690.1049 | 963.2653 | 227.6856
| 8122 | 750.078 | 706.3488 | 865.4763 | 706.3488 | 706.3488 | 865.4763 | 706.3488 | 706.3488 | 865.4763 | 706.3488 | 976.8707 | 411.5252 | 706.3488 | 865.4763 | 706.3488 | 8122 | 706.3488 | 865.4763 | 976.8708 | 411.5252 | 5805 | 4599 | 4880 | 3288 | 733 | 6740 | 3637 | 245 | 636.7569 | 690.0055 | 963.2653 | 227.6856
| 8123 | 721.6863 | 683.6642 | 808.3376 | 683.6642 | 683.6642 | 808.3376 | 683.6642 | 683.6642 | 808.3376 | 683.6642 | 985.034 | 415.9098 | 683.6642 | 808.3376 | 683.6642 | 8123 | 683.6642 | 808.3376 | 985.034 | 415.9098 | 6794 | 7020 | 2107 | 3220 | 4 | 2465 | 3557 | 41 | 636.7569 | 689.8852 | 963.2653 | 227.6856
| 8124 | 735.3919 | 692.1228 | 852.9328 | 692.1228 | 692.1228 | 852.9328 | 692.1228 | 692.1228 | 852.9328 | 692.1228 | 989.1156 | 357.6574 | 692.1228 | 852.9328 | 692.1228 | 8124 | 692.1229 | 852.9328 | 989.1157 | 357.6574 | 6414 | 5431 | 1114 | 4306 | 7903 | 2287 | 3556 | 7261 | 636.6607 | 689.8389 | 963.2653 | 227.3724
| 8125 | 741.3851 | 693.7569 | 873.5134 | 693.7569 | 693.7569 | 873.5134 | 693.7569 | 693.7569 | 873.5134 | 693.7569 | 986.3946 | 348.8882 | 693.7569 | 873.5134 | 693.7569 | 8125 | 693.7569 | 873.5134 | 986.3946 | 348.8882 | 6346 | 4058 | 1745 | 4481 | 6916 | 8540 | 3469 | 6762 | 636.6607 | 689.77 | 963.2653 | 227.3724
| 8126 | 662.4747 | 672.5141 | 635.4428 | 672.5141 | 672.5141 | 635.4428 | 672.5141 | 672.5141 | 635.4428 | 672.5141 | 983.6735 | 369.0886 | 672.5141 | 635.4428 | 672.5141 | 8126 | 672.5141 | 635.4428 | 983.6735 | 369.0886 | 7222 | 8452 | 2449 | 4091 | 6078 | 6739 | 3389 | 6110 | 636.6607 | 689.7449 | 963.2653 | 227.3724
| 8127 | 711.6544 | 684.361 | 792.9969 | 684.361 | 684.361 | 792.9969 | 684.361 | 684.361 | 792.9969 | 684.361 | 987.7551 | 328.5312 | 684.361 | 792.9969 | 684.361 | 8127 | 684.361 | 792.9969 | 987.7551 | 328.5312 | 6765 | 7111 | 1382 | 4865 | 4788 | 4995 | 3388 | 4488 | 636.5646 | 689.4832 | 963.2653 | 227.3724
| 8128 | 668.4801 | 585.0435 | 842.4792 | 585.0435 | 585.0435 | 842.4792 | 585.0435 | 585.0435 | 842.4792 | 585.0435 | 987.7551 | 320.7015 | 585.0435 | 842.4792 | 585.0435 | 8128 | 585.0435 | 842.4793 | 987.7551 | 320.7015 | 8745 | 6090 | 1381 | 5038 | 103 | 5312 | 3301 | 956 | 636.5646 | 689.4417 | 963.2653 | 227.3724
| 8129 | 724.0509 | 669.5343 | 878.5577 | 669.5343 | 669.5343 | 878.5577 | 669.5343 | 669.5343 | 878.5577 | 669.5343 | 1000 | 266.2073 | 669.5343 | 878.5577 | 669.5343 | 8129 | 669.5343 | 878.5577 | 1000 | 266.2073 | 7318 | 3704 | 4 | 6890 | 4784 | 3868 | 3221 | 2692 | 636.5166 | 689.3398 | 963.2653 | 227.2158
| 8130 | 741.0459 | 762.7721 | 734.2467 | 762.7721 | 762.7721 | 734.2467 | 762.7721 | 762.7721 | 734.2467 | 762.7721 | 980.9524 | 354.5255 | 762.7721 | 734.2467 | 762.7721 | 8130 | 762.7722 | 734.2467 | 980.9524 | 354.5255 | 3528 | 7646 | 3628 | 4364 | 4831 | 3638 | 3220 | 4483 | 636.4204 | 689.3398 | 963.2653 | 227.0592
| 8131 | 782.2434 | 783.5824 | 851.2406 | 783.5824 | 783.5824 | 851.2406 | 783.5824 | 783.5824 | 851.2406 | 783.5824 | 995.9184 | 281.8666 | 783.5824 | 851.2406 | 783.5824 | 8131 | 783.5825 | 851.2406 | 995.9184 | 281.8666 | 2741 | 5546 | 223 | 6290 | 6772 | 6382 | 3133 | 3032 | 636.1801 | 689.3321 | 963.2653 | 227.0592
| 8132 | 790.4703 | 788.2443 | 863.3101 | 788.2443 | 788.2443 | 863.3101 | 788.2443 | 788.2443 | 863.3101 | 788.2443 | 978.2313 | 329.1575 | 788.2443 | 863.3101 | 788.2443 | 8132 | 788.2443 | 863.3101 | 978.2313 | 329.1575 | 2603 | 4749 | 4267 | 4844 | 4743 | 8475 | 3053 | 1008 | 636.1321 | 689.2611 | 963.2653 | 227.0592
| 8133 | 818.1472 | 831.5471 | 879.6194 | 831.5471 | 831.5471 | 879.6194 | 831.5471 | 831.5471 | 879.6194 | 831.5471 | 993.1973 | 290.0094 | 831.5471 | 879.6194 | 831.5471 | 8133 | 831.5471 | 879.6194 | 993.1973 | 290.0094 | 1377 | 3627 | 584 | 5960 | 5935 | 7251 | 3052 | 11 | 635.8918 | 689.2151 | 963.2653 | 227.0592
| 8134 | 818.7903 | 838.4198 | 865.9055 | 838.4198 | 838.4198 | 865.9055 | 838.4198 | 838.4198 | 865.9055 | 838.4198 | 994.5578 | 297.5258 | 838.4198 | 865.9055 | 838.4198 | 8134 | 838.4198 | 865.9055 | 994.5578 | 297.5258 | 1249 | 4562 | 427 | 5709 | 5725 | 6356 | 2965 | 8 | 635.8918 | 689.0501 | 963.2653 | 226.9026
| 8135 | 762.7159 | 743.4037 | 863.7887 | 743.4037 | 743.4037 | 863.7887 | 743.4037 | 743.4037 | 863.7887 | 743.4037 | 972.7891 | 302.85 | 743.4037 | 863.7887 | 743.4037 | 8135 | 743.4037 | 863.7887 | 972.7891 | 302.85 | 4252 | 4714 | 6134 | 5538 | 5430 | 4999 | 2885 | 8108 | 635.8918 | 688.9443 | 963.2653 | 226.746
| 8136 | 768.9695 | 746.4796 | 878.1024 | 746.4796 | 746.4796 | 878.1024 | 746.4796 | 746.4796 | 878.1024 | 746.4796 | 993.1973 | 288.1303 | 746.4796 | 878.1024 | 746.4796 | 8136 | 746.4796 | 878.1024 | 993.1973 | 288.1303 | 4129 | 3744 | 583 | 6033 | 5722 | 3889 | 2884 | 6118 | 635.8437 | 688.9266 | 963.2653 | 226.746
| 8137 | 770.5804 | 755.8514 | 862.3886 | 755.8514 | 755.8514 | 862.3886 | 755.8514 | 755.8514 | 862.3886 | 755.8514 | 990.4762 | 301.2841 | 755.8514 | 862.3886 | 755.8514 | 8137 | 755.8514 | 862.3886 | 990.4762 | 301.2841 | 3784 | 4817 | 997 | 5599 | 5240 | 3645 | 2797 | 4581 | 635.8437 | 688.9266 | 963.2653 | 226.746
| 8138 | 754.4766 | 735.5217 | 847.7755 | 735.5217 | 735.5217 | 847.7755 | 735.5217 | 735.5217 | 847.7755 | 735.5217 | 998.6395 | 288.7567 | 735.5217 | 847.7755 | 735.5217 | 8138 | 735.5217 | 847.7755 | 998.6395 | 288.7567 | 4578 | 5789 | 60 | 6015 | 4789 | 6378 | 2717 | 4232 | 635.8437 | 688.9177 | 963.2653 | 226.746
| 8139 | 751.4585 | 730.5714 | 849.7505 | 730.5714 | 730.5714 | 849.7505 | 730.5714 | 730.5714 | 849.7505 | 730.5714 | 995.9184 | 280.927 | 730.5714 | 849.7505 | 730.5714 | 8139 | 730.5715 | 849.7505 | 995.9184 | 280.927 | 4795 | 5651 | 222 | 6332 | 4783 | 6128 | 2716 | 3063 | 635.5553 | 688.8553 | 963.2653 | 226.746
| 8140 | 734.1674 | 703.6574 | 845.7537 | 703.6574 | 703.6574 | 845.7537 | 703.6574 | 703.6574 | 845.7537 | 703.6574 | 986.3946 | 279.6743 | 703.6574 | 845.7537 | 703.6574 | 8140 | 703.6574 | 845.7537 | 986.3946 | 279.6743 | 5923 | 5921 | 1744 | 6380 | 4206 | 5277 | 2629 | 2756 | 635.5553 | 688.8095 | 963.2653 | 226.746
| 8141 | 741.8103 | 718.4601 | 844.9587 | 718.4601 | 718.4601 | 844.9587 | 718.4601 | 718.4601 | 844.9587 | 718.4601 | 989.1156 | 268.7128 | 718.4601 | 844.9587 | 718.4601 | 8141 | 718.4601 | 844.9587 | 989.1157 | 268.7128 | 5290 | 5956 | 1113 | 6804 | 4071 | 2462 | 2549 | 2664 | 635.5553 | 688.5544 | 963.2653 | 226.746
| 8142 | 779.6449 | 771.2308 | 870.9988 | 771.2308 | 771.2308 | 870.9988 | 771.2308 | 771.2308 | 870.9988 | 771.2308 | 995.9184 | 265.2678 | 771.2308 | 870.9988 | 771.2308 | 8142 | 771.2308 | 870.9988 | 995.9184 | 265.2678 | 3217 | 4209 | 221 | 6919 | 4920 | 6366 | 2548 | 1036 | 635.4592 | 688.4233 | 963.2653 | 226.746
| 8143 | 778.9385 | 776.2292 | 861.8582 | 776.2292 | 776.2292 | 861.8582 | 776.2292 | 776.2292 | 861.8582 | 776.2292 | 974.1497 | 273.7238 | 776.2292 | 861.8582 | 776.2292 | 8143 | 776.2292 | 861.8582 | 974.1497 | 273.7238 | 3012 | 4867 | 5716 | 6612 | 5726 | 6377 | 2461 | 572 | 635.3631 | 688.2992 | 963.2653 | 226.746
| 8144 | 754.5591 | 735.5698 | 846.5665 | 735.5698 | 735.5698 | 846.5665 | 735.5698 | 735.5698 | 846.5665 | 735.5698 | 986.3946 | 306.6082 | 735.5698 | 846.5665 | 735.5698 | 8144 | 735.5698 | 846.5665 | 986.3946 | 306.6082 | 4572 | 5859 | 1743 | 5416 | 5885 | 2586 | 2381 | 6067 | 635.267 | 688.2931 | 963.2653 | 226.4328
| 8145 | 751.6645 | 724.1794 | 847.318 | 724.1794 | 724.1794 | 847.318 | 724.1794 | 724.1794 | 847.318 | 724.1794 | 982.3129 | 358.2837 | 724.1794 | 847.318 | 724.1794 | 8145 | 724.1794 | 847.318 | 982.3129 | 358.2838 | 5047 | 5813 | 3114 | 4294 | 3395 | 3445 | 2380 | 1031 | 635.267 | 687.8128 | 963.2653 | 226.4328
| 8146 | 774.8754 | 753.977 | 862.9564 | 753.977 | 753.977 | 862.9564 | 753.977 | 753.977 | 862.9564 | 753.977 | 985.034 | 379.5803 | 753.977 | 862.9564 | 753.977 | 8146 | 753.977 | 862.9564 | 985.034 | 379.5803 | 3857 | 4776 | 2106 | 3851 | 2191 | 4994 | 2293 | 865 | 635.267 | 687.7741 | 963.2653 | 226.4328
| 8147 | 770.1345 | 752.8716 | 853.3064 | 752.8716 | 752.8716 | 853.3064 | 752.8716 | 752.8716 | 853.3064 | 752.8716 | 971.4286 | 374.2562 | 752.8716 | 853.3064 | 752.8716 | 8147 | 752.8716 | 853.3064 | 971.4286 | 374.2562 | 3910 | 5413 | 6548 | 3976 | 6761 | 2274 | 2213 | 753 | 635.2189 | 687.6874 | 963.2653 | 226.4328
| 8148 | 767.3986 | 732.3497 | 874.2661 | 732.3497 | 732.3497 | 874.2661 | 732.3497 | 732.3497 | 874.2661 | 732.3497 | 956.4626 | 431.2559 | 732.3497 | 874.2661 | 732.3497 | 8148 | 732.3497 | 874.2662 | 956.4626 | 431.2559 | 4722 | 4013 | 8403 | 2972 | 6252 | 8388 | 2212 | 108 | 635.2189 | 687.5432 | 963.2653 | 226.4328
| 8149 | 774.5225 | 746.0951 | 875.3325 | 746.0951 | 746.0951 | 875.3325 | 746.0951 | 746.0951 | 875.3325 | 746.0951 | 963.2653 | 409.9593 | 746.0951 | 875.3325 | 746.0951 | 8149 | 746.0951 | 875.3325 | 963.2653 | 409.9593 | 4142 | 3949 | 8041 | 3318 | 4756 | 5281 | 2125 | 6896 | 635.1468 | 687.4933 | 963.2653 | 226.1196
| 8150 | 738.4654 | 683.0394 | 879.934 | 683.0394 | 683.0394 | 879.934 | 683.0394 | 683.0394 | 879.934 | 683.0394 | 975.5102 | 378.954 | 683.0394 | 879.934 | 683.0394 | 8150 | 683.0394 | 879.934 | 975.5102 | 378.954 | 6825 | 3607 | 5295 | 3874 | 4826 | 4736 | 2045 | 4495 | 635.0747 | 687.4354 | 963.2653 | 226.1196
| 8151 | 748.4863 | 707.31 | 860.8672 | 707.31 | 707.31 | 860.8672 | 707.31 | 707.31 | 860.8672 | 707.31 | 997.2789 | 379.5803 | 707.31 | 860.8672 | 707.31 | 8151 | 707.31 | 860.8673 | 997.2789 | 379.5803 | 5758 | 4927 | 160 | 3850 | 2382 | 5288 | 2044 | 4242 | 634.9786 | 687.3926 | 963.2653 | 226.1196
| 8152 | 762.7687 | 761.1861 | 810.3143 | 761.1861 | 761.1861 | 810.3143 | 761.1861 | 761.1861 | 810.3143 | 761.1861 | 985.034 | 362.9815 | 761.1861 | 810.3143 | 761.1861 | 8152 | 761.1861 | 810.3143 | 985.034 | 362.9815 | 3588 | 6995 | 2105 | 4207 | 5679 | 4997 | 1957 | 3411 | 634.9306 | 687.0265 | 963.2653 | 226.1196
| 8153 | 764.2785 | 769.9332 | 793.2939 | 769.9332 | 769.9332 | 793.2939 | 769.9332 | 769.9332 | 793.2939 | 769.9332 | 998.6395 | 368.6189 | 769.9332 | 793.2939 | 769.9332 | 8153 | 769.9332 | 793.2939 | 998.6395 | 368.6189 | 3270 | 7109 | 59 | 4099 | 222 | 2037 | 1877 | 1903 | 634.8825 | 687.0202 | 963.2653 | 226.1196
| 8154 | 766.1779 | 732.3978 | 890.5435 | 732.3978 | 732.3978 | 890.5435 | 732.3978 | 732.3978 | 890.5435 | 732.3978 | 953.7415 | 351.3937 | 732.3978 | 890.5435 | 732.3978 | 8154 | 732.3978 | 890.5435 | 953.7415 | 351.3937 | 4719 | 2810 | 8504 | 4428 | 6918 | 6381 | 1876 | 992 | 634.7383 | 686.9819 | 963.2653 | 226.1196
| 8155 | 823.6944 | 829.2882 | 894.507 | 829.2882 | 829.2882 | 894.507 | 829.2882 | 829.2882 | 894.507 | 829.2882 | 975.5102 | 343.8772 | 829.2882 | 894.507 | 829.2882 | 8155 | 829.2882 | 894.507 | 975.5102 | 343.8772 | 1419 | 2492 | 5294 | 4567 | 6768 | 2273 | 1789 | 791 | 634.6903 | 686.7292 | 963.2653 | 226.1196
| 8156 | 836.7035 | 851.8287 | 909.1837 | 851.8287 | 851.8287 | 909.1837 | 851.8287 | 851.8287 | 909.1837 | 851.8287 | 972.7891 | 289.6962 | 851.8287 | 909.1837 | 851.8287 | 8156 | 851.8287 | 909.1837 | 972.7891 | 289.6962 | 1018 | 1539 | 6133 | 5974 | 4995 | 5289 | 1709 | 211 | 634.6422 | 686.6636 | 963.2653 | 226.1196
| 8157 | 832.7184 | 852.9341 | 887.2285 | 852.9341 | 852.9341 | 887.2285 | 852.9341 | 852.9341 | 887.2285 | 852.9341 | 976.8707 | 308.8005 | 852.9341 | 887.2285 | 852.9341 | 8157 | 852.9341 | 887.2285 | 976.8708 | 308.8005 | 1005 | 3048 | 4879 | 5336 | 5407 | 4993 | 1708 | 745 | 634.45 | 686.6491 | 963.2653 | 225.963
| 8158 | 818.3886 | 828.1828 | 884.6898 | 828.1828 | 828.1828 | 884.6898 | 828.1828 | 828.1828 | 884.6898 | 828.1828 | 989.1156 | 304.1027 | 828.1828 | 884.6898 | 828.1828 | 8158 | 828.1828 | 884.6898 | 989.1157 | 304.1027 | 1445 | 3284 | 1112 | 5498 | 3540 | 4109 | 1621 | 8113 | 634.3538 | 686.6071 | 963.2653 | 225.8065
| 8159 | 773.8962 | 758.0141 | 871.9467 | 758.0141 | 758.0141 | 871.9467 | 758.0141 | 758.0141 | 871.9467 | 758.0141 | 978.2313 | 304.4159 | 758.0141 | 871.9467 | 758.0141 | 8159 | 758.0141 | 871.9467 | 978.2313 | 304.4159 | 3693 | 4151 | 4266 | 5491 | 7639 | 3663 | 1541 | 7613 | 634.2577 | 686.6071 | 963.2653 | 225.8065
| 8160 | 740.9833 | 695.1987 | 884.893 | 695.1987 | 695.1987 | 884.893 | 695.1987 | 695.1987 | 884.893 | 695.1987 | 970.068 | 302.5368 | 695.1987 | 884.893 | 695.1987 | 8160 | 695.1987 | 884.8931 | 970.068 | 302.5368 | 6272 | 3267 | 6917 | 5548 | 4945 | 5308 | 1540 | 7585 | 634.2577 | 686.5981 | 963.2653 | 225.8065
| 8161 | 746.8371 | 699.1397 | 893.7873 | 699.1397 | 699.1397 | 893.7873 | 699.1397 | 699.1397 | 893.7873 | 699.1397 | 979.5918 | 307.8609 | 699.1397 | 893.7873 | 699.1397 | 8161 | 699.1397 | 893.7873 | 979.5918 | 307.861 | 6121 | 2554 | 4030 | 5368 | 6564 | 6354 | 1453 | 7080 | 634.2096 | 686.1835 | 963.2653 | 225.8065
| 8162 | 735.8239 | 694.4778 | 870.8091 | 694.4778 | 694.4778 | 870.8091 | 694.4778 | 694.4778 | 870.8091 | 694.4778 | 968.7075 | 293.7676 | 694.4778 | 870.8091 | 694.4778 | 8162 | 694.4778 | 870.8091 | 968.7075 | 293.7676 | 6312 | 4224 | 7315 | 5833 | 5090 | 4992 | 1373 | 6252 | 634.2096 | 686.0525 | 963.2653 | 225.8065
| 8163 | 737.695 | 683.6642 | 899.1906 | 683.6642 | 683.6642 | 899.1906 | 683.6642 | 683.6642 | 899.1906 | 683.6642 | 974.1497 | 287.5039 | 683.6642 | 899.1906 | 683.6642 | 8163 | 683.6642 | 899.1906 | 974.1497 | 287.5039 | 6793 | 2169 | 5715 | 6059 | 5893 | 6399 | 1372 | 4245 | 634.1135 | 686.036 | 963.2653 | 225.8065
| 8164 | 702.5084 | 623.6363 | 896.6633 | 623.6363 | 623.6363 | 896.6633 | 623.6363 | 623.6363 | 896.6633 | 623.6363 | 980.9524 | 278.4215 | 623.6363 | 896.6633 | 623.6363 | 8164 | 623.6363 | 896.6633 | 980.9524 | 278.4216 | 8350 | 2344 | 3627 | 6432 | 7089 | 3446 | 1285 | 2669 | 634.0655 | 685.7596 | 963.2653 | 225.8065
| 8165 | 727.9404 | 682.751 | 866.5847 | 682.751 | 682.751 | 866.5847 | 682.751 | 682.751 | 866.5847 | 682.751 | 980.9524 | 281.8666 | 682.751 | 866.5847 | 682.751 | 8165 | 682.751 | 866.5847 | 980.9524 | 281.8666 | 6840 | 4495 | 3626 | 6289 | 8188 | 8298 | 1205 | 1074 | 633.9213 | 685.4781 | 963.2653 | 225.8065
| 8166 | 742.3411 | 705.6279 | 870.7071 | 705.6279 | 705.6279 | 870.7071 | 705.6279 | 705.6279 | 870.7071 | 705.6279 | 987.7551 | 277.1688 | 705.6279 | 870.7071 | 705.6279 | 8166 | 705.6279 | 870.7071 | 987.7551 | 277.1688 | 5843 | 4232 | 1380 | 6479 | 3809 | 2270 | 1204 | 577 | 633.9213 | 685.2648 | 963.2653 | 225.8065
| 8167 | 716.3708 | 664.9205 | 863.5555 | 664.9205 | 664.9205 | 863.5555 | 664.9205 | 664.9205 | 863.5555 | 664.9205 | 976.8707 | 278.7347 | 664.9205 | 863.5555 | 664.9205 | 8167 | 664.9205 | 863.5555 | 976.8708 | 278.7347 | 7438 | 4731 | 4878 | 6415 | 652 | 2578 | 1117 | 217 | 633.9213 | 685.1686 | 963.2653 | 225.8065
| 8168 | 697.1889 | 632.8159 | 858.2523 | 632.8159 | 632.8159 | 858.2523 | 632.8159 | 632.8159 | 858.2523 | 632.8159 | 978.2313 | 286.8775 | 632.8159 | 858.2523 | 632.8159 | 8168 | 632.8159 | 858.2523 | 978.2313 | 286.8776 | 8182 | 5105 | 4265 | 6085 | 992 | 4620 | 1037 | 94 | 633.8732 | 685.1182 | 963.2653 | 225.8065
| 8169 | 680.8021 | 630.9896 | 791.0623 | 630.9896 | 630.9896 | 791.0623 | 630.9896 | 630.9896 | 791.0623 | 630.9896 | 971.4286 | 347.6355 | 630.9896 | 791.0623 | 630.9896 | 8169 | 630.9896 | 791.0623 | 971.4286 | 347.6355 | 8211 | 7128 | 6547 | 4506 | 4666 | 6816 | 1036 | 7932 | 633.7771 | 685.0596 | 963.2653 | 225.4933
| 8170 | 639.2176 | 604.9887 | 695.3847 | 604.9887 | 604.9887 | 695.3847 | 604.9887 | 604.9887 | 695.3847 | 604.9887 | 960.5442 | 367.0529 | 604.9887 | 695.3847 | 604.9887 | 8170 | 604.9887 | 695.3848 | 960.5442 | 367.0529 | 8584 | 8067 | 8196 | 4132 | 3159 | 8297 | 949 | 7760 | 633.681 | 684.9823 | 963.2653 | 225.4933
| 8171 | 631.5419 | 590.8588 | 691.0539 | 590.8588 | 590.8588 | 691.0539 | 590.8588 | 590.8588 | 691.0539 | 590.8588 | 976.8707 | 373.6298 | 590.8588 | 691.0539 | 590.8588 | 8171 | 590.8589 | 691.0539 | 976.8708 | 373.6298 | 8700 | 8113 | 4877 | 3989 | 5215 | 2645 | 869 | 4880 | 633.6329 | 684.7465 | 963.2653 | 225.4933
| 8172 | 635.3084 | 621.041 | 646.1748 | 621.041 | 621.041 | 646.1748 | 621.041 | 621.041 | 646.1748 | 621.041 | 967.3469 | 373.943 | 621.041 | 646.1748 | 621.041 | 8172 | 621.041 | 646.1748 | 967.3469 | 373.943 | 8392 | 8422 | 7479 | 3979 | 5762 | 2199 | 868 | 4484 | 633.3926 | 684.7465 | 963.2653 | 225.4933
| 8173 | 618.9278 | 623.8766 | 578.9345 | 623.8766 | 623.8766 | 578.9345 | 623.8766 | 623.8766 | 578.9345 | 623.8766 | 940.1361 | 418.1021 | 623.8766 | 578.9345 | 623.8766 | 8173 | 623.8766 | 578.9346 | 940.1361 | 418.1021 | 8345 | 8540 | 8659 | 3181 | 5575 | 3443 | 781 | 4416 | 633.2965 | 684.7289 | 963.2653 | 225.4933
| 8174 | 616.1087 | 642.0916 | 505.1253 | 642.0916 | 642.0916 | 624.031 | 642.0916 | 642.0916 | 505.1253 | 642.0916 | 946.9388 | 402.4428 | 642.0916 | 505.1253 | 642.0916 | 8174 | 642.0916 | 505.1253 | 946.9388 | 402.4429 | 8005 | 8599 | 8556 | 3440 | 4357 | 4837 | 701 | 4353 | 633.2004 | 684.6597 | 963.2653 | 225.4933
| 8175 | 661.0349 | 655.4044 | 669.1275 | 655.4044 | 655.4044 | 669.1275 | 655.4044 | 655.4044 | 669.1275 | 655.4044 | 979.5918 | 355.1519 | 655.4044 | 669.1275 | 655.4044 | 8175 | 655.4044 | 669.1275 | 979.5918 | 355.1519 | 7710 | 8298 | 4029 | 4350 | 4746 | 6383 | 700 | 2822 | 633.0562 | 684.5112 | 963.2653 | 225.4933
| 8176 | 675.9884 | 654.6355 | 725.3053 | 654.6355 | 654.6355 | 725.3053 | 654.6355 | 654.6355 | 725.3053 | 654.6355 | 970.068 | 355.4651 | 654.6355 | 725.3053 | 654.6355 | 8176 | 654.6355 | 725.3053 | 970.068 | 355.4651 | 7727 | 7735 | 6916 | 4343 | 5216 | 5285 | 613 | 7773 | 633.0081 | 684.2173 | 963.2653 | 225.1801
| 8177 | 672.2335 | 648.6759 | 724.0284 | 648.6759 | 648.6759 | 724.0284 | 648.6759 | 648.6759 | 724.0284 | 648.6759 | 972.7891 | 352.9596 | 648.6759 | 724.0284 | 648.6759 | 8177 | 648.6759 | 724.0284 | 972.7891 | 352.9596 | 7880 | 7753 | 6132 | 4400 | 4935 | 6129 | 533 | 2671 | 632.9601 | 684.1741 | 963.2653 | 225.1801
| 8178 | 698.3757 | 705.3395 | 708.7408 | 705.3395 | 705.3395 | 708.7408 | 705.3395 | 705.3395 | 708.7408 | 705.3395 | 986.3946 | 313.1851 | 705.3395 | 708.7408 | 705.3395 | 8178 | 705.3396 | 708.7408 | 986.3946 | 313.1851 | 5857 | 7940 | 1742 | 5213 | 182 | 5270 | 532 | 2495 | 632.9601 | 684.0678 | 963.2653 | 225.1801
| 8179 | 737.5653 | 780.7469 | 704.1041 | 780.7469 | 780.7469 | 704.1041 | 780.7469 | 780.7469 | 704.1041 | 780.7469 | 970.068 | 293.4544 | 780.7469 | 704.1041 | 780.7469 | 8179 | 780.7469 | 704.1041 | 970.068 | 293.4544 | 2844 | 7985 | 6915 | 5842 | 6586 | 6388 | 445 | 2064 | 632.912 | 683.9832 | 963.2653 | 225.1801
| 8180 | 756.5573 | 800.8843 | 724.9424 | 800.8843 | 800.8843 | 724.9424 | 800.8843 | 800.8843 | 724.9424 | 800.8843 | 983.6735 | 301.2841 | 800.8843 | 724.9424 | 800.8843 | 8180 | 800.8843 | 724.9424 | 983.6735 | 301.2841 | 2182 | 7742 | 2448 | 5598 | 5554 | 5282 | 365 | 1208 | 632.912 | 683.8925 | 963.2653 | 225.1801
| 8181 | 746.6475 | 784.6878 | 724.6085 | 784.6878 | 784.6878 | 724.6085 | 784.6878 | 784.6878 | 724.6085 | 784.6878 | 983.6735 | 293.4544 | 784.6878 | 724.6085 | 784.6878 | 8181 | 784.6879 | 724.6085 | 983.6735 | 293.4544 | 2703 | 7744 | 2447 | 5841 | 1664 | 8292 | 364 | 7302 | 632.912 | 683.8661 | 963.2653 | 224.8669
| 8182 | 729.0852 | 766.0403 | 703.022 | 766.0403 | 766.0403 | 703.022 | 766.0403 | 766.0403 | 703.022 | 766.0403 | 979.5918 | 287.1907 | 766.0403 | 703.022 | 766.0403 | 8182 | 766.0403 | 703.022 | 979.5918 | 287.1907 | 3429 | 7997 | 4028 | 6071 | 8168 | 5693 | 277 | 5094 | 632.8159 | 683.8629 | 963.2653 | 224.8669
| 8183 | 719.3976 | 710.3859 | 776.9443 | 710.3859 | 710.3859 | 776.9443 | 710.3859 | 710.3859 | 776.9443 | 710.3859 | 993.1973 | 287.5039 | 710.3859 | 776.9443 | 710.3859 | 8183 | 710.3859 | 776.9443 | 993.1973 | 287.5039 | 5626 | 7192 | 582 | 6058 | 632 | 2275 | 197 | 3223 | 632.8159 | 683.7999 | 963.2653 | 224.8669
| 8184 | 727.2928 | 688.6144 | 847.5532 | 688.6144 | 688.6144 | 847.5532 | 688.6144 | 688.6144 | 847.5532 | 688.6144 | 982.3129 | 300.6577 | 688.6144 | 847.5532 | 688.6144 | 8184 | 688.6144 | 847.5532 | 982.3129 | 300.6577 | 6570 | 5803 | 3113 | 5617 | 2270 | 4979 | 196 | 2402 | 632.7678 | 683.7537 | 963.2653 | 224.8669
| 8185 | 708.9108 | 656.0292 | 854.0163 | 656.0292 | 656.0292 | 854.0163 | 656.0292 | 656.0292 | 854.0163 | 656.0292 | 994.5578 | 265.8941 | 656.0292 | 854.0163 | 656.0292 | 8185 | 656.0292 | 854.0163 | 994.5578 | 265.8942 | 7688 | 5380 | 426 | 6902 | 4740 | 2649 | 109 | 2401 | 632.5756 | 683.7035 | 963.2653 | 224.8669
| 8186 | 698.4048 | 641.4188 | 845.0596 | 641.4188 | 641.4188 | 845.0596 | 641.4188 | 641.4188 | 845.0596 | 641.4188 | 990.4762 | 275.6029 | 641.4188 | 845.0596 | 641.4188 | 8186 | 641.4188 | 845.0596 | 990.4762 | 275.6029 | 8021 | 5944 | 996 | 6544 | 3855 | 2203 | 29 | 1011 | 632.4795 | 683.7035 | 963.2653 | 224.8669
| 8187 | 694.7682 | 637.67 | 843.5626 | 637.67 | 637.67 | 842.968 | 637.67 | 637.67 | 843.5626 | 637.67 | 975.5102 | 276.2293 | 637.67 | 843.5626 | 637.67 | 8187 | 637.67 | 843.5626 | 975.5102 | 276.2293 | 8088 | 6024 | 5293 | 6524 | 3831 | 1320 | 28 | 866 | 632.4795 | 683.2263 | 963.2653 | 224.8669
| 8188 | 692.2374 | 633.9213 | 840.8765 | 633.9213 | 633.9213 | 840.8765 | 633.9213 | 633.9213 | 840.8765 | 633.9213 | 979.5918 | 276.8556 | 633.9213 | 840.8765 | 633.9213 | 8188 | 633.9213 | 840.8765 | 979.5918 | 276.8556 | 8165 | 6181 | 4027 | 6495 | 6414 | 5276 | 8757 | 246 | 632.4314 | 683.1062 | 960.5442 | 224.8669
| 8189 | 700.8458 | 638.8235 | 859.8408 | 638.8235 | 638.8235 | 859.8408 | 638.8235 | 638.8235 | 859.8408 | 638.8235 | 985.034 | 276.8556 | 638.8235 | 859.8408 | 638.8235 | 8189 | 638.8235 | 859.8408 | 985.034 | 276.8556 | 8070 | 4990 | 2104 | 6494 | 6994 | 2577 | 8698 | 214 | 632.2872 | 682.8053 | 960.5442 | 224.8669
| 8190 | 733.8482 | 694.8623 | 867.2506 | 694.8623 | 694.8623 | 867.2506 | 694.8623 | 694.8623 | 867.2506 | 694.8623 | 965.9864 | 279.9875 | 694.8623 | 867.2506 | 694.8623 | 8190 | 694.8623 | 867.2506 | 965.9864 | 279.9875 | 6291 | 4457 | 7785 | 6368 | 4736 | 2311 | 8589 | 118 | 632.2392 | 682.758 | 960.5442 | 224.8669
| 8191 | 702.8426 | 639.0638 | 869.1461 | 639.0638 | 639.0638 | 869.1461 | 639.0638 | 639.0638 | 869.1461 | 639.0638 | 978.2313 | 272.471 | 639.0638 | 869.1461 | 639.0638 | 8191 | 639.0638 | 869.1461 | 978.2313 | 272.471 | 8064 | 4320 | 4264 | 6663 | 4754 | 6367 | 8530 | 2 | 632.1911 | 682.4857 | 960.5442 | 224.8669
| 8192 | 695.0487 | 620.9929 | 869.499 | 620.9929 | 620.9929 | 869.499 | 620.9929 | 620.9929 | 869.499 | 620.9929 | 980.9524 | 303.7895 | 620.9929 | 869.499 | 620.9929 | 8192 | 620.9929 | 869.499 | 980.9524 | 303.7895 | 8395 | 4301 | 3625 | 5509 | 5221 | 6349 | 8421 | 12 | 632.143 | 682.3311 | 960.5442 | 224.7103
| 8193 | 689.564 | 622.2425 | 848.716 | 622.2425 | 622.2425 | 848.716 | 622.2425 | 622.2425 | 848.716 | 622.2425 | 982.3129 | 298.7786 | 622.2425 | 848.716 | 622.2425 | 8193 | 622.2425 | 848.716 | 982.3129 | 298.7786 | 8373 | 5741 | 3112 | 5669 | 4750 | 6127 | 8362 | 6895 | 632.143 | 682.1787 | 960.5442 | 224.5537
| 8194 | 680.8663 | 613.928 | 826.4496 | 613.928 | 613.928 | 826.4496 | 613.928 | 613.928 | 826.4496 | 613.928 | 978.2313 | 336.674 | 613.928 | 826.4496 | 613.928 | 8194 | 613.928 | 826.4496 | 978.2313 | 336.674 | 8473 | 6714 | 4263 | 4707 | 5 | 6387 | 8253 | 6404 | 631.9508 | 681.9603 | 960.5442 | 224.5537
| 8195 | 700.0264 | 643.8218 | 839.925 | 643.8218 | 643.8218 | 785.6851 | 643.8218 | 643.8218 | 839.925 | 643.8218 | 974.1497 | 370.1848 | 643.8218 | 839.925 | 643.8218 | 8195 | 643.8218 | 839.925 | 974.1497 | 370.1848 | 7973 | 6221 | 5714 | 4062 | 3387 | 5298 | 8229 | 2048 | 631.9027 | 681.7107 | 960.5442 | 224.5537
| 8196 | 695.5135 | 619.1474 | 861.2959 | 619.1474 | 619.1474 | 861.2959 | 619.1474 | 619.1474 | 861.2959 | 619.1474 | 983.6735 | 355.1519 | 619.1474 | 861.2959 | 619.1474 | 8196 | 619.1474 | 861.296 | 983.6735 | 355.1519 | 8419 | 4902 | 2446 | 4349 | 5845 | 7577 | 8170 | 1035 | 631.8547 | 681.524 | 960.5442 | 224.5537
| 8197 | 690.7942 | 613.2552 | 862.2374 | 613.2552 | 613.2552 | 862.2374 | 613.2552 | 613.2552 | 862.2374 | 613.2552 | 965.9864 | 350.1409 | 613.2552 | 862.2374 | 613.2552 | 8197 | 613.2552 | 862.2374 | 965.9864 | 350.1409 | 8484 | 4833 | 7784 | 4450 | 4351 | 2464 | 8061 | 1034 | 631.8066 | 681.4844 | 960.5442 | 224.5537
| 8198 | 676.5536 | 594.944 | 845.7654 | 594.944 | 594.944 | 845.7654 | 594.944 | 594.944 | 845.7654 | 594.944 | 991.8367 | 337.3003 | 594.944 | 845.7654 | 594.944 | 8198 | 594.944 | 845.7655 | 991.8367 | 337.3004 | 8671 | 5918 | 746 | 4697 | 240 | 7245 | 7917 | 1006 | 631.6144 | 681.3602 | 960.5442 | 224.5537
| 8199 | 706.6763 | 637.2855 | 854.8071 | 637.2855 | 637.2855 | 854.8071 | 637.2855 | 637.2855 | 854.8071 | 637.2855 | 970.068 | 405.8879 | 637.2855 | 854.8071 | 637.2855 | 8199 | 637.2855 | 854.8071 | 970.068 | 405.8879 | 8102 | 5325 | 6914 | 3373 | 4855 | 2302 | 7858 | 215 | 631.5663 | 681.2068 | 960.5442 | 224.5537
| 8200 | 759.9381 | 742.9231 | 848.0783 | 742.9231 | 742.9231 | 848.0783 | 742.9231 | 742.9231 | 848.0783 | 742.9231 | 983.6735 | 319.762 | 742.9231 | 848.0783 | 742.9231 | 8200 | 742.9231 | 848.0783 | 983.6735 | 319.762 | 4273 | 5769 | 2445 | 5065 | 7095 | 5648 | 7749 | 7260 | 631.5182 | 681.0233 | 960.5442 | 224.2405
| 8201 | 778.7708 | 756.5242 | 866.3256 | 756.5242 | 756.5242 | 866.3256 | 756.5242 | 756.5242 | 866.3256 | 756.5242 | 989.1156 | 396.1791 | 756.5242 | 866.3256 | 756.5242 | 8201 | 756.5243 | 866.3256 | 989.1157 | 396.1792 | 3766 | 4517 | 1111 | 3555 | 126 | 5325 | 7690 | 2953 | 631.5182 | 681.0115 | 960.5442 | 224.2405
| 8202 | 791.5383 | 784.4956 | 865.0692 | 784.4956 | 784.4956 | 865.0692 | 784.4956 | 784.4956 | 865.0692 | 784.4956 | 982.3129 | 362.9815 | 784.4956 | 865.0692 | 784.4956 | 8202 | 784.4956 | 865.0692 | 982.3129 | 362.9815 | 2712 | 4626 | 3111 | 4206 | 2192 | 5269 | 7581 | 2576 | 631.4221 | 680.9491 | 960.5442 | 224.2405
| 8203 | 864.5801 | 909.2132 | 889.68 | 909.2132 | 909.2132 | 889.68 | 909.2132 | 909.2132 | 889.68 | 909.2132 | 982.3129 | 289.383 | 909.2132 | 889.68 | 909.2132 | 8203 | 909.2133 | 889.68 | 982.3129 | 289.383 | 393 | 2868 | 3110 | 5989 | 81 | 2295 | 7522 | 798 | 631.4221 | 680.9433 | 960.5442 | 224.2405
| 8204 | 861.3756 | 917.5758 | 864.7604 | 917.5758 | 917.5758 | 864.7604 | 917.5758 | 917.5758 | 864.7604 | 917.5758 | 991.8367 | 267.7733 | 917.5758 | 864.7604 | 917.5758 | 8204 | 917.5758 | 864.7604 | 991.8367 | 267.7733 | 326 | 4653 | 745 | 6836 | 8025 | 6391 | 7413 | 222 | 631.326 | 680.8404 | 960.5442 | 224.2405
| 8205 | 883.5514 | 936.704 | 904.1564 | 936.704 | 936.704 | 904.1564 | 936.704 | 936.704 | 904.1564 | 936.704 | 974.1497 | 285.3116 | 936.704 | 904.1564 | 936.704 | 8205 | 936.704 | 904.1564 | 974.1497 | 285.3116 | 165 | 1848 | 5713 | 6152 | 489 | 6350 | 7354 | 6082 | 631.326 | 680.6289 | 960.5442 | 223.9273
| 8206 | 865.0331 | 911.6163 | 889.8068 | 911.6163 | 911.6163 | 889.8068 | 911.6163 | 911.6163 | 889.8068 | 911.6163 | 971.4286 | 286.8775 | 911.6163 | 889.8068 | 911.6163 | 8206 | 911.6163 | 889.8068 | 971.4286 | 286.8776 | 364 | 2860 | 6546 | 6084 | 6752 | 6384 | 7245 | 6056 | 631.2779 | 680.4785 | 960.5442 | 223.9273
| 8207 | 847.3246 | 875.6668 | 895.8791 | 875.6668 | 875.6668 | 895.8791 | 875.6668 | 875.6668 | 895.8791 | 875.6668 | 987.7551 | 285.938 | 875.6668 | 895.8791 | 875.6668 | 8207 | 875.6669 | 895.8792 | 987.7551 | 285.938 | 740 | 2399 | 1379 | 6127 | 4836 | 5283 | 7186 | 5246 | 631.2779 | 680.1649 | 960.5442 | 223.9273
| 8208 | 821.427 | 836.8338 | 886.6157 | 836.8338 | 836.8338 | 886.6157 | 836.8338 | 836.8338 | 886.6157 | 836.8338 | 978.2313 | 280.6138 | 836.8338 | 886.6157 | 836.8338 | 8208 | 836.8338 | 886.6157 | 978.2313 | 280.6139 | 1268 | 3105 | 4262 | 6351 | 4739 | 6372 | 7077 | 4072 | 631.2299 | 679.9628 | 960.5442 | 223.9273
| 8209 | 769.3554 | 742.2021 | 889.8894 | 742.2021 | 742.2021 | 889.8894 | 742.2021 | 742.2021 | 889.8894 | 742.2021 | 989.1156 | 284.6852 | 742.2021 | 889.8894 | 742.2021 | 8209 | 742.2022 | 889.8894 | 989.1157 | 284.6853 | 4315 | 2854 | 1110 | 6180 | 5812 | 6741 | 7018 | 3221 | 631.1338 | 679.952 | 960.5442 | 223.9273
| 8210 | 768.7243 | 742.2502 | 892.7621 | 742.2502 | 742.2502 | 892.7621 | 742.2502 | 742.2502 | 892.7621 | 742.2502 | 972.7891 | 280.3007 | 742.2502 | 892.7621 | 742.2502 | 8210 | 742.2502 | 892.7621 | 972.7891 | 280.3007 | 4310 | 2647 | 6131 | 6361 | 4792 | 4621 | 6909 | 3044 | 631.0376 | 679.8214 | 960.5442 | 223.9273
| 8211 | 757.4896 | 720.2864 | 890.6516 | 720.2864 | 720.2864 | 890.6516 | 720.2864 | 720.2864 | 890.6516 | 720.2864 | 987.7551 | 292.2017 | 720.2864 | 890.6516 | 720.2864 | 8211 | 720.2865 | 890.6516 | 987.7551 | 292.2017 | 5219 | 2800 | 1378 | 5880 | 8169 | 1227 | 6850 | 846 | 630.9896 | 679.8147 | 960.5442 | 223.9273
| 8212 | 756.7609 | 718.8927 | 890.8079 | 718.8927 | 718.8927 | 890.8079 | 718.8927 | 718.8927 | 890.8079 | 718.8927 | 991.8367 | 288.4435 | 718.8927 | 890.8079 | 718.8927 | 8212 | 718.8927 | 890.8079 | 991.8367 | 288.4435 | 5276 | 2796 | 744 | 6025 | 5217 | 781 | 6741 | 221 | 630.9896 | 679.8147 | 960.5442 | 223.9273
| 8213 | 768.508 | 745.6145 | 883.5542 | 745.6145 | 745.6145 | 883.5542 | 745.6145 | 745.6145 | 883.5542 | 745.6145 | 972.7891 | 287.1907 | 745.6145 | 883.5542 | 745.6145 | 8213 | 745.6145 | 883.5542 | 972.7891 | 287.1907 | 4159 | 3356 | 6130 | 6070 | 4959 | 6375 | 6682 | 7930 | 630.9896 | 679.7973 | 960.5442 | 223.6142
| 8214 | 785.9062 | 765.3674 | 904.9341 | 765.3674 | 765.3674 | 904.9341 | 765.3674 | 765.3674 | 904.9341 | 765.3674 | 985.034 | 274.9765 | 765.3674 | 904.9341 | 765.3674 | 8214 | 765.3674 | 904.9341 | 985.034 | 274.9765 | 3453 | 1802 | 2103 | 6579 | 633 | 6401 | 6573 | 6764 | 630.9896 | 679.6946 | 960.5442 | 223.6142
| 8215 | 711.4735 | 693.036 | 788.0184 | 693.036 | 693.036 | 788.0184 | 693.036 | 693.036 | 788.0184 | 693.036 | 975.5102 | 288.7567 | 693.036 | 788.0184 | 693.036 | 8215 | 693.036 | 788.0184 | 975.5102 | 288.7567 | 6370 | 7143 | 5292 | 6014 | 3446 | 2279 | 6514 | 2884 | 630.8935 | 679.6575 | 960.5442 | 223.6142
| 8216 | 714.8141 | 690.7291 | 805.6504 | 690.7291 | 690.7291 | 805.6504 | 690.7291 | 690.7291 | 805.6504 | 690.7291 | 983.6735 | 275.2897 | 690.7291 | 805.6504 | 690.7291 | 8216 | 690.7291 | 805.6504 | 983.6735 | 275.2897 | 6475 | 7052 | 2444 | 6563 | 7086 | 6394 | 6405 | 2713 | 630.7012 | 679.6338 | 960.5442 | 223.6142
| 8217 | 742.4732 | 696.8809 | 886.7381 | 696.8809 | 696.8809 | 886.7381 | 696.8809 | 696.8809 | 886.7381 | 696.8809 | 978.2313 | 294.394 | 696.8809 | 886.7381 | 696.8809 | 8217 | 696.8809 | 886.7381 | 978.2313 | 294.394 | 6195 | 3087 | 4261 | 5810 | 3419 | 6822 | 6346 | 2479 | 630.6772 | 679.4504 | 960.5442 | 223.6142
| 8218 | 748.6533 | 706.4449 | 887.6744 | 706.4449 | 706.4449 | 887.6744 | 706.4449 | 706.4449 | 887.6744 | 706.4449 | 978.2313 | 300.6577 | 706.4449 | 887.6744 | 706.4449 | 8218 | 706.445 | 887.6744 | 978.2313 | 300.6577 | 5802 | 3013 | 4260 | 5616 | 160 | 4988 | 6237 | 765 | 630.6531 | 679.3367 | 960.5442 | 223.6142
| 8219 | 745.4595 | 696.7847 | 880.3164 | 696.7847 | 696.7847 | 880.3164 | 696.7847 | 696.7847 | 880.3164 | 696.7847 | 974.1497 | 366.7397 | 696.7847 | 880.3164 | 696.7847 | 8219 | 696.7847 | 880.3164 | 974.1497 | 366.7398 | 6201 | 3586 | 5712 | 4136 | 194 | 3444 | 6178 | 6585 | 630.6051 | 679.2103 | 960.5442 | 223.301
| 8220 | 755.1292 | 714.5192 | 873.7831 | 714.5192 | 714.5192 | 873.7831 | 714.5192 | 714.5192 | 873.7831 | 714.5192 | 976.8707 | 383.6517 | 714.5192 | 873.7831 | 714.5192 | 8220 | 714.5192 | 873.7831 | 976.8708 | 383.6517 | 5443 | 4042 | 4876 | 3779 | 6591 | 2285 | 6069 | 93 | 630.509 | 679.1462 | 960.5442 | 223.301
| 8221 | 752.857 | 714.6153 | 868.9486 | 714.6153 | 714.6153 | 868.9486 | 714.6153 | 714.6153 | 868.9486 | 714.6153 | 983.6735 | 363.6079 | 714.6153 | 868.9486 | 714.6153 | 8221 | 714.6153 | 868.9486 | 983.6735 | 363.6079 | 5437 | 4337 | 2443 | 4191 | 133 | 2271 | 6010 | 2710 | 630.4369 | 679.0169 | 960.5442 | 223.1444
| 8222 | 756.4839 | 725.9095 | 879.1762 | 725.9095 | 725.9095 | 879.1762 | 725.9095 | 725.9095 | 879.1762 | 725.9095 | 983.6735 | 283.1193 | 725.9095 | 879.1762 | 725.9095 | 8222 | 725.9096 | 879.1763 | 983.6735 | 283.1193 | 4975 | 3659 | 2442 | 6246 | 5236 | 8490 | 5901 | 6083 | 630.3648 | 678.9426 | 960.5442 | 222.9878
| 8223 | 735.0982 | 685.5385 | 865.6857 | 685.5385 | 685.5385 | 865.6857 | 685.5385 | 685.5385 | 865.6857 | 685.5385 | 970.068 | 374.2562 | 685.5385 | 865.6857 | 685.5385 | 8223 | 685.5385 | 865.6857 | 970.068 | 374.2562 | 6704 | 4578 | 6913 | 3975 | 4662 | 4986 | 5842 | 981 | 630.3648 | 678.8981 | 960.5442 | 222.9878
| 8224 | 763.8052 | 727.0149 | 883.6206 | 727.0149 | 727.0149 | 883.6206 | 727.0149 | 727.0149 | 883.6206 | 727.0149 | 976.8707 | 365.8002 | 727.0149 | 883.6206 | 727.0149 | 8224 | 727.015 | 883.6206 | 976.8708 | 365.8002 | 4925 | 3351 | 4875 | 4159 | 3845 | 6395 | 5733 | 793 | 630.0764 | 678.6909 | 960.5442 | 222.9878
| 8225 | 751.9823 | 695.1507 | 902.2622 | 695.1507 | 695.1507 | 902.2622 | 695.1507 | 695.1507 | 902.2622 | 695.1507 | 978.2313 | 379.2671 | 695.1507 | 902.2622 | 695.1507 | 8225 | 695.1507 | 902.2622 | 978.2313 | 379.2672 | 6279 | 1943 | 4259 | 3863 | 3821 | 2305 | 5674 | 102 | 630.0764 | 678.6739 | 960.5442 | 222.9878
| 8226 | 770.1577 | 750.1802 | 883.1128 | 750.1802 | 750.1802 | 883.1128 | 750.1802 | 750.1802 | 883.1128 | 750.1802 | 983.6735 | 264.6414 | 750.1802 | 883.1128 | 750.1802 | 8226 | 750.1802 | 883.1128 | 983.6735 | 264.6414 | 4003 | 3388 | 2441 | 6942 | 4870 | 2280 | 5565 | 6760 | 630.0284 | 678.5409 | 960.5442 | 222.6746
| 8227 | 801.5839 | 797.8084 | 897.5437 | 797.8084 | 797.8084 | 897.5437 | 797.8084 | 797.8084 | 897.5437 | 797.8084 | 927.8912 | 321.6411 | 797.8084 | 897.5437 | 797.8084 | 8227 | 797.8084 | 897.5437 | 927.8912 | 321.6411 | 2272 | 2283 | 8711 | 5012 | 5417 | 6477 | 5506 | 5089 | 629.9322 | 678.4926 | 960.5442 | 222.6746
| 8228 | 857.5966 | 906.2335 | 865.6728 | 906.2335 | 906.2335 | 865.6728 | 906.2335 | 906.2335 | 865.6728 | 906.2335 | 968.7075 | 325.0861 | 906.2335 | 865.6728 | 906.2335 | 8228 | 906.2335 | 865.6728 | 968.7075 | 325.0861 | 430 | 4581 | 7314 | 4946 | 5386 | 5272 | 5397 | 3019 | 629.8842 | 678.3067 | 960.5442 | 222.6746
| 8229 | 857.2685 | 899.8414 | 897.8272 | 899.8414 | 899.8414 | 897.8272 | 899.8414 | 899.8414 | 897.8272 | 899.8414 | 960.5442 | 251.1744 | 899.8414 | 897.8272 | 899.8414 | 8229 | 899.8414 | 897.8272 | 960.5442 | 251.1745 | 482 | 2266 | 8195 | 7417 | 6582 | 2276 | 5338 | 5247 | 629.7881 | 678.2372 | 960.5442 | 222.3614
| 8230 | 845.2999 | 885.9518 | 879.0621 | 885.9518 | 885.9518 | 879.0621 | 885.9518 | 885.9518 | 879.0621 | 885.9518 | 974.1497 | 256.1854 | 885.9518 | 879.0621 | 885.9518 | 8230 | 885.9519 | 879.0621 | 974.1497 | 256.1854 | 627 | 3664 | 5711 | 7232 | 5768 | 2284 | 5229 | 5090 | 629.7881 | 678.2121 | 960.5442 | 222.3614
| 8231 | 812.2968 | 819.2435 | 897.5378 | 819.2435 | 819.2435 | 897.5378 | 819.2435 | 819.2435 | 897.5378 | 819.2435 | 980.9524 | 247.103 | 819.2435 | 897.5378 | 819.2435 | 8231 | 819.2435 | 897.5378 | 980.9524 | 247.103 | 1647 | 2285 | 3624 | 7561 | 4355 | 4622 | 5170 | 4592 | 629.74 | 678.0352 | 960.5442 | 222.3614
| 8232 | 798.1159 | 791.8489 | 905.7014 | 791.8489 | 791.8489 | 905.7014 | 791.8489 | 791.8489 | 905.7014 | 791.8489 | 971.4286 | 244.5976 | 791.8489 | 905.7014 | 791.8489 | 8232 | 791.8489 | 905.7014 | 971.4286 | 244.5976 | 2483 | 1757 | 6545 | 7642 | 5383 | 5287 | 5061 | 2890 | 629.4997 | 678.0021 | 960.5442 | 222.3614
| 8233 | 858.1321 | 888.451 | 903.1776 | 888.451 | 888.451 | 903.1776 | 888.451 | 888.451 | 903.1776 | 888.451 | 989.1156 | 304.4159 | 888.451 | 903.1776 | 888.451 | 8233 | 888.451 | 903.1776 | 989.1157 | 304.4159 | 590 | 1899 | 1109 | 5490 | 4612 | 6373 | 5002 | 2693 | 629.4997 | 677.9746 | 960.5442 | 222.3614
| 8234 | 825.175 | 841.9282 | 890.5648 | 841.9282 | 841.9282 | 890.5648 | 841.9282 | 841.9282 | 890.5648 | 841.9282 | 972.7891 | 281.9762 | 841.9282 | 890.5648 | 841.9282 | 8234 | 841.9282 | 890.5648 | 972.7891 | 281.9762 | 1192 | 2808 | 6129 | 6288 | 6100 | 5284 | 4893 | 2452 | 629.4516 | 677.9709 | 960.5442 | 222.3614
| 8235 | 825.5589 | 837.5547 | 896.3149 | 837.5547 | 837.5547 | 896.3149 | 837.5547 | 837.5547 | 896.3149 | 837.5547 | 987.7551 | 284.3721 | 837.5547 | 896.3149 | 837.5547 | 8235 | 837.5547 | 896.3149 | 987.7551 | 284.3721 | 1259 | 2375 | 1377 | 6187 | 6921 | 5322 | 4834 | 1469 | 629.4036 | 677.8698 | 960.5442 | 222.3614
| 8236 | 808.1511 | 809.6314 | 886.5399 | 809.6314 | 809.6314 | 886.5399 | 809.6314 | 809.6314 | 886.5399 | 809.6314 | 991.8367 | 299.0683 | 809.6314 | 886.5399 | 809.6314 | 8236 | 809.6314 | 886.5399 | 991.8367 | 299.0683 | 1915 | 3115 | 743 | 5668 | 5577 | 5921 | 4725 | 13 | 629.4036 | 677.8427 | 960.5442 | 222.3614
| 8237 | 823.3402 | 833.9982 | 894.393 | 833.9982 | 833.9982 | 894.393 | 833.9982 | 833.9982 | 894.393 | 833.9982 | 972.7891 | 304.4159 | 833.9982 | 894.393 | 833.9982 | 8237 | 833.9982 | 894.393 | 972.7891 | 304.4159 | 1318 | 2505 | 6128 | 5489 | 4852 | 2324 | 4666 | 7594 | 629.2594 | 677.8184 | 960.5442 | 222.0482
| 8238 | 796.0213 | 789.1575 | 886.9631 | 789.1575 | 789.1575 | 886.9631 | 789.1575 | 789.1575 | 886.9631 | 789.1575 | 985.034 | 298.1522 | 789.1575 | 886.9631 | 789.1575 | 8238 | 789.1575 | 886.9631 | 985.034 | 298.1522 | 2572 | 3068 | 2102 | 5694 | 4970 | 5341 | 4557 | 5551 | 629.2113 | 677.7307 | 960.5442 | 222.0482
| 8239 | 776.5835 | 755.563 | 889.9881 | 755.563 | 755.563 | 889.9881 | 755.563 | 755.563 | 889.9881 | 755.563 | 975.5102 | 292.2017 | 755.563 | 889.9881 | 755.563 | 8239 | 755.563 | 889.9881 | 975.5102 | 292.2017 | 3805 | 2843 | 5291 | 5879 | 2557 | 2303 | 4498 | 4586 | 629.2113 | 677.597 | 960.5442 | 222.0482
| 8240 | 777.2073 | 760.0327 | 888.9428 | 760.0327 | 760.0327 | 888.9428 | 760.0327 | 760.0327 | 888.9428 | 760.0327 | 983.6735 | 261.1964 | 760.0327 | 888.9428 | 760.0327 | 8240 | 760.0327 | 888.9428 | 983.6735 | 261.1964 | 3620 | 2927 | 2440 | 7048 | 6587 | 5687 | 4389 | 2715 | 629.1633 | 677.5655 | 960.5442 | 222.0482
| 8241 | 799.5571 | 789.1094 | 897.6117 | 789.1094 | 789.1094 | 897.6117 | 789.1094 | 789.1094 | 897.6117 | 789.1094 | 978.2313 | 312.2455 | 789.1094 | 897.6117 | 789.1094 | 8241 | 789.1094 | 897.6117 | 978.2313 | 312.2455 | 2574 | 2280 | 4258 | 5240 | 130 | 6405 | 4330 | 2047 | 629.1633 | 677.4472 | 960.5442 | 222.0482
| 8242 | 786.1687 | 771.9998 | 890.2174 | 771.9998 | 771.9998 | 890.2174 | 771.9998 | 771.9998 | 890.2174 | 771.9998 | 978.2313 | 291.2621 | 771.9998 | 890.2174 | 771.9998 | 8242 | 771.9998 | 890.2174 | 978.2313 | 291.2621 | 3178 | 2828 | 4257 | 5915 | 3447 | 6035 | 4221 | 869 | 629.0191 | 677.3532 | 960.5442 | 222.0482
| 8243 | 794.7444 | 783.6786 | 896.5643 | 783.6786 | 783.6786 | 896.5643 | 783.6786 | 783.6786 | 896.5643 | 783.6786 | 974.1497 | 296.5863 | 783.6786 | 896.5643 | 783.6786 | 8243 | 783.6786 | 896.5643 | 974.1497 | 296.5863 | 2737 | 2356 | 5710 | 5744 | 4448 | 4998 | 4162 | 868 | 628.8749 | 676.6278 | 960.5442 | 222.0482
| 8244 | 800.2555 | 791.5605 | 896.9033 | 791.5605 | 791.5605 | 896.9033 | 791.5605 | 791.5605 | 896.9033 | 791.5605 | 976.8707 | 306.6082 | 791.5605 | 896.9033 | 791.5605 | 8244 | 791.5605 | 896.9033 | 976.8708 | 306.6082 | 2494 | 2328 | 4874 | 5415 | 5811 | 2278 | 4053 | 847 | 628.8268 | 676.6169 | 960.5442 | 222.0482
| 8245 | 807.4038 | 802.0378 | 895.1175 | 802.0378 | 802.0378 | 895.1175 | 802.0378 | 802.0378 | 895.1175 | 802.0378 | 983.6735 | 323.207 | 802.0378 | 895.1175 | 802.0378 | 8245 | 802.0378 | 895.1176 | 983.6735 | 323.207 | 2152 | 2456 | 2439 | 4987 | 4913 | 5342 | 3994 | 843 | 628.8268 | 676.5324 | 960.5442 | 222.0482
| 8246 | 801.6043 | 794.3 | 889.6687 | 794.3 | 794.3 | 889.6687 | 794.3 | 794.3 | 889.6687 | 794.3 | 983.6735 | 325.7125 | 794.3 | 889.6687 | 794.3 | 8246 | 794.3 | 889.6687 | 983.6735 | 325.7125 | 2388 | 2870 | 2438 | 4932 | 4755 | 5723 | 3885 | 794 | 628.6346 | 676.2721 | 960.5442 | 222.0482
| 8247 | 814.4174 | 803.9121 | 884.7891 | 803.9121 | 803.9121 | 884.7891 | 803.9121 | 803.9121 | 884.7891 | 803.9121 | 970.068 | 461.3216 | 803.9121 | 884.7891 | 803.9121 | 8247 | 803.9122 | 884.7891 | 970.068 | 461.3216 | 2097 | 3276 | 6912 | 2457 | 6108 | 6374 | 3826 | 6099 | 628.5865 | 676.2221 | 960.5442 | 221.7351
| 8248 | 790.3342 | 787.3312 | 868.5235 | 787.3312 | 787.3312 | 868.5235 | 787.3312 | 787.3312 | 868.5235 | 787.3312 | 976.8707 | 315.0642 | 787.3312 | 868.5235 | 787.3312 | 8248 | 787.3312 | 868.5236 | 976.8708 | 315.0642 | 2637 | 4376 | 4873 | 5171 | 5917 | 4856 | 3717 | 799 | 628.4424 | 676.0204 | 960.5442 | 221.735
| 8249 | 810.7436 | 812.6111 | 889.7611 | 812.6111 | 812.6111 | 889.7611 | 812.6111 | 812.6111 | 889.7611 | 812.6111 | 978.2313 | 312.2455 | 812.6111 | 889.7611 | 812.6111 | 8249 | 812.6111 | 889.7612 | 978.2313 | 312.2455 | 1836 | 2865 | 4256 | 5239 | 5287 | 8390 | 3658 | 7246 | 628.2982 | 675.9632 | 960.5442 | 221.4219
| 8250 | 831.4368 | 850.4349 | 881.734 | 850.4349 | 850.4349 | 881.734 | 850.4349 | 850.4349 | 881.734 | 850.4349 | 983.6735 | 326.0257 | 850.4349 | 881.734 | 850.4349 | 8250 | 850.435 | 881.734 | 983.6735 | 326.0257 | 1043 | 3478 | 2437 | 4923 | 6081 | 6385 | 3549 | 6290 | 628.1059 | 675.8748 | 960.5442 | 221.4219
| 8251 | 892.3404 | 957.5624 | 884.4121 | 957.5624 | 957.5624 | 884.4121 | 957.5624 | 957.5624 | 884.4121 | 957.5624 | 927.8912 | 366.7267 | 957.5624 | 884.4121 | 957.5624 | 8251 | 957.5624 | 884.4121 | 927.8912 | 366.7267 | 69 | 3293 | 8710 | 4142 | 7301 | 2306 | 3490 | 5587 | 628.0579 | 675.7249 | 960.5442 | 221.4219
| 8252 | 918.6679 | 1000 | 885.8822 | 1000 | 1000 | 885.8822 | 1000 | 1000 | 885.8822 | 1000 | 968.7075 | 349.1144 | 1000 | 885.8822 | 1000 | 8252 | 1000 | 885.8822 | 968.7075 | 349.1144 | 1 | 3172 | 7313 | 4478 | 5721 | 2297 | 3381 | 5429 | 628.0579 | 675.5937 | 960.5442 | 221.4219
| 8253 | 906.7061 | 971.8364 | 908.974 | 971.8364 | 971.8364 | 908.974 | 971.8364 | 971.8364 | 908.974 | 971.8364 | 960.5442 | 322.7546 | 971.8364 | 908.974 | 971.8364 | 8253 | 971.8364 | 908.974 | 960.5442 | 322.7546 | 26 | 1553 | 8194 | 4995 | 245 | 6390 | 3322 | 2789 | 628.0579 | 675.5763 | 960.5442 | 221.4219
| 8254 | 881.7681 | 933.4359 | 896.9757 | 933.4359 | 933.4359 | 896.9757 | 933.4359 | 933.4359 | 896.9757 | 933.4359 | 974.1497 | 315.2143 | 933.4359 | 896.9757 | 933.4359 | 8254 | 933.4359 | 896.9757 | 974.1497 | 315.2143 | 186 | 2323 | 5709 | 5168 | 3851 | 5343 | 3213 | 2788 | 628.0098 | 675.5536 | 960.5442 | 221.4219
| 8255 | 857.4748 | 889.9409 | 898.4944 | 889.9409 | 889.9409 | 898.4944 | 889.9409 | 889.9409 | 898.4944 | 889.9409 | 980.9524 | 310.1903 | 889.9409 | 898.4944 | 889.9409 | 8255 | 889.9409 | 898.4944 | 980.9524 | 310.1903 | 572 | 2221 | 3623 | 5292 | 3827 | 5455 | 3154 | 1012 | 628.0098 | 675.4934 | 960.5442 | 221.4219
| 8256 | 834.3311 | 852.7419 | 891.0016 | 852.7419 | 852.7419 | 891.0016 | 852.7419 | 852.7419 | 891.0016 | 852.7419 | 971.4286 | 323.2657 | 852.7419 | 891.0016 | 852.7419 | 8256 | 852.7419 | 891.0016 | 971.4286 | 323.2657 | 1008 | 2788 | 6544 | 4986 | 5092 | 4996 | 3045 | 771 | 627.9617 | 675.4545 | 960.5442 | 221.4219
| 8257 | 803.5448 | 825.8759 | 857.1331 | 825.8759 | 825.8759 | 857.1331 | 825.8759 | 825.8759 | 857.1331 | 825.8759 | 968.7075 | 245.3805 | 825.8759 | 857.1331 | 825.8759 | 8257 | 825.8759 | 857.1331 | 968.7075 | 245.3805 | 1485 | 5179 | 7312 | 7615 | 6107 | 8391 | 2986 | 96 | 627.9137 | 675.0652 | 960.5442 | 221.4219
| 8258 | 798.9383 | 795.3573 | 899.8664 | 795.3573 | 795.3573 | 899.8664 | 795.3573 | 795.3573 | 899.8664 | 795.3573 | 967.3469 | 255.4651 | 795.3573 | 899.8664 | 795.3573 | 8258 | 795.3573 | 899.8664 | 967.3469 | 255.4651 | 2356 | 2124 | 7478 | 7256 | 4877 | 6468 | 2877 | 6908 | 627.8957 | 674.9336 | 960.5442 | 221.1087
| 8259 | 801.4481 | 800.7882 | 898.8887 | 800.7882 | 800.7882 | 898.8887 | 800.7882 | 800.7882 | 898.8887 | 800.7882 | 965.9864 | 252.4272 | 800.7882 | 898.8887 | 800.7882 | 8259 | 800.7882 | 898.8887 | 965.9864 | 252.4272 | 2184 | 2197 | 7783 | 7369 | 729 | 3796 | 2818 | 5428 | 627.8176 | 674.8173 | 960.5442 | 221.1087
| 8260 | 800.9295 | 792.4256 | 905.2515 | 792.4256 | 792.4256 | 905.2515 | 792.4256 | 792.4256 | 905.2515 | 792.4256 | 963.2653 | 289.336 | 792.4256 | 905.2515 | 792.4256 | 8260 | 792.4256 | 905.2515 | 963.2653 | 289.3361 | 2462 | 1781 | 8040 | 5998 | 5558 | 2304 | 2709 | 5084 | 627.7695 | 674.8088 | 960.5442 | 221.1087
| 8261 | 808.6899 | 800.3076 | 914.8333 | 800.3076 | 800.3076 | 914.8333 | 800.3076 | 800.3076 | 914.8333 | 800.3076 | 963.2653 | 296.5993 | 800.3076 | 914.8333 | 800.3076 | 8261 | 800.3076 | 914.8333 | 963.2653 | 296.5993 | 2202 | 1224 | 8039 | 5743 | 4878 | 2312 | 2650 | 4234 | 627.6974 | 674.7476 | 960.5442 | 221.1087
| 8262 | 775.1029 | 746.2873 | 906.9521 | 746.2873 | 746.2873 | 906.9521 | 746.2873 | 746.2873 | 906.9521 | 746.2873 | 965.9864 | 287.3473 | 746.2873 | 906.9521 | 746.2873 | 8262 | 746.2873 | 906.9521 | 965.9864 | 287.3473 | 4136 | 1677 | 7782 | 6067 | 5582 | 3795 | 2541 | 1030 | 627.6734 | 674.636 | 960.5442 | 221.1087
| 8263 | 767.2917 | 724.5638 | 924.6701 | 724.5638 | 724.5638 | 924.6701 | 724.5638 | 724.5638 | 924.6701 | 724.5638 | 957.8231 | 289.0698 | 724.5638 | 924.6701 | 724.5638 | 8263 | 724.5639 | 924.6701 | 957.8231 | 289.0698 | 5030 | 750 | 8347 | 6001 | 209 | 5286 | 2482 | 7928 | 627.4331 | 674.6351 | 960.5442 | 220.7955
| 8264 | 762.2384 | 721.488 | 917.958 | 721.488 | 721.488 | 917.958 | 721.488 | 721.488 | 917.958 | 721.488 | 945.5782 | 282.0232 | 721.488 | 917.958 | 721.488 | 8264 | 721.488 | 917.958 | 945.5782 | 282.0232 | 5172 | 1083 | 8606 | 6287 | 4946 | 8536 | 2373 | 7774 | 627.385 | 674.6287 | 960.5442 | 220.7955
| 8265 | 739.7683 | 683.8564 | 899.6598 | 683.8564 | 683.8564 | 899.6598 | 683.8564 | 683.8564 | 899.6598 | 683.8564 | 967.3469 | 319.9186 | 683.8564 | 899.6598 | 683.8564 | 8265 | 683.8564 | 899.6598 | 967.3469 | 319.9186 | 6783 | 2134 | 7477 | 5064 | 125 | 6371 | 2314 | 7550 | 627.385 | 674.5207 | 960.5442 | 220.7955
| 8266 | 732.3742 | 661.8446 | 919.6979 | 661.8446 | 661.8446 | 919.6979 | 661.8446 | 661.8446 | 919.6979 | 661.8446 | 964.6259 | 315.0642 | 661.8446 | 919.6979 | 661.8446 | 8266 | 661.8446 | 919.6979 | 964.6259 | 315.0642 | 7535 | 990 | 7982 | 5170 | 6110 | 6386 | 2205 | 6111 | 627.2889 | 674.3736 | 960.5442 | 220.7955
| 8267 | 724.6175 | 664.2957 | 884.2268 | 664.2957 | 664.2957 | 884.2268 | 664.2957 | 664.2957 | 884.2268 | 664.2957 | 967.3469 | 326.0257 | 664.2957 | 884.2268 | 664.2957 | 8267 | 664.2957 | 884.2268 | 967.3469 | 326.0257 | 7461 | 3306 | 7476 | 4922 | 4888 | 5311 | 2146 | 6100 | 627.2408 | 673.9295 | 960.5442 | 220.7955
| 8268 | 709.2868 | 675.8302 | 801.06 | 675.8302 | 675.8302 | 801.06 | 675.8302 | 675.8302 | 801.06 | 675.8302 | 978.2313 | 340.902 | 675.8302 | 801.06 | 675.8302 | 8268 | 675.8303 | 801.06 | 978.2313 | 340.902 | 7107 | 7082 | 4255 | 4631 | 35 | 6363 | 2037 | 792 | 627.1808 | 673.8221 | 960.5442 | 220.7955
| 8269 | 731.7616 | 677.4163 | 876.5939 | 677.4163 | 677.4163 | 876.5939 | 677.4163 | 677.4163 | 876.5939 | 677.4163 | 970.068 | 348.8882 | 677.4163 | 876.5939 | 677.4163 | 8269 | 677.4163 | 876.5939 | 970.068 | 348.8882 | 7029 | 3847 | 6911 | 4480 | 7259 | 2272 | 1978 | 7777 | 627.0967 | 673.6575 | 960.5442 | 220.4823
| 8270 | 739.115 | 689.1911 | 881.3233 | 689.1911 | 689.1911 | 881.3233 | 689.1911 | 689.1911 | 881.3233 | 689.1911 | 974.1497 | 334.6383 | 689.1911 | 881.3233 | 689.1911 | 8270 | 689.1911 | 881.3233 | 974.1497 | 334.6383 | 6540 | 3518 | 5708 | 4752 | 4356 | 1387 | 1869 | 5421 | 627.0486 | 673.2836 | 960.5442 | 220.4823
| 8271 | 755.2617 | 731.8691 | 836.5744 | 731.8691 | 731.8691 | 836.5744 | 731.8691 | 731.8691 | 836.5744 | 731.8691 | 972.7891 | 399.6242 | 731.8691 | 836.5744 | 731.8691 | 8271 | 731.8691 | 836.5744 | 972.7891 | 399.6242 | 4742 | 6369 | 6127 | 3495 | 5886 | 2576 | 1810 | 2787 | 627.0005 | 673.1973 | 960.5442 | 220.4823
| 8272 | 749.2882 | 730.4753 | 838.4742 | 730.4753 | 730.4753 | 838.4742 | 730.4753 | 730.4753 | 838.4742 | 730.4753 | 970.068 | 322.2675 | 730.4753 | 838.4742 | 730.4753 | 8272 | 730.4753 | 838.4742 | 970.068 | 322.2675 | 4800 | 6284 | 6910 | 5003 | 5724 | 5347 | 1701 | 7936 | 627.0005 | 673.0261 | 960.5442 | 220.1691
| 8273 | 755.6284 | 745.23 | 815.7335 | 745.23 | 745.23 | 815.7335 | 745.23 | 745.23 | 815.7335 | 745.23 | 976.8707 | 377.1531 | 745.23 | 815.7335 | 745.23 | 8273 | 745.23 | 815.7335 | 976.8708 | 377.1532 | 4173 | 6921 | 4872 | 3911 | 4225 | 5688 | 1642 | 7776 | 627.0005 | 672.9784 | 960.5442 | 220.1691
| 8274 | 784.7983 | 817.225 | 778.6337 | 817.225 | 817.225 | 778.6337 | 817.225 | 817.225 | 778.6337 | 817.225 | 976.8707 | 357.9706 | 817.225 | 778.6337 | 817.225 | 8274 | 817.225 | 778.6337 | 976.8708 | 357.9706 | 1715 | 7181 | 4871 | 4301 | 5752 | 6466 | 1533 | 7604 | 626.9525 | 672.6973 | 960.5442 | 220.1691
| 8275 | 839.4554 | 903.3498 | 812.7311 | 903.3498 | 903.3498 | 812.7311 | 903.3498 | 903.3498 | 812.7311 | 903.3498 | 956.4626 | 318.1895 | 903.3498 | 812.7311 | 903.3498 | 8275 | 903.3498 | 812.7311 | 956.4626 | 318.1895 | 455 | 6966 | 8402 | 5102 | 4910 | 8460 | 1474 | 6267 | 626.9525 | 672.6807 | 960.5442 | 220.1691
| 8276 | 853.9587 | 925.5539 | 799.4191 | 925.5539 | 925.5539 | 799.4191 | 925.5539 | 925.5539 | 799.4191 | 925.5539 | 971.4286 | 381.8857 | 925.5539 | 799.4191 | 925.5539 | 8276 | 925.5539 | 799.4191 | 971.4286 | 381.8857 | 266 | 7087 | 6543 | 3808 | 8120 | 6478 | 1365 | 6251 | 626.9044 | 672.514 | 960.5442 | 220.1691
| 8277 | 855.2723 | 930.4561 | 813.5555 | 930.4561 | 930.4561 | 813.5555 | 930.4561 | 930.4561 | 813.5555 | 930.4561 | 975.5102 | 300.4315 | 930.4561 | 813.5555 | 930.4561 | 8277 | 930.4561 | 813.5555 | 975.5102 | 300.4315 | 215 | 6954 | 5290 | 5626 | 584 | 2281 | 1306 | 5413 | 626.9044 | 672.461 | 960.5442 | 220.1691
| 8278 | 831.1478 | 881.5783 | 824.3286 | 881.5783 | 881.5783 | 824.3286 | 881.5783 | 881.5783 | 824.3286 | 881.5783 | 983.6735 | 302.4552 | 881.5783 | 824.3286 | 881.5783 | 8278 | 881.5783 | 824.3286 | 983.6735 | 302.4552 | 670 | 6764 | 2436 | 5558 | 225 | 5685 | 1197 | 2936 | 626.8804 | 672.3827 | 960.5442 | 220.1691
| 8279 | 797.7488 | 827.1735 | 809.0007 | 827.1735 | 827.1735 | 809.0007 | 827.1735 | 827.1735 | 809.0007 | 827.1735 | 983.6735 | 331.4183 | 827.1735 | 809.0007 | 827.1735 | 8279 | 827.1736 | 809.0007 | 983.6735 | 331.4183 | 1466 | 7017 | 2435 | 4804 | 7376 | 6402 | 1138 | 1070 | 626.8083 | 672.2661 | 960.5442 | 220.1691
| 8280 | 778.1379 | 792.1373 | 802.9727 | 792.1373 | 792.1373 | 802.9727 | 792.1373 | 792.1373 | 802.9727 | 792.1373 | 975.5102 | 369.4312 | 792.1373 | 802.9727 | 792.1373 | 8280 | 792.1373 | 802.9727 | 975.5102 | 369.4312 | 2469 | 7077 | 5289 | 4082 | 320 | 8294 | 1029 | 1053 | 626.8083 | 672.0504 | 960.5442 | 220.1691
| 8281 | 791.3339 | 779.1128 | 906.6806 | 779.1128 | 779.1128 | 906.6806 | 779.1128 | 779.1128 | 906.6806 | 779.1128 | 970.068 | 248.9821 | 779.1128 | 906.6806 | 779.1128 | 8281 | 779.1128 | 906.6806 | 970.068 | 248.9822 | 2910 | 1697 | 6909 | 7499 | 6109 | 6467 | 970 | 6255 | 626.7602 | 671.9579 | 960.5442 | 219.8559
| 8282 | 773.4034 | 748.5942 | 901.5673 | 748.5942 | 748.5942 | 901.5673 | 748.5942 | 748.5942 | 901.5673 | 748.5942 | 971.4286 | 261.1964 | 748.5942 | 901.5673 | 748.5942 | 8282 | 748.5942 | 901.5673 | 971.4286 | 261.1964 | 4054 | 1999 | 6542 | 7047 | 3844 | 5271 | 861 | 6250 | 626.7602 | 671.8821 | 960.5442 | 219.8559
| 8283 | 769.5686 | 730.8598 | 923.4602 | 730.8598 | 730.8598 | 923.4602 | 730.8598 | 730.8598 | 923.4602 | 730.8598 | 967.3469 | 265.8941 | 730.8598 | 923.4602 | 730.8598 | 8283 | 730.8598 | 923.4602 | 967.3469 | 265.8942 | 4787 | 796 | 7475 | 6901 | 3820 | 4980 | 802 | 6245 | 626.7602 | 671.8636 | 960.5442 | 219.8559
| 8284 | 764.5049 | 728.0242 | 908.3766 | 728.0242 | 728.0242 | 908.3766 | 728.0242 | 728.0242 | 908.3766 | 728.0242 | 974.1497 | 271.2183 | 728.0242 | 908.3766 | 728.0242 | 8284 | 728.0242 | 908.3766 | 974.1497 | 271.2183 | 4889 | 1576 | 5707 | 6706 | 4879 | 5722 | 693 | 101 | 626.7122 | 671.6642 | 960.5442 | 219.8559
| 8285 | 733.845 | 741.5774 | 771.7808 | 741.5774 | 741.5774 | 771.7808 | 741.5774 | 741.5774 | 771.7808 | 741.5774 | 975.5102 | 278.5781 | 741.5774 | 771.7808 | 741.5774 | 8285 | 741.5774 | 771.7808 | 975.5102 | 278.5781 | 4332 | 7237 | 5288 | 6427 | 3849 | 6489 | 634 | 89 | 626.6641 | 671.4094 | 960.5442 | 219.8559
| 8286 | 734.7662 | 742.6828 | 771.2624 | 742.6828 | 742.6828 | 771.2624 | 742.6828 | 742.6828 | 771.2624 | 742.6828 | 983.6735 | 276.5424 | 742.6828 | 771.2624 | 742.6828 | 8286 | 742.6828 | 771.2624 | 983.6735 | 276.5424 | 4285 | 7240 | 2434 | 6511 | 3825 | 6469 | 525 | 6102 | 626.6641 | 671.3991 | 960.5442 | 219.5428
| 8287 | 695.8567 | 706.2527 | 705.9303 | 706.2527 | 706.2527 | 705.9303 | 706.2527 | 706.2527 | 705.9303 | 706.2527 | 982.3129 | 285.938 | 706.2527 | 705.9303 | 706.2527 | 8287 | 706.2527 | 705.9304 | 982.3129 | 285.938 | 5812 | 7973 | 3109 | 6126 | 6756 | 2052 | 466 | 4570 | 626.5199 | 671.0854 | 960.5442 | 219.5428
| 8288 | 709.3054 | 710.6262 | 741.0461 | 710.6262 | 710.6262 | 741.0461 | 710.6262 | 710.6262 | 741.0461 | 710.6262 | 978.2313 | 302.85 | 710.6262 | 741.0461 | 710.6262 | 8288 | 710.6262 | 741.0461 | 978.2313 | 302.85 | 5617 | 7582 | 4254 | 5537 | 5911 | 6470 | 357 | 2906 | 626.4719 | 670.668 | 960.5442 | 219.5428
| 8289 | 737.9053 | 753.2081 | 748.7761 | 753.2081 | 753.2081 | 748.7761 | 753.2081 | 753.2081 | 748.7761 | 753.2081 | 982.3129 | 327.5916 | 753.2081 | 748.7761 | 753.2081 | 8289 | 753.2081 | 748.7761 | 982.3129 | 327.5916 | 3894 | 7493 | 3108 | 4888 | 198 | 5321 | 298 | 2854 | 626.4478 | 670.6505 | 960.5442 | 219.5428
| 8290 | 744.7875 | 764.3581 | 746.7249 | 764.3581 | 764.3581 | 746.7249 | 764.3581 | 764.3581 | 746.7249 | 764.3581 | 986.3946 | 338.8663 | 764.3581 | 746.7249 | 764.3581 | 8290 | 764.3582 | 746.7249 | 986.3946 | 338.8663 | 3480 | 7521 | 1741 | 4665 | 5335 | 6364 | 189 | 126 | 626.4238 | 670.424 | 960.5442 | 219.5427
| 8291 | 737.6166 | 777.9113 | 691.3911 | 777.9113 | 777.9113 | 691.3911 | 777.9113 | 777.9113 | 691.3911 | 777.9113 | 982.3129 | 355.4651 | 777.9113 | 691.3911 | 777.9113 | 8291 | 777.9113 | 691.3912 | 982.3129 | 355.4651 | 2949 | 8109 | 3107 | 4342 | 64 | 2294 | 130 | 6257 | 626.3517 | 669.8768 | 960.5442 | 219.2296
| 8292 | 745.0706 | 792.7621 | 683.8661 | 792.7621 | 792.7621 | 683.8661 | 792.7621 | 792.7621 | 683.8661 | 792.7621 | 978.2313 | 375.1957 | 792.7621 | 683.8661 | 792.7621 | 8292 | 792.7621 | 683.8661 | 978.2313 | 375.1957 | 2455 | 8181 | 4253 | 3960 | 3954 | 3448 | 21 | 1009 | 626.2796 | 669.5821 | 960.5442 | 219.2296
| 8293 | 744.9908 | 799.6347 | 669.3179 | 799.6347 | 799.6347 | 669.3179 | 799.6347 | 799.6347 | 669.3179 | 799.6347 | 980.9524 | 374.5694 | 799.6347 | 669.3179 | 799.6347 | 8293 | 799.6347 | 669.3179 | 980.9524 | 374.5694 | 2219 | 8295 | 3622 | 3971 | 4837 | 5318 | 8649 | 888 | 626.2316 | 669.4719 | 959.1837 | 219.2296
| 8294 | 777.5289 | 859.0859 | 672.0504 | 859.0859 | 859.0859 | 672.0504 | 859.0859 | 859.0859 | 672.0504 | 859.0859 | 980.9524 | 343.564 | 859.0859 | 672.0504 | 859.0859 | 8294 | 859.0859 | 672.0504 | 980.9524 | 343.5641 | 934 | 8280 | 3621 | 4576 | 3841 | 2036 | 8481 | 58 | 626.2316 | 669.3788 | 959.1837 | 219.2296
| 8295 | 753.2317 | 833.3734 | 641.8851 | 833.3734 | 833.3734 | 641.8851 | 833.3734 | 833.3734 | 641.8851 | 833.3734 | 972.7891 | 337.9267 | 833.3734 | 641.8851 | 833.3734 | 8295 | 833.3734 | 641.8851 | 972.7891 | 337.9267 | 1331 | 8435 | 6126 | 4684 | 3817 | 8293 | 8313 | 6115 | 626.2316 | 669.3179 | 959.1837 | 218.9164
| 8296 | 749.5785 | 831.8354 | 633.6088 | 831.8354 | 831.8354 | 633.6088 | 831.8354 | 831.8354 | 633.6088 | 831.8354 | 975.5102 | 329.4707 | 831.8354 | 633.6088 | 831.8354 | 8296 | 831.8354 | 633.6088 | 975.5102 | 329.4707 | 1368 | 8458 | 5287 | 4842 | 4609 | 8529 | 8121 | 3403 | 626.1354 | 669.2115 | 959.1837 | 218.9164
| 8297 | 769.5058 | 841.8801 | 684.9823 | 841.8801 | 841.8801 | 684.9823 | 841.8801 | 841.8801 | 684.9823 | 841.8801 | 983.6735 | 314.4378 | 841.8801 | 684.9823 | 841.8801 | 8297 | 841.8801 | 684.9823 | 983.6735 | 314.4378 | 1193 | 8170 | 2433 | 5183 | 5220 | 6397 | 7977 | 3069 | 626.0874 | 669.1508 | 959.1837 | 218.9164
| 8298 | 787.3184 | 876.7242 | 685.4781 | 876.7242 | 876.7242 | 685.4781 | 876.7242 | 876.7242 | 685.4781 | 876.7242 | 967.3469 | 299.4049 | 876.7242 | 685.4781 | 876.7242 | 8298 | 876.7242 | 685.4781 | 967.3469 | 299.405 | 726 | 8165 | 7474 | 5657 | 3443 | 8175 | 7809 | 2896 | 626.0874 | 669.1275 | 959.1837 | 218.9164
| 8299 | 815.0559 | 961.1189 | 617.8068 | 961.1189 | 961.1189 | 617.8068 | 961.1189 | 961.1189 | 617.8068 | 961.1189 | 980.9524 | 269.6524 | 961.1189 | 617.8068 | 961.1189 | 8299 | 961.1189 | 617.8069 | 980.9524 | 269.6524 | 54 | 8499 | 3620 | 6768 | 2550 | 639 | 7641 | 2790 | 626.0874 | 669.1275 | 959.1837 | 218.9164
| 8300 | 831.7772 | 977.027 | 606.9034 | 977.027 | 977.027 | 606.9034 | 977.027 | 977.027 | 606.9034 | 977.027 | 986.3946 | 414.6571 | 977.027 | 606.9034 | 977.027 | 8300 | 977.027 | 606.9034 | 986.3946 | 414.6571 | 20 | 8520 | 1740 | 3239 | 5428 | 2307 | 7473 | 2717 | 626.0393 | 669.1043 | 959.1837 | 218.9164
| 8301 | 798.3155 | 936.7521 | 605.4947 | 936.7521 | 936.7521 | 605.4947 | 936.7521 | 936.7521 | 605.4947 | 936.7521 | 982.3129 | 278.1084 | 936.7521 | 605.4947 | 936.7521 | 8301 | 936.7521 | 605.4947 | 982.3129 | 278.1084 | 163 | 8524 | 3106 | 6455 | 6778 | 5689 | 7305 | 2498 | 625.9913 | 669.0475 | 959.1837 | 218.9164
| 8302 | 773.5004 | 883.693 | 624.5842 | 883.693 | 883.693 | 624.5842 | 883.693 | 883.693 | 624.5842 | 883.693 | 971.4286 | 289.6962 | 883.693 | 624.5842 | 883.693 | 8302 | 883.693 | 624.5842 | 971.4286 | 289.6962 | 649 | 8483 | 6541 | 5973 | 4542 | 2293 | 7137 | 935 | 625.9913 | 668.6497 | 959.1837 | 218.9164
| 8303 | 744.3282 | 826.0682 | 618.5922 | 826.0682 | 826.0682 | 618.5922 | 826.0682 | 826.0682 | 618.5922 | 826.0682 | 985.034 | 352.6464 | 826.0682 | 618.5922 | 826.0682 | 8303 | 826.0682 | 618.5922 | 985.034 | 352.6464 | 1482 | 8496 | 2101 | 4405 | 231 | 2310 | 6969 | 797 | 625.9913 | 668.6108 | 959.1837 | 218.9164
| 8304 | 747.8177 | 824.5783 | 617.3675 | 824.5783 | 824.5783 | 617.3675 | 824.5783 | 824.5783 | 617.3675 | 824.5783 | 987.7551 | 415.5966 | 824.5783 | 617.3675 | 824.5783 | 8304 | 824.5783 | 617.3675 | 987.7551 | 415.5966 | 1514 | 8501 | 1376 | 3227 | 195 | 6393 | 6801 | 31 | 625.9913 | 668.607 | 959.1837 | 218.6815
| 8305 | 731.7688 | 816.6002 | 613.7952 | 816.6002 | 816.6002 | 613.7952 | 816.6002 | 816.6002 | 613.7952 | 816.6002 | 987.7551 | 269.026 | 816.6002 | 613.7952 | 816.6002 | 8305 | 816.6002 | 613.7952 | 987.7551 | 269.026 | 1736 | 8508 | 1375 | 6792 | 2558 | 5319 | 6633 | 7549 | 625.8951 | 668.4716 | 959.1837 | 218.6032
| 8306 | 730.1898 | 814.1491 | 609.9283 | 814.1491 | 814.1491 | 609.9283 | 814.1491 | 814.1491 | 609.9283 | 814.1491 | 995.9184 | 273.8334 | 814.1491 | 609.9283 | 814.1491 | 8306 | 814.1491 | 609.9283 | 995.9184 | 273.8334 | 1794 | 8515 | 220 | 6609 | 204 | 5310 | 6465 | 6085 | 625.8951 | 668.3534 | 959.1837 | 218.6032
| 8307 | 719.715 | 792.3295 | 616.6173 | 792.3295 | 792.3295 | 616.6173 | 792.3295 | 792.3295 | 616.6173 | 792.3295 | 994.5578 | 276.3467 | 792.3295 | 616.6173 | 792.3295 | 8307 | 792.3295 | 616.6173 | 994.5578 | 276.3467 | 2466 | 8505 | 425 | 6522 | 138 | 6480 | 6297 | 6081 | 625.8951 | 668.3418 | 959.1837 | 218.6032
| 8308 | 717.4865 | 792.9062 | 604.5412 | 792.9062 | 792.9062 | 604.5412 | 792.9062 | 792.9062 | 604.5412 | 792.9062 | 991.8367 | 291.5597 | 792.9062 | 604.5412 | 792.9062 | 8308 | 792.9062 | 604.5412 | 991.8367 | 291.5597 | 2450 | 8529 | 742 | 5912 | 5918 | 6476 | 6129 | 6080 | 625.8471 | 668.2738 | 959.1837 | 218.6032
| 8309 | 722.0838 | 796.5108 | 612.4032 | 796.5108 | 796.5108 | 612.4032 | 796.5108 | 796.5108 | 612.4032 | 796.5108 | 991.8367 | 295.6369 | 796.5108 | 612.4032 | 796.5108 | 8309 | 796.5108 | 612.4032 | 991.8367 | 295.6369 | 2326 | 8512 | 741 | 5775 | 8098 | 998 | 5961 | 1234 | 625.799 | 668.2223 | 959.1837 | 218.6032
| 8310 | 739.9751 | 833.9501 | 608.4851 | 833.9501 | 833.9501 | 608.4851 | 833.9501 | 833.9501 | 608.4851 | 833.9501 | 982.3129 | 271.7977 | 833.9501 | 608.4851 | 833.9501 | 8310 | 833.9501 | 608.4852 | 982.3129 | 271.7977 | 1321 | 8517 | 3105 | 6692 | 562 | 6479 | 5793 | 2696 | 625.799 | 667.8994 | 959.1837 | 218.4466
| 8311 | 704.5594 | 761.6667 | 632.0491 | 761.6667 | 761.6667 | 632.0491 | 761.6667 | 761.6667 | 632.0491 | 761.6667 | 972.7891 | 269.5114 | 761.6667 | 632.0491 | 761.6667 | 8311 | 761.6668 | 632.0491 | 972.7891 | 269.5114 | 3572 | 8463 | 6125 | 6779 | 5091 | 5316 | 5625 | 2708 | 625.751 | 667.3721 | 959.1837 | 218.3683
| 8312 | 686.5052 | 781.5639 | 522.7397 | 781.5639 | 781.5639 | 522.7397 | 781.5639 | 781.5639 | 522.7397 | 781.5639 | 986.3946 | 281.2089 | 781.5639 | 522.7397 | 781.5639 | 8312 | 781.5639 | 522.7397 | 986.3946 | 281.2089 | 2817 | 8582 | 1739 | 6330 | 3394 | 2317 | 5457 | 6254 | 625.751 | 667.2997 | 959.1837 | 218.29
| 8313 | 649.2779 | 736.8674 | 483.84 | 736.8674 | 736.8674 | 483.84 | 736.8674 | 736.8674 | 483.84 | 736.8674 | 959.1837 | 300.4071 | 736.8674 | 483.84 | 736.8674 | 8313 | 736.8674 | 483.84 | 959.1837 | 300.4071 | 4513 | 8623 | 8295 | 5627 | 100 | 2309 | 5289 | 5917 | 625.7029 | 667.2535 | 959.1837 | 218.29
| 8314 | 660.3766 | 782.3329 | 425.45 | 782.3329 | 782.3329 | 425.45 | 782.3329 | 782.3329 | 425.45 | 782.3329 | 976.8707 | 307.9392 | 782.3329 | 425.45 | 782.3329 | 8314 | 782.3329 | 425.45 | 976.8708 | 307.9393 | 2789 | 8697 | 4870 | 5366 | 4881 | 5686 | 5121 | 2895 | 625.6548 | 667.244 | 959.1837 | 218.29
| 8315 | 652.7964 | 775.7966 | 407.7 | 775.7966 | 775.7966 | 407.7 | 775.7966 | 775.7966 | 407.7 | 775.7966 | 985.034 | 316.9433 | 775.7966 | 407.7 | 775.7966 | 8315 | 775.7966 | 407.7 | 985.034 | 316.9433 | 3044 | 8728 | 2100 | 5120 | 5913 | 8354 | 4953 | 2815 | 625.6068 | 667.0209 | 959.1837 | 218.29
| 8316 | 659.0479 | 775.0276 | 408.762 | 775.0276 | 775.0276 | 408.762 | 775.0276 | 775.0276 | 408.762 | 775.0276 | 989.1156 | 402.2863 | 775.0276 | 408.762 | 775.0276 | 8316 | 775.0276 | 408.762 | 989.1157 | 402.2863 | 3063 | 8724 | 1108 | 3450 | 205 | 6398 | 4785 | 2786 | 625.6068 | 666.7562 | 959.1837 | 218.29
| 8317 | 643.8281 | 757.6296 | 394.14 | 757.6296 | 757.6296 | 394.14 | 757.6296 | 757.6296 | 394.14 | 757.6296 | 986.3946 | 389.6023 | 757.6296 | 394.14 | 757.6296 | 8317 | 757.6297 | 394.14 | 986.3946 | 389.6023 | 3713 | 8739 | 1738 | 3676 | 4247 | 8395 | 4617 | 1420 | 625.5106 | 666.4921 | 959.1837 | 218.29
| 8318 | 662.3542 | 793.7233 | 396.0412 | 793.7233 | 793.7233 | 396.0412 | 793.7233 | 793.7233 | 396.0412 | 793.7233 | 983.6735 | 355.3346 | 793.7233 | 396.0412 | 793.7233 | 8318 | 793.7233 | 396.0412 | 983.6735 | 355.3346 | 2416 | 8738 | 2432 | 4347 | 4645 | 8397 | 4449 | 871 | 625.4626 | 666.4559 | 959.1837 | 218.29
| 8319 | 668.6352 | 799.9231 | 320.705 | 799.9231 | 799.9231 | 640.6695 | 799.9231 | 799.9231 | 320.705 | 799.9231 | 987.7551 | 370.9677 | 799.9231 | 320.705 | 799.9231 | 8319 | 799.9231 | 320.705 | 987.7551 | 370.9678 | 2213 | 8746 | 1374 | 4041 | 4849 | 2292 | 4281 | 4073 | 625.3785 | 666.393 | 959.1837 | 217.9768
| 8320 | 685.2217 | 809.1027 | 386.2109 | 809.1027 | 809.1027 | 598.3861 | 809.1027 | 809.1027 | 386.2109 | 809.1027 | 987.7551 | 375.5089 | 809.1027 | 386.2109 | 809.1027 | 8320 | 809.1027 | 386.2109 | 987.7551 | 375.5089 | 1935 | 8742 | 1373 | 3956 | 6249 | 8396 | 4113 | 1014 | 625.3184 | 666.2353 | 959.1837 | 217.9768
| 8321 | 677.1078 | 805.0175 | 412.4418 | 805.0175 | 805.0175 | 412.4418 | 805.0175 | 805.0175 | 412.4418 | 805.0175 | 1000 | 389.6023 | 805.0175 | 412.4418 | 805.0175 | 8321 | 805.0176 | 412.4418 | 1000 | 389.6023 | 2068 | 8717 | 3 | 3675 | 5908 | 5294 | 3945 | 896 | 625.2703 | 666.1636 | 959.1837 | 217.9768
| 8322 | 705.5727 | 857.9324 | 410.6486 | 857.9324 | 857.9324 | 410.6486 | 857.9324 | 857.9324 | 410.6486 | 857.9324 | 980.9524 | 391.0116 | 857.9324 | 410.6486 | 857.9324 | 8322 | 857.9324 | 410.6486 | 980.9524 | 391.0116 | 946 | 8722 | 3619 | 3651 | 3157 | 2282 | 3777 | 2784 | 625.1742 | 666.1476 | 959.1837 | 217.6636
| 8323 | 761.0933 | 944.9704 | 428.8171 | 944.9704 | 944.9704 | 428.8171 | 944.9704 | 944.9704 | 428.8171 | 944.9704 | 995.9184 | 384.3564 | 944.9704 | 428.8171 | 944.9704 | 8323 | 944.9705 | 428.8171 | 995.9184 | 384.3564 | 114 | 8693 | 219 | 3768 | 5073 | 5350 | 3609 | 2718 | 625.1262 | 666.0929 | 959.1837 | 217.6636
| 8324 | 745.5568 | 923.0067 | 419.1281 | 923.0067 | 923.0067 | 419.1281 | 923.0067 | 923.0067 | 419.1281 | 923.0067 | 978.2313 | 398.9978 | 923.0067 | 419.1281 | 923.0067 | 8324 | 923.0067 | 419.1281 | 978.2313 | 398.9978 | 290 | 8705 | 4252 | 3509 | 5912 | 2277 | 3441 | 37 | 625.0781 | 666.0623 | 959.1837 | 217.6636
| 8325 | 789.226 | 933.2917 | 569.4774 | 933.2917 | 933.2917 | 569.4774 | 933.2917 | 933.2917 | 569.4774 | 933.2917 | 993.1973 | 311.7236 | 933.2917 | 569.4774 | 933.2917 | 8325 | 933.2917 | 569.4774 | 993.1973 | 311.7236 | 187 | 8547 | 581 | 5259 | 6112 | 2296 | 3273 | 7601 | 624.982 | 665.7515 | 959.1837 | 217.3505
| 8326 | 756.0182 | 898.736 | 511.3993 | 898.736 | 898.736 | 511.3993 | 898.736 | 898.736 | 511.3993 | 898.736 | 994.5578 | 354.2123 | 898.736 | 511.3993 | 898.736 | 8326 | 898.736 | 511.3993 | 994.5578 | 354.2123 | 495 | 8591 | 424 | 4369 | 208 | 6804 | 3105 | 870 | 624.982 | 665.6265 | 959.1837 | 217.0373
| 8327 | 751.0494 | 868.1694 | 568.8146 | 868.1694 | 868.1694 | 568.8146 | 868.1694 | 868.1694 | 568.8146 | 868.1694 | 972.7891 | 321.2888 | 868.1694 | 568.8146 | 868.1694 | 8327 | 868.1694 | 568.8146 | 972.7891 | 321.2888 | 830 | 8548 | 6124 | 5030 | 4781 | 5920 | 2937 | 848 | 624.8859 | 665.3421 | 959.1837 | 217.0373
| 8328 | 724.3989 | 839.9577 | 535.0903 | 839.9577 | 839.9577 | 535.0903 | 839.9577 | 839.9577 | 535.0903 | 839.9577 | 993.1973 | 288.3652 | 839.9577 | 535.0903 | 839.9577 | 8328 | 839.9577 | 535.0903 | 993.1973 | 288.3652 | 1219 | 8574 | 580 | 6032 | 60 | 2300 | 2769 | 6774 | 624.8859 | 665.3344 | 959.1837 | 216.7241
| 8329 | 719.5577 | 817.5133 | 570.0373 | 817.5133 | 817.5133 | 570.0373 | 817.5133 | 817.5133 | 570.0373 | 817.5133 | 990.4762 | 263.0755 | 817.5133 | 570.0373 | 817.5133 | 8329 | 817.5133 | 570.0373 | 990.4762 | 263.0755 | 1709 | 8546 | 995 | 6991 | 5415 | 2648 | 2601 | 6070 | 624.8378 | 665.0144 | 959.1837 | 216.7241
| 8330 | 709.3374 | 798.8658 | 564.0868 | 798.8658 | 798.8658 | 564.0868 | 798.8658 | 798.8658 | 564.0868 | 798.8658 | 998.6395 | 284.8105 | 798.8658 | 564.0868 | 798.8658 | 8330 | 798.8658 | 564.0868 | 998.6395 | 284.8105 | 2244 | 8554 | 58 | 6178 | 5080 | 2202 | 2433 | 4422 | 624.8378 | 665.0144 | 959.1837 | 216.7241
| 8331 | 710.3388 | 801.8936 | 563.0307 | 801.8936 | 801.8936 | 563.0307 | 801.8936 | 801.8936 | 563.0307 | 801.8936 | 995.9184 | 281.5534 | 801.8936 | 563.0307 | 801.8936 | 8331 | 801.8936 | 563.0307 | 995.9184 | 281.5534 | 2154 | 8557 | 218 | 6298 | 5427 | 5313 | 2265 | 6089 | 624.7897 | 664.9992 | 959.1837 | 216.4109
| 8332 | 688.8081 | 781.3717 | 531.0823 | 781.3717 | 781.3717 | 531.0823 | 781.3717 | 781.3717 | 531.0823 | 781.3717 | 986.3946 | 281.616 | 781.3717 | 531.0823 | 781.3717 | 8332 | 781.3717 | 531.0823 | 986.3946 | 281.616 | 2824 | 8578 | 1737 | 6296 | 131 | 5456 | 2097 | 1421 | 624.7417 | 664.9331 | 959.1837 | 216.4109
| 8333 | 720.6903 | 817.8978 | 567.0283 | 817.8978 | 817.8978 | 567.0283 | 817.8978 | 817.8978 | 567.0283 | 817.8978 | 989.1156 | 289.2525 | 817.8978 | 567.0283 | 817.8978 | 8333 | 817.8978 | 567.0283 | 989.1157 | 289.2525 | 1695 | 8551 | 1107 | 5999 | 10 | 5340 | 1929 | 863 | 624.7056 | 664.8718 | 959.1837 | 216.4109
| 8334 | 708.3597 | 810.881 | 540.4309 | 810.881 | 810.881 | 540.4309 | 810.881 | 810.881 | 540.4309 | 810.881 | 995.9184 | 272.3458 | 810.881 | 540.4309 | 810.881 | 8334 | 810.881 | 540.431 | 995.9184 | 272.3458 | 1876 | 8568 | 217 | 6676 | 5089 | 5339 | 1761 | 862 | 624.6936 | 664.6084 | 959.1837 | 216.4109
| 8335 | 695.1367 | 782.8615 | 554.0185 | 782.8615 | 782.8615 | 554.0185 | 782.8615 | 782.8615 | 554.0185 | 782.8615 | 974.1497 | 278.7974 | 782.8615 | 554.0185 | 782.8615 | 8335 | 782.8615 | 554.0185 | 974.1497 | 278.7974 | 2763 | 8562 | 5706 | 6412 | 1039 | 5320 | 1593 | 7917 | 624.5975 | 664.4173 | 959.1837 | 216.0977
| 8336 | 671.644 | 733.1187 | 563.8028 | 733.1187 | 733.1187 | 563.8028 | 733.1187 | 733.1187 | 563.8028 | 733.1187 | 986.3946 | 296.461 | 733.1187 | 563.8028 | 733.1187 | 8336 | 733.1187 | 563.8028 | 986.3946 | 296.461 | 4690 | 8555 | 1736 | 5752 | 42 | 8347 | 1425 | 4578 | 624.5494 | 664.4048 | 959.1837 | 215.7845
| 8337 | 717.9253 | 808.6702 | 572.6356 | 808.6702 | 808.6702 | 572.6356 | 808.6702 | 808.6702 | 572.6356 | 808.6702 | 982.3129 | 308.7379 | 808.6702 | 572.6356 | 808.6702 | 8337 | 808.6702 | 572.6356 | 982.3129 | 308.7379 | 1942 | 8545 | 3104 | 5341 | 3894 | 6138 | 1257 | 4485 | 624.4053 | 664.2554 | 959.1837 | 215.7845
| 8338 | 708.1183 | 794.6845 | 573.5337 | 794.6845 | 794.6845 | 573.5337 | 794.6845 | 794.6845 | 573.5337 | 794.6845 | 985.034 | 277.0122 | 794.6845 | 573.5337 | 794.6845 | 8338 | 794.6845 | 573.5337 | 985.034 | 277.0122 | 2379 | 8544 | 2099 | 6493 | 4360 | 2301 | 1089 | 2893 | 624.3572 | 663.9174 | 959.1837 | 215.7845
| 8339 | 718.9745 | 797.3278 | 609.2926 | 797.3278 | 797.3278 | 609.2926 | 797.3278 | 797.3278 | 609.2926 | 797.3278 | 971.4286 | 278.4215 | 797.3278 | 609.2926 | 797.3278 | 8339 | 797.3278 | 609.2926 | 971.4286 | 278.4216 | 2290 | 8516 | 6540 | 6431 | 4761 | 2291 | 921 | 2781 | 624.3091 | 663.8019 | 959.1837 | 215.7845
| 8340 | 739.9891 | 794.9728 | 653.5565 | 794.9728 | 794.9728 | 653.5565 | 794.9728 | 794.9728 | 653.5565 | 794.9728 | 956.4626 | 429.3768 | 794.9728 | 653.5565 | 794.9728 | 8340 | 794.9729 | 653.5565 | 956.4626 | 429.3768 | 2367 | 8393 | 8401 | 3011 | 4802 | 6803 | 753 | 1418 | 624.2611 | 663.7928 | 959.1837 | 215.7845
| 8341 | 736.753 | 807.5167 | 621.6269 | 807.5167 | 807.5167 | 621.6269 | 807.5167 | 807.5167 | 621.6269 | 807.5167 | 963.2653 | 404.6351 | 807.5167 | 621.6269 | 807.5167 | 8341 | 807.5167 | 621.6269 | 963.2653 | 404.6351 | 1974 | 8488 | 8038 | 3398 | 6084 | 2299 | 585 | 944 | 624.0688 | 663.3623 | 959.1837 | 215.7845
| 8342 | 717.0518 | 779.0167 | 624.8711 | 779.0167 | 779.0167 | 624.8711 | 779.0167 | 779.0167 | 624.8711 | 779.0167 | 975.5102 | 331.5978 | 779.0167 | 624.8711 | 779.0167 | 8342 | 779.0167 | 624.8711 | 975.5102 | 331.5978 | 2917 | 8481 | 5286 | 4802 | 5219 | 5348 | 417 | 800 | 624.0208 | 663.3449 | 959.1837 | 215.7845
| 8343 | 747.8297 | 820.7334 | 639.454 | 820.7334 | 820.7334 | 639.454 | 820.7334 | 820.7334 | 639.454 | 820.7334 | 997.2789 | 348.6533 | 820.7334 | 639.454 | 820.7334 | 8343 | 820.7334 | 639.454 | 997.2789 | 348.6533 | 1613 | 8442 | 159 | 4489 | 5766 | 1145 | 249 | 776 | 623.9246 | 663.1358 | 959.1837 | 215.7845
| 8344 | 735.8758 | 804.4889 | 614.9423 | 804.4889 | 804.4889 | 614.9423 | 804.4889 | 804.4889 | 614.9423 | 804.4889 | 985.034 | 421.5471 | 804.4889 | 614.9423 | 804.4889 | 8344 | 804.4889 | 614.9423 | 985.034 | 421.5471 | 2080 | 8507 | 2098 | 3132 | 3913 | 3798 | 81 | 4585 | 623.9246 | 662.8216 | 959.1837 | 215.4713
| 8345 | 745.9234 | 821.3101 | 611.0294 | 821.3101 | 821.3101 | 611.0294 | 821.3101 | 821.3101 | 611.0294 | 821.3101 | 998.6395 | 429.6899 | 821.3101 | 611.0294 | 821.3101 | 8345 | 821.3101 | 611.0295 | 998.6395 | 429.69 | 1596 | 8514 | 57 | 3008 | 8173 | 8393 | 8599 | 2785 | 623.8766 | 662.4429 | 957.8231 | 215.4713
| 8346 | 792.7281 | 900.6104 | 635.2212 | 900.6104 | 900.6104 | 635.2212 | 900.6104 | 900.6104 | 635.2212 | 900.6104 | 953.7415 | 398.6846 | 900.6104 | 635.2212 | 900.6104 | 8346 | 900.6104 | 635.2212 | 953.7415 | 398.6846 | 473 | 8454 | 8503 | 3512 | 637 | 5317 | 8431 | 103 | 623.8766 | 662.4147 | 957.8231 | 215.4713
| 8347 | 838.8033 | 964.0025 | 664.4048 | 964.0025 | 964.0025 | 664.4048 | 964.0025 | 964.0025 | 664.4048 | 964.0025 | 975.5102 | 398.0974 | 964.0025 | 664.4048 | 964.0025 | 8347 | 964.0025 | 664.4048 | 975.5102 | 398.0974 | 44 | 8336 | 5285 | 3522 | 7764 | 5919 | 8263 | 7927 | 623.7805 | 662.3986 | 957.8231 | 215.1582
| 8348 | 841.834 | 979.7184 | 647.9503 | 979.7184 | 979.7184 | 647.9503 | 979.7184 | 979.7184 | 647.9503 | 979.7184 | 972.7891 | 383.3386 | 979.7184 | 647.9503 | 979.7184 | 8348 | 979.7184 | 647.9504 | 972.7891 | 383.3386 | 14 | 8415 | 6123 | 3785 | 4948 | 6392 | 8071 | 2892 | 623.7564 | 662.1327 | 957.8231 | 215.1582
| 8349 | 830.8365 | 978.9975 | 629.3241 | 978.9975 | 978.9975 | 629.3241 | 978.9975 | 978.9975 | 629.3241 | 978.9975 | 976.8707 | 305.5643 | 978.9975 | 629.3241 | 978.9975 | 8349 | 978.9975 | 629.3241 | 976.8708 | 305.5643 | 16 | 8472 | 4869 | 5459 | 158 | 8532 | 7927 | 1037 | 623.6843 | 661.7827 | 957.8231 | 215.1582
| 8350 | 813.1416 | 927.8608 | 638.3129 | 927.8608 | 927.8608 | 638.3129 | 927.8608 | 927.8608 | 638.3129 | 927.8608 | 989.1156 | 418.7285 | 927.8608 | 638.3129 | 927.8608 | 8350 | 927.8608 | 638.3129 | 989.1157 | 418.7285 | 238 | 8445 | 1106 | 3170 | 8164 | 2283 | 7759 | 937 | 623.6363 | 661.2454 | 957.8231 | 215.1582
| 8351 | 773.6262 | 874.177 | 639.6204 | 874.177 | 874.177 | 639.6204 | 874.177 | 874.177 | 639.6204 | 874.177 | 978.2313 | 300.6381 | 874.177 | 639.6204 | 874.177 | 8351 | 874.177 | 639.6204 | 978.2313 | 300.6381 | 762 | 8441 | 4251 | 5625 | 7378 | 4981 | 7591 | 887 | 623.6363 | 661.1232 | 957.8231 | 215.1582
| 8352 | 756.4448 | 845.1963 | 644.0337 | 845.1963 | 845.1963 | 644.0337 | 845.1963 | 845.1963 | 644.0337 | 845.1963 | 970.068 | 282.4538 | 845.1963 | 644.0337 | 845.1963 | 8352 | 845.1963 | 644.0337 | 970.068 | 282.4538 | 1132 | 8430 | 6908 | 6279 | 628 | 8554 | 7423 | 95 | 623.6363 | 660.9601 | 957.8231 | 215.1582
| 8353 | 757.6902 | 839.3329 | 659.0598 | 839.3329 | 839.3329 | 659.0598 | 839.3329 | 839.3329 | 659.0598 | 839.3329 | 979.5918 | 277.1688 | 839.3329 | 659.0598 | 839.3329 | 8353 | 839.3329 | 659.0598 | 979.5918 | 277.1688 | 1234 | 8364 | 4026 | 6478 | 322 | 2288 | 7255 | 6775 | 623.6363 | 660.8569 | 957.8231 | 214.845
| 8354 | 744.2677 | 813.3801 | 667.0209 | 813.3801 | 813.3801 | 667.0209 | 813.3801 | 813.3801 | 667.0209 | 813.3801 | 968.7075 | 275.9161 | 813.3801 | 667.0209 | 813.3801 | 8354 | 813.3801 | 667.0209 | 968.7075 | 275.9161 | 1812 | 8315 | 7311 | 6539 | 6434 | 2298 | 7087 | 6266 | 623.5882 | 660.6269 | 957.8231 | 214.5318
| 8355 | 732.8094 | 801.461 | 647.3196 | 801.461 | 801.461 | 647.3196 | 801.461 | 801.461 | 647.3196 | 801.461 | 974.1497 | 284.2155 | 801.461 | 647.3196 | 801.461 | 8355 | 801.4611 | 647.3197 | 974.1497 | 284.2155 | 2160 | 8419 | 5705 | 6202 | 5888 | 5314 | 6919 | 6071 | 623.5402 | 660.6148 | 957.8231 | 214.5318
| 8356 | 729.7661 | 802.999 | 633.2536 | 802.999 | 802.999 | 633.2536 | 802.999 | 802.999 | 633.2536 | 802.999 | 980.9524 | 278.7661 | 802.999 | 633.2536 | 802.999 | 8356 | 802.999 | 633.2537 | 980.9524 | 278.7661 | 2127 | 8460 | 3618 | 6413 | 5555 | 6472 | 6751 | 4352 | 623.5402 | 660.0032 | 957.8231 | 214.5318
| 8357 | 729.8314 | 806.4113 | 625.8206 | 806.4113 | 806.4113 | 625.8206 | 806.4113 | 806.4113 | 625.8206 | 806.4113 | 980.9524 | 282.1145 | 806.4113 | 625.8206 | 806.4113 | 8357 | 806.4113 | 625.8206 | 980.9524 | 282.1145 | 2017 | 8478 | 3617 | 6286 | 7596 | 6483 | 6583 | 2049 | 623.4921 | 659.9432 | 957.8231 | 214.5318
| 8358 | 719.3399 | 798.4332 | 605.0777 | 798.4332 | 798.4332 | 605.0777 | 798.4332 | 798.4332 | 605.0777 | 798.4332 | 987.7551 | 275.2271 | 798.4332 | 605.0777 | 798.4332 | 8358 | 798.4332 | 605.0777 | 987.7551 | 275.2271 | 2256 | 8525 | 1372 | 6577 | 1433 | 5692 | 6415 | 1013 | 623.396 | 659.9214 | 957.8231 | 214.5318
| 8359 | 695.0315 | 757.2307 | 605.8918 | 757.2307 | 757.2307 | 605.8918 | 757.2307 | 757.2307 | 605.8918 | 757.2307 | 976.8707 | 272.1578 | 757.2307 | 605.8918 | 757.2307 | 8359 | 757.2307 | 605.8918 | 976.8708 | 272.1579 | 3735 | 8522 | 4868 | 6678 | 5596 | 2308 | 6247 | 983 | 623.3479 | 659.6078 | 957.8231 | 214.5318
| 8360 | 705.4925 | 768.7797 | 617.4226 | 768.7797 | 768.7797 | 617.4226 | 768.7797 | 768.7797 | 617.4226 | 768.7797 | 978.2313 | 278.7347 | 768.7797 | 617.4226 | 768.7797 | 8360 | 768.7797 | 617.4226 | 978.2313 | 278.7347 | 3321 | 8500 | 4250 | 6414 | 4375 | 1606 | 6079 | 936 | 623.3479 | 659.5797 | 957.8231 | 214.5318
| 8361 | 691.3666 | 751.2376 | 600.6175 | 751.2376 | 751.2376 | 600.6175 | 751.2376 | 751.2376 | 600.6175 | 751.2376 | 971.4286 | 295.3335 | 751.2376 | 600.6175 | 751.2376 | 8361 | 751.2376 | 600.6175 | 971.4286 | 295.3336 | 3966 | 8533 | 6539 | 5776 | 4659 | 6805 | 5911 | 789 | 623.2037 | 659.5637 | 957.8231 | 214.5318
| 8362 | 711.8992 | 783.7266 | 601.5337 | 783.7266 | 783.7266 | 601.5337 | 783.7266 | 783.7266 | 601.5337 | 783.7266 | 960.5442 | 330.0971 | 783.7266 | 601.5337 | 783.7266 | 8362 | 783.7266 | 601.5337 | 960.5442 | 330.0971 | 2736 | 8531 | 8193 | 4827 | 6925 | 1142 | 5743 | 770 | 623.0115 | 659.2237 | 957.8231 | 214.5318
| 8363 | 737.3624 | 813.0437 | 635.064 | 813.0437 | 813.0437 | 635.064 | 813.0437 | 813.0437 | 635.064 | 813.0437 | 976.8707 | 301.5972 | 813.0437 | 635.064 | 813.0437 | 8363 | 813.0437 | 635.064 | 976.8708 | 301.5973 | 1824 | 8455 | 4867 | 5587 | 4631 | 2131 | 5575 | 6253 | 622.9154 | 659.1738 | 957.8231 | 214.2186
| 8364 | 724.6033 | 803.8641 | 604.727 | 803.8641 | 803.8641 | 604.727 | 803.8641 | 803.8641 | 604.727 | 803.8641 | 967.3469 | 327.2784 | 803.8641 | 604.727 | 803.8641 | 8364 | 803.8641 | 604.727 | 967.3469 | 327.2784 | 2100 | 8527 | 7473 | 4898 | 6 | 8353 | 5407 | 4588 | 622.7712 | 659.0598 | 957.8231 | 214.2186
| 8365 | 712.6723 | 801.3169 | 579.9548 | 801.3169 | 801.3169 | 579.9548 | 801.3169 | 801.3169 | 579.9548 | 801.3169 | 940.1361 | 306.9214 | 801.3169 | 579.9548 | 801.3169 | 8365 | 801.3169 | 579.9549 | 940.1361 | 306.9214 | 2166 | 8539 | 8658 | 5403 | 5222 | 5684 | 5239 | 4579 | 622.5789 | 658.6811 | 957.8231 | 214.2186
| 8366 | 716.5834 | 813.2359 | 567.8701 | 813.2359 | 813.2359 | 567.8701 | 813.2359 | 813.2359 | 567.8701 | 813.2359 | 946.9388 | 307.8609 | 813.2359 | 567.8701 | 813.2359 | 8366 | 813.2359 | 567.8701 | 946.9388 | 307.861 | 1819 | 8549 | 8555 | 5367 | 4904 | 6487 | 5071 | 3068 | 622.5789 | 658.3257 | 957.8231 | 214.2186
| 8367 | 739.6517 | 843.4661 | 575.366 | 843.4661 | 843.4661 | 575.366 | 843.4661 | 843.4661 | 575.366 | 843.4661 | 979.5918 | 326.3389 | 843.4661 | 575.366 | 843.4661 | 8367 | 843.4661 | 575.366 | 979.5918 | 326.3389 | 1158 | 8543 | 4025 | 4917 | 5288 | 8556 | 4903 | 724 | 622.4348 | 658.3168 | 957.8231 | 214.2186
| 8368 | 724.7876 | 825.0589 | 563.1635 | 825.0589 | 825.0589 | 563.1635 | 825.0589 | 825.0589 | 563.1635 | 825.0589 | 970.068 | 323.8334 | 825.0589 | 563.1635 | 825.0589 | 8368 | 825.0589 | 563.1635 | 970.068 | 323.8334 | 1506 | 8556 | 6907 | 4973 | 4969 | 5351 | 4735 | 6922 | 622.4348 | 658.1363 | 957.8231 | 213.9054
| 8369 | 710.2642 | 796.8953 | 566.804 | 796.8953 | 796.8953 | 566.804 | 796.8953 | 796.8953 | 566.804 | 796.8953 | 972.7891 | 328.5312 | 796.8953 | 566.804 | 796.8953 | 8369 | 796.8953 | 566.804 | 972.7891 | 328.5312 | 2313 | 8552 | 6122 | 4864 | 59 | 4982 | 4567 | 6256 | 622.4107 | 657.9777 | 957.8231 | 213.9054
| 8370 | 752.9761 | 863.6036 | 551.9175 | 863.6036 | 863.6036 | 551.9175 | 863.6036 | 863.6036 | 551.9175 | 863.6036 | 986.3946 | 438.7723 | 863.6036 | 551.9175 | 863.6036 | 8370 | 863.6036 | 551.9175 | 986.3946 | 438.7723 | 880 | 8563 | 1735 | 2844 | 8100 | 8563 | 4399 | 6072 | 622.3386 | 657.5899 | 957.8231 | 213.9054
| 8371 | 801.3806 | 929.1585 | 601.0385 | 929.1585 | 929.1585 | 601.0385 | 929.1585 | 929.1585 | 601.0385 | 929.1585 | 970.068 | 411.8384 | 929.1585 | 601.0385 | 929.1585 | 8371 | 929.1585 | 601.0385 | 970.068 | 411.8384 | 226 | 8532 | 6906 | 3281 | 3905 | 6351 | 4231 | 4583 | 622.3386 | 657.5367 | 957.8231 | 213.9054
| 8372 | 811.2155 | 933.6281 | 619.6751 | 933.6281 | 933.6281 | 619.6751 | 933.6281 | 933.6281 | 619.6751 | 933.6281 | 983.6735 | 425.6185 | 933.6281 | 619.6751 | 933.6281 | 8372 | 933.6281 | 619.6751 | 983.6735 | 425.6185 | 185 | 8492 | 2431 | 3067 | 564 | 8564 | 4063 | 2783 | 622.3386 | 657.4639 | 957.8231 | 213.9054
| 8373 | 811.9031 | 951.1222 | 618.6468 | 951.1222 | 951.1222 | 618.6468 | 951.1222 | 951.1222 | 618.6468 | 951.1222 | 983.6735 | 299.4049 | 951.1222 | 618.6468 | 951.1222 | 8373 | 951.1222 | 618.6468 | 983.6735 | 299.405 | 91 | 8495 | 2430 | 5656 | 8193 | 1141 | 3895 | 990 | 622.2425 | 657.4167 | 957.8231 | 213.9054
| 8374 | 794.9811 | 920.3153 | 621.5061 | 920.3153 | 920.3153 | 621.5061 | 920.3153 | 920.3153 | 621.5061 | 920.3153 | 979.5918 | 301.5972 | 920.3153 | 621.5061 | 920.3153 | 8374 | 920.3153 | 621.5061 | 979.5918 | 301.5973 | 310 | 8489 | 4024 | 5586 | 7088 | 6488 | 3727 | 982 | 622.2425 | 657.1963 | 957.8231 | 213.5922
| 8375 | 771.4076 | 874.994 | 631.6423 | 874.994 | 874.994 | 631.6423 | 874.994 | 874.994 | 631.6423 | 874.994 | 993.1973 | 279.9875 | 874.994 | 631.6423 | 874.994 | 8375 | 874.994 | 631.6424 | 993.1973 | 279.9875 | 749 | 8466 | 579 | 6367 | 657 | 5512 | 3559 | 940 | 622.2425 | 657.1515 | 957.8231 | 213.5922
| 8376 | 754.4776 | 851.5884 | 622.781 | 851.5884 | 851.5884 | 622.781 | 851.5884 | 851.5884 | 622.781 | 851.5884 | 982.3129 | 276.5424 | 851.5884 | 622.781 | 851.5884 | 8376 | 851.5884 | 622.781 | 982.3129 | 276.5424 | 1024 | 8486 | 3103 | 6510 | 5910 | 2290 | 3391 | 933 | 622.1464 | 657.1299 | 957.8231 | 213.5922
| 8377 | 735.9142 | 820.2528 | 618.3587 | 820.2528 | 820.2528 | 618.3587 | 820.2528 | 820.2528 | 618.3587 | 820.2528 | 994.5578 | 272.7842 | 820.2528 | 618.3587 | 820.2528 | 8377 | 820.2528 | 618.3587 | 994.5578 | 272.7842 | 1622 | 8497 | 423 | 6649 | 4856 | 2289 | 3223 | 210 | 622.0262 | 656.7365 | 957.8231 | 213.5922
| 8378 | 732.9016 | 812.6592 | 619.5593 | 812.6592 | 812.6592 | 619.5593 | 812.6592 | 812.6592 | 619.5593 | 812.6592 | 990.4762 | 290.6358 | 812.6592 | 619.5593 | 812.6592 | 8378 | 812.6592 | 619.5593 | 990.4762 | 290.6358 | 1833 | 8493 | 994 | 5931 | 4861 | 5352 | 3055 | 8111 | 622.0022 | 656.4887 | 957.8231 | 213.2791
| 8379 | 721.8101 | 797.0875 | 616.5635 | 797.0875 | 797.0875 | 616.5635 | 797.0875 | 797.0875 | 616.5635 | 797.0875 | 975.5102 | 286.8775 | 797.0875 | 616.5635 | 797.0875 | 8379 | 797.0875 | 616.5635 | 975.5102 | 286.8776 | 2304 | 8506 | 5284 | 6083 | 5557 | 6471 | 2887 | 6113 | 621.9542 | 656.3564 | 957.8231 | 213.2791
| 8380 | 711.6461 | 776.0369 | 624.8105 | 776.0369 | 776.0369 | 624.8105 | 776.0369 | 776.0369 | 624.8105 | 776.0369 | 979.5918 | 275.9161 | 776.0369 | 624.8105 | 776.0369 | 8380 | 776.0369 | 624.8105 | 979.5918 | 275.9161 | 3025 | 8482 | 4023 | 6538 | 3843 | 4835 | 2719 | 3399 | 621.9542 | 656.3544 | 957.8231 | 213.2791
| 8381 | 718.7184 | 787.1389 | 626.2339 | 787.1389 | 787.1389 | 626.2339 | 787.1389 | 787.1389 | 626.2339 | 787.1389 | 985.034 | 274.9765 | 787.1389 | 626.2339 | 787.1389 | 8381 | 787.139 | 626.2339 | 985.034 | 274.9765 | 2644 | 8476 | 2097 | 6578 | 3819 | 6475 | 2551 | 1233 | 621.9542 | 655.997 | 957.8231 | 213.279
| 8382 | 689.4786 | 738.0689 | 626.0136 | 738.0689 | 738.0689 | 626.0136 | 738.0689 | 738.0689 | 626.0136 | 738.0689 | 965.9864 | 278.1084 | 738.0689 | 626.0136 | 738.0689 | 8382 | 738.0689 | 626.0136 | 965.9864 | 278.1084 | 4466 | 8477 | 7781 | 6454 | 203 | 5691 | 2383 | 773 | 621.9542 | 655.7165 | 957.8231 | 213.279
| 8383 | 687.6715 | 729.6102 | 635.8939 | 729.6102 | 729.6102 | 635.8939 | 729.6102 | 729.6102 | 635.8939 | 729.6102 | 978.2313 | 268.7128 | 729.6102 | 635.8939 | 729.6102 | 8383 | 729.6102 | 635.8939 | 978.2313 | 268.7128 | 4834 | 8451 | 4249 | 6803 | 183 | 8558 | 2215 | 575 | 621.858 | 655.7063 | 957.8231 | 213.279
| 8384 | 720.3102 | 780.1221 | 641.3786 | 780.1221 | 780.1221 | 641.3786 | 780.1221 | 780.1221 | 641.3786 | 780.1221 | 980.9524 | 296.8995 | 780.1221 | 641.3786 | 780.1221 | 8384 | 780.1221 | 641.3786 | 980.9524 | 296.8995 | 2867 | 8437 | 3616 | 5735 | 53 | 5690 | 2047 | 4482 | 621.7619 | 655.4596 | 957.8231 | 212.9659
| 8385 | 732.0455 | 803.2393 | 629.8488 | 803.2393 | 803.2393 | 629.8488 | 803.2393 | 803.2393 | 629.8488 | 803.2393 | 982.3129 | 321.0147 | 803.2393 | 629.8488 | 803.2393 | 8385 | 803.2393 | 629.8488 | 982.3129 | 321.0147 | 2115 | 8469 | 3102 | 5032 | 4932 | 8559 | 1879 | 968 | 621.5216 | 655.1793 | 957.8231 | 212.9659
| 8386 | 733.1687 | 806.6516 | 629.7765 | 806.6516 | 806.6516 | 629.7765 | 806.6516 | 806.6516 | 629.7765 | 806.6516 | 978.2313 | 313.8115 | 806.6516 | 629.7765 | 806.6516 | 8386 | 806.6516 | 629.7765 | 978.2313 | 313.8115 | 2011 | 8470 | 4248 | 5197 | 5583 | 5683 | 1711 | 4577 | 621.4735 | 655.1104 | 957.8231 | 212.6527
| 8387 | 745.7672 | 816.5521 | 649.6884 | 816.5521 | 816.5521 | 649.6884 | 816.5521 | 816.5521 | 649.6884 | 816.5521 | 974.1497 | 335.4212 | 816.5521 | 649.6884 | 816.5521 | 8387 | 816.5521 | 649.6884 | 974.1497 | 335.4212 | 1739 | 8411 | 5704 | 4735 | 5559 | 2313 | 1543 | 1230 | 621.3774 | 654.8483 | 957.8231 | 212.6527
| 8388 | 739.9747 | 781.7561 | 687.5432 | 781.7561 | 781.7561 | 687.5432 | 781.7561 | 781.7561 | 687.5432 | 781.7561 | 983.6735 | 371.7507 | 781.7561 | 687.5432 | 781.7561 | 8388 | 781.7561 | 687.5432 | 983.6735 | 371.7507 | 2811 | 8148 | 2429 | 4025 | 4766 | 5290 | 1375 | 1029 | 621.3534 | 654.4426 | 957.8231 | 212.6527
| 8389 | 765.2375 | 826.2123 | 691.0808 | 826.2123 | 826.2123 | 691.0808 | 826.2123 | 826.2123 | 691.0808 | 826.2123 | 965.9864 | 373.3166 | 826.2123 | 691.0808 | 826.2123 | 8389 | 826.2123 | 691.0808 | 965.9864 | 373.3166 | 1478 | 8112 | 7780 | 3997 | 62 | 2316 | 1207 | 125 | 621.3053 | 654.1738 | 957.8231 | 212.6527
| 8390 | 748.2748 | 804.1044 | 675.9631 | 804.1044 | 804.1044 | 675.9631 | 804.1044 | 804.1044 | 675.9631 | 804.1044 | 991.8367 | 347.3223 | 804.1044 | 675.9631 | 804.1044 | 8390 | 804.1044 | 675.9632 | 991.8367 | 347.3223 | 2092 | 8249 | 740 | 4510 | 4358 | 8533 | 1039 | 99 | 621.1852 | 654.1701 | 957.8231 | 212.6527
| 8391 | 772.3065 | 833.7098 | 675.0652 | 833.7098 | 833.7098 | 675.0652 | 833.7098 | 833.7098 | 675.0652 | 833.7098 | 970.068 | 472.2831 | 833.7098 | 675.0652 | 833.7098 | 8391 | 833.7098 | 675.0652 | 970.068 | 472.2831 | 1326 | 8257 | 6905 | 2263 | 4813 | 4836 | 871 | 7937 | 621.0891 | 653.9279 | 957.8231 | 212.3395
| 8392 | 779.5747 | 850.483 | 690.1772 | 850.483 | 850.483 | 690.1772 | 850.483 | 850.483 | 690.1772 | 850.483 | 983.6735 | 365.8002 | 850.483 | 690.1772 | 850.483 | 8392 | 850.483 | 690.1772 | 983.6735 | 365.8002 | 1042 | 8119 | 2428 | 4158 | 8172 | 6486 | 703 | 6097 | 621.041 | 653.6497 | 957.8231 | 212.3395
| 8393 | 777.6447 | 847.6474 | 662.4428 | 847.6474 | 847.6474 | 662.4428 | 847.6474 | 847.6474 | 662.4428 | 847.6474 | 989.1156 | 466.959 | 847.6474 | 662.4428 | 847.6474 | 8393 | 847.6474 | 662.4429 | 989.1157 | 466.959 | 1088 | 8345 | 1105 | 2347 | 3915 | 8340 | 535 | 985 | 621.041 | 653.5565 | 957.8231 | 212.3395
| 8394 | 790.4073 | 877.4932 | 651.8616 | 877.4932 | 877.4932 | 651.8616 | 877.4932 | 877.4932 | 651.8616 | 877.4932 | 982.3129 | 455.9975 | 877.4932 | 651.8616 | 877.4932 | 8394 | 877.4932 | 651.8616 | 982.3129 | 455.9975 | 718 | 8403 | 3101 | 2553 | 636 | 6415 | 367 | 900 | 621.041 | 653.5381 | 957.8231 | 212.3395
| 8395 | 844.124 | 969.1931 | 666.4921 | 969.1931 | 969.1931 | 666.4921 | 969.1931 | 969.1931 | 666.4921 | 969.1931 | 982.3129 | 415.9098 | 969.1931 | 666.4921 | 969.1931 | 8395 | 969.1931 | 666.4921 | 982.3129 | 415.9098 | 34 | 8317 | 3100 | 3219 | 8192 | 6131 | 199 | 2716 | 620.9929 | 653.2635 | 957.8231 | 212.0263
| 8396 | 848.6786 | 988.0809 | 666.2353 | 988.0809 | 988.0809 | 666.2353 | 988.0809 | 988.0809 | 666.2353 | 988.0809 | 991.8367 | 320.0752 | 988.0809 | 666.2353 | 988.0809 | 8396 | 988.0809 | 666.2353 | 991.8367 | 320.0752 | 5 | 8320 | 739 | 5057 | 4636 | 1143 | 31 | 984 | 620.9929 | 653.2131 | 957.8231 | 212.0263
| 8397 | 846.979 | 988.2251 | 666.4559 | 988.2251 | 988.2251 | 666.4559 | 988.2251 | 988.2251 | 666.4559 | 988.2251 | 974.1497 | 311.9324 | 988.2251 | 666.4559 | 988.2251 | 8397 | 988.2251 | 666.4559 | 974.1497 | 311.9324 | 4 | 8318 | 5703 | 5251 | 656 | 8545 | 8676 | 964 | 620.9929 | 652.6142 | 956.4626 | 212.0263
| 8398 | 909.1006 | 962.7049 | 906.006 | 962.7049 | 962.7049 | 906.006 | 962.7049 | 962.7049 | 906.006 | 962.7049 | 971.4286 | 430.3163 | 962.7049 | 906.006 | 962.7049 | 8398 | 962.7049 | 906.006 | 971.4286 | 430.3163 | 49 | 1734 | 6538 | 2996 | 16 | 5291 | 8611 | 223 | 620.9569 | 652.3738 | 956.4626 | 212.0263
| 8399 | 872.7567 | 923.0547 | 853.4729 | 923.0547 | 923.0547 | 853.4729 | 923.0547 | 923.0547 | 853.4729 | 923.0547 | 987.7551 | 432.5086 | 923.0547 | 853.4729 | 923.0547 | 8399 | 923.0547 | 853.473 | 987.7551 | 432.5086 | 289 | 5402 | 1371 | 2956 | 4859 | 1140 | 8508 | 4074 | 620.8007 | 652.1752 | 956.4626 | 211.7131
| 8400 | 835.8906 | 881.1458 | 846.8135 | 881.1458 | 881.1458 | 846.8135 | 881.1458 | 881.1458 | 846.8135 | 881.1458 | 978.2313 | 287.8171 | 881.1458 | 846.8135 | 881.1458 | 8400 | 881.1458 | 846.8135 | 978.2313 | 287.8171 | 674 | 5843 | 4247 | 6049 | 6589 | 6484 | 8443 | 2899 | 620.7526 | 652.0014 | 956.4626 | 211.7131
| 8401 | 795.7362 | 805.0656 | 849.6835 | 805.0656 | 805.0656 | 849.6835 | 805.0656 | 805.0656 | 849.6835 | 805.0656 | 989.1156 | 311.9324 | 805.0656 | 849.6835 | 805.0656 | 8401 | 805.0656 | 849.6835 | 989.1157 | 311.9324 | 2065 | 5661 | 1104 | 5250 | 5765 | 3449 | 8340 | 748 | 620.7526 | 651.9942 | 956.4626 | 211.7131
| 8402 | 822.5825 | 861.4889 | 840.7528 | 861.4889 | 861.4889 | 840.7528 | 861.4889 | 861.4889 | 840.7528 | 861.4889 | 972.7891 | 288.4435 | 861.4889 | 840.7528 | 861.4889 | 8402 | 861.4889 | 840.7528 | 972.7891 | 288.4435 | 906 | 6186 | 6121 | 6024 | 9 | 1144 | 8275 | 7599 | 620.7406 | 651.8859 | 956.4626 | 211.3999
| 8403 | 803.1128 | 819.1474 | 851.4365 | 819.1474 | 819.1474 | 851.4365 | 819.1474 | 819.1474 | 851.4365 | 819.1474 | 987.7551 | 296.8995 | 819.1474 | 851.4365 | 819.1474 | 8403 | 819.1474 | 851.4365 | 987.7551 | 296.8995 | 1652 | 5534 | 1370 | 5734 | 2193 | 8394 | 8148 | 7596 | 620.5123 | 651.8616 | 956.4626 | 211.3999
| 8404 | 787.8972 | 805.8346 | 827.467 | 805.8346 | 805.8346 | 827.467 | 805.8346 | 805.8346 | 827.467 | 805.8346 | 991.8367 | 282.1798 | 805.8346 | 827.467 | 805.8346 | 8404 | 805.8346 | 827.467 | 991.8367 | 282.1798 | 2038 | 6691 | 738 | 6281 | 2680 | 5292 | 8083 | 7574 | 620.4162 | 651.606 | 956.4626 | 211.3999
| 8405 | 776.0313 | 796.3666 | 804.2316 | 796.3666 | 796.3666 | 804.2316 | 796.3666 | 796.3666 | 804.2316 | 796.3666 | 972.7891 | 303.7895 | 796.3666 | 804.2316 | 796.3666 | 8405 | 796.3666 | 804.2316 | 972.7891 | 303.7895 | 2328 | 7066 | 6120 | 5508 | 132 | 2322 | 8004 | 884 | 620.3201 | 651.1759 | 956.4626 | 211.3999
| 8406 | 767.1916 | 788.1963 | 795.6546 | 788.1963 | 788.1963 | 795.6546 | 788.1963 | 788.1963 | 795.6546 | 788.1963 | 985.034 | 267.4601 | 788.1963 | 795.6546 | 788.1963 | 8406 | 788.1963 | 795.6546 | 985.034 | 267.4601 | 2607 | 7103 | 2096 | 6850 | 732 | 6482 | 7939 | 18 | 620.1759 | 651.0573 | 956.4626 | 211.3999
| 8407 | 721.3192 | 715.0959 | 782.8217 | 715.0959 | 715.0959 | 782.8217 | 715.0959 | 715.0959 | 782.8217 | 715.0959 | 975.5102 | 270.9051 | 715.0959 | 782.8217 | 715.0959 | 8407 | 715.0959 | 782.8217 | 975.5102 | 270.9051 | 5420 | 7165 | 5283 | 6721 | 170 | 6485 | 7836 | 7535 | 620.0317 | 650.9889 | 956.4626 | 211.1977
| 8408 | 720.0702 | 710.482 | 785.4803 | 710.482 | 710.482 | 785.4803 | 710.482 | 710.482 | 785.4803 | 710.482 | 983.6735 | 271.5315 | 710.482 | 785.4803 | 710.482 | 8408 | 710.4821 | 785.4803 | 983.6735 | 271.5315 | 5622 | 7153 | 2427 | 6695 | 6126 | 5293 | 7771 | 5252 | 619.9837 | 650.9509 | 956.4626 | 211.0868
| 8409 | 685.9127 | 730.4273 | 622.7797 | 730.4273 | 730.4273 | 622.7797 | 730.4273 | 730.4273 | 622.7797 | 730.4273 | 978.2313 | 290.0094 | 730.4273 | 622.7797 | 730.4273 | 8409 | 730.4273 | 622.7797 | 978.2313 | 290.0094 | 4805 | 8487 | 4246 | 5959 | 7297 | 996 | 7668 | 889 | 619.8875 | 650.6651 | 956.4626 | 211.0868
| 8410 | 761.4198 | 761.1381 | 825.3199 | 761.1381 | 761.1381 | 825.3199 | 761.1381 | 761.1381 | 825.3199 | 761.1381 | 978.2313 | 291.2621 | 761.1381 | 825.3199 | 761.1381 | 8410 | 761.1381 | 825.3199 | 978.2313 | 291.2621 | 3590 | 6739 | 4245 | 5914 | 4471 | 7575 | 7603 | 891 | 619.8875 | 649.9677 | 956.4626 | 210.9302
| 8411 | 753.6496 | 751.1895 | 817.3975 | 751.1895 | 751.1895 | 817.3975 | 751.1895 | 751.1895 | 817.3975 | 751.1895 | 974.1497 | 297.839 | 751.1895 | 817.3975 | 751.1895 | 8411 | 751.1895 | 817.3975 | 974.1497 | 297.839 | 3967 | 6891 | 5702 | 5699 | 241 | 8387 | 7500 | 6098 | 619.8875 | 649.6884 | 956.4626 | 210.7736
| 8412 | 765.6648 | 776.9501 | 797.6971 | 776.9501 | 776.9501 | 797.6971 | 776.9501 | 776.9501 | 797.6971 | 776.9501 | 976.8707 | 336.0476 | 776.9501 | 797.6971 | 776.9501 | 8412 | 776.9501 | 797.6971 | 976.8708 | 336.0476 | 2984 | 7096 | 4866 | 4724 | 7 | 2122 | 7435 | 6086 | 619.7734 | 648.3911 | 956.4626 | 210.7736
| 8413 | 760.8548 | 775.9408 | 782.3543 | 775.9408 | 775.9408 | 782.3543 | 775.9408 | 775.9408 | 782.3543 | 775.9408 | 983.6735 | 331.3498 | 775.9408 | 782.3543 | 775.9408 | 8413 | 775.9408 | 782.3543 | 983.6735 | 331.3498 | 3032 | 7167 | 2426 | 4806 | 5074 | 8557 | 7332 | 6068 | 619.7434 | 648.3477 | 956.4626 | 210.7736
| 8414 | 775.8975 | 787.6196 | 783.6945 | 787.6196 | 787.6196 | 783.6945 | 787.6196 | 787.6196 | 783.6945 | 787.6196 | 983.6735 | 443.1569 | 787.6196 | 783.6945 | 787.6196 | 8414 | 787.6196 | 783.6946 | 983.6735 | 443.1569 | 2628 | 7162 | 2425 | 2778 | 221 | 4978 | 7267 | 3066 | 619.7434 | 648.0438 | 956.4626 | 210.7736
| 8415 | 779.8613 | 783.246 | 807.0541 | 783.246 | 783.246 | 807.0541 | 783.246 | 783.246 | 807.0541 | 783.246 | 970.068 | 453.8052 | 783.246 | 807.0541 | 783.246 | 8415 | 783.246 | 807.0541 | 970.068 | 453.8052 | 2749 | 7034 | 6904 | 2595 | 5929 | 8348 | 7164 | 3065 | 619.6472 | 647.9504 | 956.4626 | 210.7736
| 8416 | 771.4749 | 769.2123 | 809.7842 | 769.2123 | 769.2123 | 809.7842 | 769.2123 | 769.2123 | 809.7842 | 769.2123 | 976.8707 | 430.9427 | 769.2123 | 809.7842 | 769.2123 | 8416 | 769.2123 | 809.7842 | 976.8708 | 430.9427 | 3307 | 7007 | 4865 | 2980 | 5764 | 8531 | 7099 | 2920 | 619.5992 | 647.8144 | 956.4626 | 210.7736
| 8417 | 786.7593 | 793.6271 | 814.5013 | 793.6271 | 793.6271 | 814.5013 | 793.6271 | 793.6271 | 814.5013 | 793.6271 | 978.2313 | 429.3768 | 793.6271 | 814.5013 | 793.6271 | 8417 | 793.6272 | 814.5013 | 978.2313 | 429.3768 | 2420 | 6944 | 4244 | 3010 | 911 | 5458 | 6996 | 2499 | 619.4069 | 647.6172 | 956.4626 | 210.7736
| 8418 | 814.7353 | 847.4071 | 805.2975 | 847.4071 | 847.4071 | 805.2975 | 847.4071 | 847.4071 | 805.2975 | 847.4071 | 983.6735 | 422.1735 | 847.4071 | 805.2975 | 847.4071 | 8418 | 847.4071 | 805.2976 | 983.6735 | 422.1735 | 1094 | 7055 | 2424 | 3120 | 3390 | 6481 | 6931 | 4584 | 619.2628 | 647.5256 | 956.4626 | 210.4604
| 8419 | 857.8001 | 925.7942 | 816.3277 | 925.7942 | 925.7942 | 816.3277 | 925.7942 | 925.7942 | 816.3277 | 925.7942 | 927.8912 | 409.6461 | 925.7942 | 816.3277 | 925.7942 | 8419 | 925.7942 | 816.3277 | 927.8912 | 409.6461 | 264 | 6911 | 8709 | 3324 | 8196 | 8355 | 6828 | 4569 | 619.1474 | 647.3197 | 956.4626 | 210.4604
| 8420 | 871.3038 | 950.8339 | 805.891 | 950.8339 | 950.8339 | 805.891 | 950.8339 | 950.8339 | 805.891 | 950.8339 | 968.7075 | 399.311 | 950.8339 | 805.891 | 950.8339 | 8420 | 950.8339 | 805.891 | 968.7075 | 399.311 | 93 | 7047 | 7310 | 3500 | 660 | 2318 | 6763 | 2908 | 619.1474 | 647.1022 | 956.4626 | 210.4604
| 8421 | 872.1498 | 962.7049 | 813.7715 | 962.7049 | 962.7049 | 813.7715 | 962.7049 | 962.7049 | 813.7715 | 962.7049 | 960.5442 | 292.8281 | 962.7049 | 813.7715 | 962.7049 | 8421 | 962.7049 | 813.7715 | 960.5442 | 292.8281 | 48 | 6952 | 8192 | 5860 | 148 | 8555 | 6660 | 32 | 619.1426 | 647.0569 | 956.4626 | 210.4604
| 8422 | 864.3738 | 932.2824 | 819.7272 | 932.2824 | 932.2824 | 819.7272 | 932.2824 | 932.2824 | 819.7272 | 932.2824 | 974.1497 | 389.9154 | 932.2824 | 819.7272 | 932.2824 | 8422 | 932.2824 | 819.7272 | 974.1497 | 389.9154 | 195 | 6855 | 5701 | 3671 | 63 | 8172 | 6595 | 6249 | 619.1426 | 646.1748 | 956.4626 | 210.1472
| 8423 | 839.2805 | 901.091 | 817.481 | 901.091 | 901.091 | 817.481 | 901.091 | 901.091 | 817.481 | 901.091 | 980.9524 | 290.3226 | 901.091 | 817.481 | 901.091 | 8423 | 901.091 | 817.481 | 980.9524 | 290.3226 | 469 | 6887 | 3615 | 5948 | 6771 | 636 | 6492 | 4591 | 618.8302 | 646.1748 | 956.4626 | 210.1472
| 8424 | 815.2993 | 855.5774 | 831.6527 | 855.5774 | 855.5774 | 831.6527 | 855.5774 | 855.5774 | 831.6527 | 855.5774 | 971.4286 | 271.5315 | 855.5774 | 831.6527 | 855.5774 | 8424 | 855.5775 | 831.6527 | 971.4286 | 271.5315 | 978 | 6566 | 6537 | 6694 | 1657 | 2265 | 6427 | 3062 | 618.7341 | 645.9958 | 956.4626 | 210.1472
| 8425 | 801.5704 | 830.6339 | 835.3434 | 830.6339 | 830.6339 | 835.3434 | 830.6339 | 830.6339 | 835.3434 | 830.6339 | 968.7075 | 266.8337 | 830.6339 | 835.3434 | 830.6339 | 8425 | 830.6339 | 835.3434 | 968.7075 | 266.8337 | 1400 | 6414 | 7309 | 6864 | 4863 | 6137 | 6324 | 957 | 618.686 | 645.4772 | 956.4626 | 210.1472
| 8426 | 787.7231 | 804.3447 | 831.262 | 804.3447 | 804.3447 | 831.262 | 804.3447 | 804.3447 | 831.262 | 804.3447 | 967.3469 | 300.9709 | 804.3447 | 831.262 | 804.3447 | 8426 | 804.3447 | 831.262 | 967.3469 | 300.9709 | 2086 | 6581 | 7472 | 5611 | 4751 | 6136 | 6259 | 752 | 618.638 | 644.4495 | 956.4626 | 209.9906
| 8427 | 777.813 | 796.8953 | 814.5561 | 796.8953 | 796.8953 | 814.5561 | 796.8953 | 796.8953 | 814.5561 | 796.8953 | 965.9864 | 290.0094 | 796.8953 | 814.5561 | 796.8953 | 8427 | 796.8953 | 814.5561 | 965.9864 | 290.0094 | 2312 | 6943 | 7779 | 5958 | 38 | 6132 | 6156 | 7607 | 618.4097 | 644.3645 | 956.4626 | 209.834
| 8428 | 785.5426 | 810.5445 | 817.1444 | 810.5445 | 810.5445 | 817.1444 | 810.5445 | 810.5445 | 817.1444 | 810.5445 | 963.2653 | 281.3968 | 810.5445 | 817.1444 | 810.5445 | 8428 | 810.5445 | 817.1444 | 963.2653 | 281.3968 | 1885 | 6894 | 8037 | 6316 | 17 | 2314 | 6091 | 2901 | 618.2354 | 644.2567 | 956.4626 | 209.834
| 8429 | 789.1232 | 812.1786 | 825.2733 | 812.1786 | 812.1786 | 825.2733 | 812.1786 | 812.1786 | 825.2733 | 812.1786 | 963.2653 | 285.938 | 812.1786 | 825.2733 | 812.1786 | 8429 | 812.1786 | 825.2733 | 963.2653 | 285.938 | 1847 | 6746 | 8036 | 6125 | 6435 | 8543 | 5988 | 2898 | 618.2054 | 644.1096 | 956.4626 | 209.834
| 8430 | 780.9096 | 801.2207 | 823.9464 | 801.2207 | 801.2207 | 823.9464 | 801.2207 | 801.2207 | 823.9464 | 801.2207 | 965.9864 | 261.1964 | 801.2207 | 823.9464 | 801.2207 | 8430 | 801.2208 | 823.9464 | 965.9864 | 261.1964 | 2171 | 6768 | 7778 | 7046 | 73 | 8352 | 5923 | 934 | 618.0612 | 644.0337 | 956.4626 | 209.834
| 8431 | 748.0714 | 748.3059 | 823.6952 | 748.3059 | 748.3059 | 823.6952 | 748.3059 | 748.3059 | 823.6952 | 748.3059 | 957.8231 | 233.9493 | 748.3059 | 823.6952 | 748.3059 | 8431 | 748.3059 | 823.6952 | 957.8231 | 233.9493 | 4066 | 6777 | 8346 | 7957 | 6436 | 8539 | 5820 | 8110 | 618.0132 | 644.027 | 956.4626 | 209.5208
| 8432 | 746.5995 | 740.2797 | 831.4714 | 740.2797 | 740.2797 | 831.4714 | 740.2797 | 740.2797 | 831.4714 | 740.2797 | 945.5782 | 258.6909 | 740.2797 | 831.4714 | 740.2797 | 8432 | 740.2797 | 831.4714 | 945.5782 | 258.6909 | 4381 | 6572 | 8605 | 7154 | 174 | 5681 | 5755 | 2744 | 618.0132 | 642.6922 | 956.4626 | 209.5208
| 8433 | 744.4443 | 737.4922 | 826.2534 | 737.4922 | 737.4922 | 826.2534 | 737.4922 | 737.4922 | 826.2534 | 737.4922 | 967.3469 | 249.9217 | 737.4922 | 826.2534 | 737.4922 | 8433 | 737.4922 | 826.2534 | 967.3469 | 249.9217 | 4481 | 6720 | 7471 | 7464 | 4858 | 6473 | 5652 | 574 | 617.9651 | 642.206 | 956.4626 | 209.5208
| 8434 | 752.6302 | 733.4551 | 861.623 | 733.4551 | 733.4551 | 861.623 | 733.4551 | 733.4551 | 861.623 | 733.4551 | 964.6259 | 258.0645 | 733.4551 | 861.623 | 733.4551 | 8434 | 733.4551 | 861.623 | 964.6259 | 258.0645 | 4673 | 4880 | 7981 | 7172 | 5079 | 2315 | 5587 | 79 | 617.869 | 642.0715 | 956.4626 | 209.5208
| 8435 | 742.9253 | 704.2822 | 884.2251 | 704.2822 | 704.2822 | 884.2251 | 704.2822 | 704.2822 | 884.2251 | 704.2822 | 967.3469 | 262.4491 | 704.2822 | 884.2251 | 704.2822 | 8435 | 704.2822 | 884.2251 | 967.3469 | 262.4491 | 5905 | 3308 | 7470 | 7005 | 5892 | 8295 | 5484 | 6243 | 617.8209 | 641.8851 | 956.4626 | 209.2076
| 8436 | 751.0343 | 724.3716 | 870.4897 | 724.3716 | 724.3716 | 870.4897 | 724.3716 | 724.3716 | 870.4897 | 724.3716 | 978.2313 | 259.3173 | 724.3716 | 870.4897 | 724.3716 | 8436 | 724.3716 | 870.4897 | 978.2313 | 259.3173 | 5038 | 4249 | 4243 | 7128 | 5891 | 8544 | 5419 | 6106 | 617.7729 | 641.4271 | 956.4626 | 209.2076
| 8437 | 742.1156 | 724.0352 | 841.1268 | 724.0352 | 724.0352 | 841.1268 | 724.0352 | 724.0352 | 841.1268 | 724.0352 | 970.068 | 262.7623 | 724.0352 | 841.1268 | 724.0352 | 8437 | 724.0352 | 841.1268 | 970.068 | 262.7623 | 5057 | 6164 | 6903 | 6997 | 4449 | 8384 | 5316 | 4589 | 617.7729 | 641.3786 | 956.4626 | 209.2076
| 8438 | 754.4369 | 742.6828 | 846.327 | 742.6828 | 742.6828 | 846.327 | 742.6828 | 742.6828 | 846.327 | 742.6828 | 974.1497 | 261.1964 | 742.6828 | 846.327 | 742.6828 | 8438 | 742.6828 | 846.327 | 974.1497 | 261.1964 | 4284 | 5875 | 5700 | 7045 | 144 | 8542 | 5251 | 2407 | 617.7729 | 641.302 | 956.4626 | 209.2076
| 8439 | 759.9711 | 744.9416 | 864.3381 | 744.9416 | 744.9416 | 864.3381 | 744.9416 | 744.9416 | 864.3381 | 744.9416 | 972.7891 | 249.9217 | 744.9416 | 864.3381 | 744.9416 | 8439 | 744.9416 | 864.3381 | 972.7891 | 249.9217 | 4182 | 4687 | 6119 | 7463 | 4780 | 2268 | 5148 | 1417 | 617.7248 | 641.1315 | 956.4626 | 209.2076
| 8440 | 759.0181 | 740.2797 | 869.9102 | 740.2797 | 740.2797 | 869.9102 | 740.2797 | 740.2797 | 869.9102 | 740.2797 | 970.068 | 254.3063 | 740.2797 | 869.9102 | 740.2797 | 8440 | 740.2797 | 869.9102 | 970.068 | 254.3063 | 4380 | 4281 | 6902 | 7292 | 5556 | 8530 | 5083 | 987 | 617.6767 | 640.8526 | 956.4626 | 209.2076
| 8441 | 760.1903 | 721.7763 | 914.6431 | 721.7763 | 721.7763 | 914.6431 | 721.7763 | 721.7763 | 914.6431 | 721.7763 | 976.8707 | 233.0097 | 721.7763 | 914.6431 | 721.7763 | 8441 | 721.7763 | 914.6431 | 976.8708 | 233.0097 | 5157 | 1239 | 4864 | 7983 | 4764 | 8351 | 4980 | 772 | 617.3403 | 639.6204 | 956.4626 | 209.2076
| 8442 | 807.4269 | 813.7646 | 890.0442 | 813.7646 | 813.7646 | 890.0442 | 813.7646 | 813.7646 | 890.0442 | 813.7646 | 976.8707 | 256.8118 | 813.7646 | 890.0442 | 813.7646 | 8442 | 813.7646 | 890.0442 | 976.8708 | 256.8118 | 1804 | 2837 | 4863 | 7207 | 39 | 8343 | 4915 | 6247 | 617.3283 | 639.454 | 956.4626 | 208.8945
| 8443 | 862.7003 | 894.6508 | 926.0479 | 894.6508 | 894.6508 | 926.0479 | 894.6508 | 894.6508 | 926.0479 | 894.6508 | 956.4626 | 259.9436 | 894.6508 | 926.0479 | 894.6508 | 8443 | 894.6508 | 926.0479 | 956.4626 | 259.9436 | 537 | 680 | 8400 | 7096 | 3919 | 8546 | 4812 | 3248 | 617.052 | 638.9113 | 956.4626 | 208.8945
| 8444 | 864.6137 | 927.2841 | 858.7257 | 927.2841 | 927.2841 | 858.7257 | 927.2841 | 927.2841 | 858.7257 | 927.2841 | 971.4286 | 279.9875 | 927.2841 | 858.7257 | 927.2841 | 8444 | 927.2841 | 858.7257 | 971.4286 | 279.9875 | 245 | 5080 | 6536 | 6366 | 5890 | 6969 | 4747 | 1419 | 616.8117 | 638.5475 | 956.4626 | 208.8945
| 8445 | 861.0173 | 914.548 | 872.1561 | 914.548 | 914.548 | 872.1561 | 914.548 | 914.548 | 872.1561 | 914.548 | 975.5102 | 273.7238 | 914.548 | 872.1561 | 914.548 | 8445 | 914.548 | 872.1561 | 975.5102 | 273.7238 | 343 | 4129 | 5282 | 6611 | 4610 | 8350 | 4644 | 967 | 616.8117 | 638.3129 | 956.4626 | 208.8945
| 8446 | 824.6457 | 847.3591 | 871.2419 | 847.3591 | 847.3591 | 871.2419 | 847.3591 | 847.3591 | 871.2419 | 847.3591 | 983.6735 | 297.5258 | 847.3591 | 871.2419 | 847.3591 | 8446 | 847.3591 | 871.2419 | 983.6735 | 297.5258 | 1095 | 4195 | 2423 | 5708 | 8 | 5680 | 4579 | 938 | 616.7756 | 637.4712 | 956.4626 | 208.8945
| 8447 | 804.8036 | 816.2638 | 870.9536 | 816.2638 | 816.2638 | 870.9536 | 816.2638 | 816.2638 | 870.9536 | 816.2638 | 983.6735 | 269.6524 | 816.2638 | 870.9536 | 816.2638 | 8447 | 816.2638 | 870.9536 | 983.6735 | 269.6524 | 1744 | 4213 | 2422 | 6767 | 5581 | 8566 | 4476 | 890 | 616.7636 | 637.3532 | 956.4626 | 208.7379
| 8448 | 787.7459 | 787.6196 | 862.4025 | 787.6196 | 787.6196 | 862.4025 | 787.6196 | 787.6196 | 862.4025 | 787.6196 | 975.5102 | 302.3655 | 787.6196 | 862.4025 | 787.6196 | 8448 | 787.6196 | 862.4025 | 975.5102 | 302.3655 | 2627 | 4815 | 5281 | 5559 | 232 | 6134 | 4411 | 5092 | 616.6194 | 637.2088 | 956.4626 | 208.5813
| 8449 | 794.3968 | 789.0614 | 872.0832 | 789.0614 | 789.0614 | 872.0832 | 789.0614 | 789.0614 | 872.0832 | 789.0614 | 970.068 | 350.6629 | 789.0614 | 872.0832 | 789.0614 | 8449 | 789.0614 | 872.0832 | 970.068 | 350.6629 | 2577 | 4142 | 6901 | 4446 | 6559 | 8534 | 4308 | 4580 | 616.4272 | 636.3231 | 956.4626 | 208.5813
| 8450 | 781.1248 | 775.7966 | 861.1118 | 775.7966 | 775.7966 | 861.1118 | 775.7966 | 775.7966 | 861.1118 | 775.7966 | 971.4286 | 313.4983 | 775.7966 | 861.1118 | 775.7966 | 8450 | 775.7966 | 861.1118 | 971.4286 | 313.4983 | 3043 | 4911 | 6535 | 5206 | 4955 | 2267 | 4243 | 749 | 616.2349 | 635.9755 | 956.4626 | 208.5813
| 8451 | 770.1625 | 759.6482 | 863.6559 | 759.6482 | 759.6482 | 863.6559 | 759.6482 | 759.6482 | 863.6559 | 759.6482 | 967.3469 | 283.1193 | 759.6482 | 863.6559 | 759.6482 | 8451 | 759.6482 | 863.6559 | 967.3469 | 283.1193 | 3636 | 4724 | 7469 | 6245 | 26 | 8383 | 4140 | 2902 | 616.1869 | 635.8939 | 956.4626 | 208.4247
| 8452 | 765.9755 | 753.3522 | 860.519 | 753.3522 | 753.3522 | 860.519 | 753.3522 | 753.3522 | 860.519 | 753.3522 | 974.1497 | 280.6138 | 753.3522 | 860.519 | 753.3522 | 8452 | 753.3522 | 860.519 | 974.1497 | 280.6139 | 3885 | 4949 | 5699 | 6350 | 7763 | 8126 | 4075 | 7249 | 616.0907 | 635.4428 | 956.4626 | 208.2681
| 8453 | 769.888 | 762.0032 | 859.7025 | 762.0032 | 762.0032 | 859.7025 | 762.0032 | 762.0032 | 859.7025 | 762.0032 | 975.5102 | 268.0864 | 762.0032 | 859.7025 | 762.0032 | 8453 | 762.0032 | 859.7025 | 975.5102 | 268.0864 | 3559 | 5007 | 5280 | 6825 | 4860 | 590 | 3972 | 1015 | 616.0907 | 635.4428 | 956.4626 | 208.2681
| 8454 | 775.1049 | 777.7671 | 847.6814 | 777.7671 | 777.7671 | 847.6814 | 777.7671 | 777.7671 | 847.6814 | 777.7671 | 983.6735 | 254.9327 | 777.7671 | 847.6814 | 777.7671 | 8454 | 777.7671 | 847.6814 | 983.6735 | 254.9327 | 2956 | 5793 | 2421 | 7271 | 6250 | 8346 | 3907 | 20 | 615.9946 | 635.2212 | 956.4626 | 208.2681
| 8455 | 759.621 | 742.6347 | 850.0592 | 742.6347 | 742.6347 | 850.0592 | 742.6347 | 742.6347 | 850.0592 | 742.6347 | 982.3129 | 311.0672 | 742.6347 | 850.0592 | 742.6347 | 8455 | 742.6347 | 850.0592 | 982.3129 | 311.0672 | 4289 | 5626 | 3099 | 5271 | 6104 | 8363 | 3804 | 7573 | 615.9466 | 635.064 | 956.4626 | 208.1115
| 8456 | 775.1624 | 759.6963 | 876.1001 | 759.6963 | 759.6963 | 876.1001 | 759.6963 | 759.6963 | 876.1001 | 759.6963 | 978.2313 | 292.0725 | 759.6963 | 876.1001 | 759.6963 | 8456 | 759.6963 | 876.1001 | 978.2313 | 292.0725 | 3633 | 3877 | 4242 | 5891 | 6922 | 8561 | 3739 | 7586 | 615.6582 | 634.831 | 956.4626 | 207.9549
| 8457 | 807.8543 | 799.4906 | 895.0029 | 799.4906 | 799.4906 | 895.0029 | 799.4906 | 799.4906 | 895.0029 | 799.4906 | 982.3129 | 351.7108 | 799.4906 | 895.0029 | 799.4906 | 8457 | 799.4906 | 895.0029 | 982.3129 | 351.7108 | 2224 | 2465 | 3098 | 4419 | 207 | 6133 | 3636 | 6258 | 615.6101 | 633.9318 | 956.4626 | 207.9549
| 8458 | 800.3989 | 793.3868 | 878.8103 | 793.3868 | 793.3868 | 878.8103 | 793.3868 | 793.3868 | 878.8103 | 793.3868 | 986.3946 | 356.8548 | 793.3868 | 878.8103 | 793.3868 | 8458 | 793.3868 | 878.8103 | 986.3946 | 356.8548 | 2435 | 3684 | 1734 | 4318 | 6424 | 8296 | 3571 | 2806 | 615.5621 | 633.6088 | 956.4626 | 207.9549
| 8459 | 784.6198 | 786.37 | 837.6882 | 786.37 | 786.37 | 837.6882 | 786.37 | 786.37 | 837.6882 | 786.37 | 982.3129 | 360.6522 | 786.37 | 837.6882 | 786.37 | 8459 | 786.37 | 837.6882 | 982.3129 | 360.6522 | 2665 | 6329 | 3097 | 4256 | 18 | 6474 | 3468 | 2725 | 615.514 | 633.5918 | 956.4626 | 207.9549
| 8460 | 752.5477 | 806.7958 | 672.6807 | 806.7958 | 806.7958 | 672.6807 | 806.7958 | 806.7958 | 672.6807 | 806.7958 | 978.2313 | 412.3473 | 806.7958 | 672.6807 | 806.7958 | 8460 | 806.7958 | 672.6807 | 978.2313 | 412.3473 | 2006 | 8275 | 4241 | 3275 | 4456 | 8356 | 3403 | 6242 | 615.3698 | 633.2537 | 956.4626 | 207.6417
| 8461 | 775.9969 | 800.9324 | 772.0534 | 800.9324 | 800.9324 | 772.0534 | 800.9324 | 800.9324 | 772.0534 | 800.9324 | 980.9524 | 387.3317 | 800.9324 | 772.0534 | 800.9324 | 8461 | 800.9324 | 772.0534 | 980.9524 | 387.3317 | 2180 | 7235 | 3614 | 3715 | 7299 | 2130 | 3300 | 3792 | 615.2737 | 633.1933 | 956.4626 | 207.6417
| 8462 | 803.511 | 817.0327 | 838.7056 | 817.0327 | 817.0327 | 838.7056 | 817.0327 | 817.0327 | 838.7056 | 817.0327 | 980.9524 | 377.1173 | 817.0327 | 838.7056 | 817.0327 | 8462 | 817.0327 | 838.7056 | 980.9524 | 377.1173 | 1719 | 6276 | 3613 | 3912 | 243 | 2129 | 3235 | 2863 | 615.2737 | 632.8842 | 956.4626 | 207.6417
| 8463 | 812.5628 | 822.8481 | 855.2778 | 822.8481 | 822.8481 | 855.2778 | 822.8481 | 822.8481 | 855.2778 | 822.8481 | 972.7891 | 399.1935 | 822.8481 | 855.2778 | 822.8481 | 8463 | 822.8481 | 855.2778 | 972.7891 | 399.1936 | 1559 | 5297 | 6118 | 3508 | 3914 | 8311 | 3132 | 2808 | 615.2256 | 632.0491 | 956.4626 | 207.6417
| 8464 | 792.17 | 825.2511 | 777.5799 | 825.2511 | 825.2511 | 777.5799 | 825.2511 | 825.2511 | 777.5799 | 825.2511 | 975.5102 | 402.5407 | 825.2511 | 777.5799 | 825.2511 | 8464 | 825.2511 | 777.5799 | 975.5102 | 402.5407 | 1503 | 7190 | 5279 | 3439 | 7300 | 5682 | 3067 | 100 | 615.1776 | 631.7487 | 956.4626 | 207.6417
| 8465 | 789.9703 | 830.7781 | 766.5636 | 830.7781 | 830.7781 | 766.5636 | 830.7781 | 830.7781 | 766.5636 | 830.7781 | 983.6735 | 363.4317 | 830.7781 | 766.5636 | 830.7781 | 8465 | 830.7781 | 766.5636 | 983.6735 | 363.4317 | 1396 | 7277 | 2420 | 4200 | 244 | 6135 | 2964 | 3070 | 615.1776 | 631.7006 | 956.4626 | 207.4851
| 8466 | 800.5532 | 855.7216 | 743.1569 | 855.7216 | 855.7216 | 743.1569 | 855.7216 | 855.7216 | 743.1569 | 855.7216 | 967.3469 | 421.9973 | 855.7216 | 743.1569 | 855.7216 | 8466 | 855.7216 | 743.1569 | 967.3469 | 421.9973 | 975 | 7557 | 7468 | 3129 | 4613 | 8375 | 2899 | 895 | 615.1295 | 631.6424 | 956.4626 | 207.4851
| 8467 | 855.567 | 948.575 | 746.8098 | 948.575 | 948.575 | 746.8098 | 948.575 | 948.575 | 746.8098 | 948.575 | 980.9524 | 421.1459 | 948.575 | 746.8098 | 948.575 | 8467 | 948.575 | 746.8099 | 980.9524 | 421.1459 | 101 | 7520 | 3612 | 3141 | 5454 | 8560 | 2796 | 6069 | 614.8892 | 630.8159 | 956.4626 | 207.3285
| 8468 | 881.2325 | 977.6037 | 779.778 | 977.6037 | 977.6037 | 779.778 | 977.6037 | 977.6037 | 779.778 | 977.6037 | 986.3946 | 410.9184 | 977.6037 | 779.778 | 977.6037 | 8468 | 977.6037 | 779.778 | 986.3946 | 410.9184 | 19 | 7173 | 1733 | 3301 | 4954 | 8535 | 2731 | 1237 | 614.745 | 630.704 | 956.4626 | 207.3285
| 8469 | 872.218 | 971.5961 | 777.3103 | 971.5961 | 971.5961 | 777.3103 | 971.5961 | 971.5961 | 777.3103 | 971.5961 | 982.3129 | 346.7285 | 971.5961 | 777.3103 | 971.5961 | 8469 | 971.5961 | 777.3103 | 982.3129 | 346.7285 | 28 | 7191 | 3096 | 4518 | 3425 | 8385 | 2628 | 991 | 614.6009 | 629.8488 | 956.4626 | 207.3285
| 8470 | 866.4824 | 968.1357 | 756.9568 | 968.1357 | 968.1357 | 756.9568 | 968.1357 | 968.1357 | 756.9568 | 968.1357 | 971.4286 | 386.4117 | 968.1357 | 756.9568 | 968.1357 | 8470 | 968.1357 | 756.9569 | 971.4286 | 386.4117 | 36 | 7389 | 6534 | 3733 | 6106 | 8386 | 2563 | 939 | 614.5528 | 629.7765 | 956.4626 | 207.3285
| 8471 | 818.4223 | 886.5286 | 758.0346 | 886.5286 | 886.5286 | 758.0346 | 886.5286 | 886.5286 | 758.0346 | 886.5286 | 985.034 | 348.5114 | 886.5286 | 758.0346 | 886.5286 | 8471 | 886.5286 | 758.0346 | 985.034 | 348.5114 | 616 | 7374 | 2095 | 4493 | 4647 | 8551 | 2460 | 886 | 614.5528 | 629.7492 | 956.4626 | 207.3285
| 8472 | 789.8157 | 861.585 | 710.9462 | 861.585 | 861.585 | 710.9462 | 861.585 | 861.585 | 710.9462 | 861.585 | 987.7551 | 333.1996 | 861.585 | 710.9462 | 861.585 | 8472 | 861.5851 | 710.9462 | 987.7551 | 333.1996 | 905 | 7914 | 1369 | 4778 | 4851 | 8349 | 2395 | 729 | 614.1683 | 629.3241 | 956.4626 | 207.3285
| 8473 | 778.6131 | 844.8118 | 698.0468 | 844.8118 | 844.8118 | 698.0468 | 844.8118 | 844.8118 | 698.0468 | 844.8118 | 987.7551 | 362.1464 | 844.8118 | 698.0468 | 844.8118 | 8473 | 844.8119 | 698.0468 | 987.7551 | 362.1464 | 1141 | 8045 | 1368 | 4229 | 8194 | 5457 | 2292 | 98 | 613.928 | 628.7706 | 956.4626 | 207.3285
| 8474 | 765.1482 | 822.4636 | 705.385 | 822.4636 | 822.4636 | 705.385 | 822.4636 | 822.4636 | 705.385 | 822.4636 | 995.9184 | 314.9076 | 822.4636 | 705.385 | 822.4636 | 8474 | 822.4636 | 705.385 | 995.9184 | 314.9076 | 1571 | 7976 | 216 | 5176 | 4374 | 8562 | 2227 | 19 | 613.928 | 628.1189 | 956.4626 | 207.3285
| 8475 | 746.4152 | 800.4037 | 689.2611 | 800.4037 | 800.4037 | 689.2611 | 800.4037 | 800.4037 | 689.2611 | 800.4037 | 994.5578 | 294.9812 | 800.4037 | 689.2611 | 800.4037 | 8475 | 800.4037 | 689.2611 | 994.5578 | 294.9812 | 2196 | 8132 | 422 | 5797 | 658 | 6389 | 2124 | 3402 | 613.928 | 627.5473 | 956.4626 | 207.0153
| 8476 | 752.6952 | 791.5605 | 725.9159 | 791.5605 | 791.5605 | 725.9159 | 791.5605 | 791.5605 | 725.9159 | 791.5605 | 991.8367 | 309.7479 | 791.5605 | 725.9159 | 791.5605 | 8476 | 791.5605 | 725.9159 | 991.8367 | 309.7479 | 2493 | 7730 | 737 | 5306 | 7575 | 8381 | 2059 | 2903 | 613.88 | 626.2339 | 956.4626 | 207.0153
| 8477 | 758.05 | 798.4332 | 731.2318 | 798.4332 | 798.4332 | 731.2318 | 798.4332 | 798.4332 | 731.2318 | 798.4332 | 991.8367 | 308.471 | 798.4332 | 731.2318 | 798.4332 | 8477 | 798.4332 | 731.2318 | 991.8367 | 308.471 | 2255 | 7673 | 736 | 5351 | 179 | 8382 | 1956 | 6094 | 613.8559 | 626.0136 | 956.4626 | 206.7022
| 8478 | 764.2181 | 808.526 | 732.0203 | 808.526 | 808.526 | 732.0203 | 808.526 | 808.526 | 732.0203 | 808.526 | 982.3129 | 320.451 | 808.526 | 732.0203 | 808.526 | 8478 | 808.526 | 732.0204 | 982.3129 | 320.451 | 1946 | 7666 | 3095 | 5048 | 6425 | 8357 | 1891 | 4587 | 613.7838 | 625.8206 | 956.4626 | 206.389
| 8479 | 744.5744 | 762.676 | 761.2199 | 762.676 | 762.676 | 761.2199 | 762.676 | 762.676 | 761.2199 | 762.676 | 972.7891 | 304.964 | 762.676 | 761.2199 | 762.676 | 8479 | 762.676 | 761.2199 | 972.7891 | 304.964 | 3534 | 7330 | 6117 | 5479 | 4616 | 8549 | 1788 | 989 | 613.7838 | 625.4853 | 956.4626 | 206.389
| 8480 | 753.1988 | 772.4804 | 770.2744 | 772.4804 | 772.4804 | 770.2744 | 772.4804 | 772.4804 | 770.2744 | 772.4804 | 986.3946 | 297.4475 | 772.4804 | 770.2744 | 772.4804 | 8480 | 772.4804 | 770.2744 | 986.3946 | 297.4476 | 3162 | 7246 | 1732 | 5721 | 5409 | 8553 | 1723 | 966 | 613.7358 | 625.3525 | 956.4626 | 206.389
| 8481 | 790.2152 | 832.0757 | 774.5642 | 832.0757 | 832.0757 | 774.5642 | 832.0757 | 832.0757 | 774.5642 | 832.0757 | 959.1837 | 348.9665 | 832.0757 | 774.5642 | 832.0757 | 8481 | 832.0758 | 774.5642 | 959.1837 | 348.9665 | 1359 | 7215 | 8294 | 4479 | 8099 | 8342 | 1620 | 901 | 613.4955 | 624.8711 | 956.4626 | 206.389
| 8482 | 764.827 | 795.0209 | 752.4181 | 795.0209 | 795.0209 | 752.4181 | 795.0209 | 795.0209 | 752.4181 | 795.0209 | 976.8707 | 360.8675 | 795.0209 | 752.4181 | 795.0209 | 8482 | 795.0209 | 752.4181 | 976.8708 | 360.8675 | 2366 | 7446 | 4862 | 4250 | 563 | 8380 | 1555 | 5248 | 613.4955 | 624.8105 | 956.4626 | 206.0758
| 8483 | 780.8598 | 808.2857 | 776.9091 | 808.2857 | 808.2857 | 776.9091 | 808.2857 | 808.2857 | 776.9091 | 808.2857 | 985.034 | 373.0817 | 808.2857 | 776.9091 | 808.2857 | 8483 | 808.2857 | 776.9091 | 985.034 | 373.0817 | 1951 | 7194 | 2094 | 4001 | 4862 | 8302 | 1452 | 963 | 613.3993 | 624.5842 | 956.4626 | 206.0758
| 8484 | 760.0867 | 800.6921 | 714.9835 | 800.6921 | 800.6921 | 714.9835 | 800.6921 | 800.6921 | 714.9835 | 800.6921 | 989.1156 | 386.627 | 800.6921 | 714.9835 | 800.6921 | 8484 | 800.6921 | 714.9835 | 989.1157 | 386.627 | 2189 | 7865 | 1103 | 3730 | 8197 | 8550 | 1387 | 65 | 613.2552 | 623.9856 | 956.4626 | 206.0758
| 8485 | 755.9898 | 789.9265 | 727.7494 | 789.9265 | 789.9265 | 727.7494 | 789.9265 | 789.9265 | 727.7494 | 789.9265 | 986.3946 | 367.0529 | 789.9265 | 727.7494 | 789.9265 | 8485 | 789.9265 | 727.7494 | 986.3946 | 367.0529 | 2542 | 7707 | 1731 | 4131 | 661 | 8565 | 1284 | 2695 | 613.2552 | 623.5925 | 956.4626 | 205.9192
| 8486 | 763.2298 | 807.9973 | 709.8963 | 807.9973 | 807.9973 | 709.8963 | 807.9973 | 807.9973 | 709.8963 | 807.9973 | 983.6735 | 397.98 | 807.9973 | 709.8963 | 807.9973 | 8486 | 807.9973 | 709.8963 | 983.6735 | 397.98 | 1960 | 7930 | 2419 | 3529 | 175 | 8376 | 1219 | 8109 | 613.2552 | 622.781 | 956.4626 | 205.7626
| 8487 | 762.5575 | 786.0816 | 739.8234 | 786.0816 | 786.0816 | 739.8234 | 786.0816 | 786.0816 | 739.8234 | 786.0816 | 987.7551 | 440.1034 | 786.0816 | 739.8234 | 786.0816 | 8487 | 786.0816 | 739.8234 | 987.7551 | 440.1034 | 2673 | 7595 | 1367 | 2827 | 4947 | 8409 | 1116 | 6241 | 613.159 | 622.7797 | 956.4626 | 205.7626
| 8488 | 789.9853 | 849.5699 | 717.9267 | 849.5699 | 849.5699 | 717.9267 | 849.5699 | 849.5699 | 717.9267 | 849.5699 | 987.7551 | 403.7739 | 849.5699 | 717.9267 | 849.5699 | 8488 | 849.5699 | 717.9267 | 987.7551 | 403.7739 | 1056 | 7822 | 1366 | 3415 | 4896 | 8341 | 1051 | 2907 | 613.111 | 621.6269 | 956.4626 | 205.7626
| 8489 | 793.5194 | 850.6753 | 739.1564 | 850.6753 | 850.6753 | 739.1564 | 850.6753 | 850.6753 | 739.1564 | 850.6753 | 1000 | 347.244 | 850.6753 | 739.1564 | 850.6753 | 8489 | 850.6753 | 739.1564 | 1000 | 347.244 | 1036 | 7601 | 2 | 4515 | 4886 | 8374 | 948 | 965 | 613.111 | 621.5061 | 956.4626 | 205.7626
| 8490 | 792.3838 | 875.1862 | 678.9426 | 875.1862 | 875.1862 | 678.9426 | 875.1862 | 875.1862 | 678.9426 | 875.1862 | 980.9524 | 395.1613 | 875.1862 | 678.9426 | 875.1862 | 8490 | 875.1862 | 678.9426 | 980.9524 | 395.1613 | 745 | 8222 | 3611 | 3574 | 151 | 1914 | 883 | 899 | 613.0629 | 620.3748 | 956.4626 | 205.7626
| 8491 | 853.1304 | 961.0708 | 712.1299 | 961.0708 | 961.0708 | 712.1299 | 961.0708 | 961.0708 | 712.1299 | 961.0708 | 995.9184 | 410.8205 | 961.0708 | 712.1299 | 961.0708 | 8491 | 961.0708 | 712.1299 | 995.9184 | 410.8206 | 55 | 7903 | 215 | 3308 | 4765 | 8541 | 780 | 726 | 612.9027 | 619.9904 | 956.4626 | 205.7626
| 8492 | 874.0647 | 989.6189 | 738.5587 | 989.6189 | 989.6189 | 738.5587 | 989.6189 | 989.6189 | 738.5587 | 989.6189 | 978.2313 | 387.4883 | 989.6189 | 738.5587 | 989.6189 | 8492 | 989.6189 | 738.5587 | 978.2313 | 387.4883 | 3 | 7607 | 4240 | 3707 | 4768 | 8372 | 715 | 573 | 612.7746 | 619.6751 | 956.4626 | 205.7626
| 8493 | 873.6265 | 983.2749 | 755.563 | 983.2749 | 983.2749 | 755.563 | 983.2749 | 983.2749 | 755.563 | 983.2749 | 993.1973 | 349.1231 | 983.2749 | 755.563 | 983.2749 | 8493 | 983.2749 | 755.563 | 993.1973 | 349.1231 | 12 | 7408 | 578 | 4477 | 5249 | 8378 | 612 | 3026 | 612.7265 | 619.5593 | 956.4626 | 205.4494
| 8494 | 856.2848 | 943.3844 | 769.3358 | 943.3844 | 943.3844 | 769.3358 | 943.3844 | 943.3844 | 769.3358 | 943.3844 | 994.5578 | 369.0103 | 943.3844 | 769.3358 | 943.3844 | 8494 | 943.3844 | 769.3358 | 994.5578 | 369.0103 | 124 | 7256 | 421 | 4093 | 34 | 5678 | 547 | 986 | 612.6544 | 619.0016 | 956.4626 | 205.4494
| 8495 | 824.2533 | 895.2756 | 760.4514 | 895.2756 | 895.2756 | 760.4514 | 895.2756 | 895.2756 | 760.4514 | 895.2756 | 972.7891 | 362.7466 | 895.2756 | 760.4514 | 895.2756 | 8495 | 895.2756 | 760.4514 | 972.7891 | 362.7466 | 528 | 7338 | 6116 | 4219 | 233 | 8373 | 444 | 6244 | 612.6304 | 618.6468 | 956.4626 | 205.1362
| 8496 | 809.4188 | 867.3043 | 768.3364 | 867.3043 | 867.3043 | 768.3364 | 867.3043 | 867.3043 | 768.3364 | 867.3043 | 993.1973 | 326.8869 | 867.3043 | 768.3364 | 867.3043 | 8496 | 867.3043 | 768.3364 | 993.1973 | 326.8869 | 842 | 7264 | 577 | 4913 | 6111 | 8303 | 379 | 6091 | 612.5823 | 618.5922 | 956.4626 | 205.1362
| 8497 | 835.2445 | 839.5252 | 903.2789 | 839.5252 | 839.5252 | 903.2789 | 839.5252 | 839.5252 | 903.2789 | 839.5252 | 990.4762 | 373.6298 | 839.5252 | 903.2789 | 839.5252 | 8497 | 839.5252 | 903.2789 | 990.4762 | 373.6298 | 1230 | 1893 | 993 | 3988 | 5416 | 8377 | 276 | 2972 | 612.4862 | 618.3587 | 956.4626 | 205.1362
| 8498 | 839.218 | 842.9855 | 908.6945 | 842.9855 | 842.9855 | 908.6945 | 842.9855 | 842.9855 | 908.6945 | 842.9855 | 998.6395 | 371.7507 | 842.9855 | 908.6945 | 842.9855 | 8498 | 842.9855 | 908.6945 | 998.6395 | 371.7507 | 1175 | 1560 | 56 | 4024 | 4759 | 8548 | 211 | 6087 | 612.318 | 618.1472 | 956.4626 | 204.8231
| 8499 | 812.6826 | 807.0842 | 906.7031 | 807.0842 | 807.0842 | 906.7031 | 807.0842 | 807.0842 | 906.7031 | 807.0842 | 995.9184 | 298.1522 | 807.0842 | 906.7031 | 807.0842 | 8499 | 807.0842 | 906.7031 | 995.9184 | 298.1522 | 1995 | 1694 | 214 | 5693 | 1661 | 8299 | 108 | 920 | 612.2939 | 617.8069 | 956.4626 | 204.8231
| 8500 | 814.7787 | 794.2039 | 922.1373 | 794.2039 | 794.2039 | 922.1373 | 794.2039 | 794.2039 | 922.1373 | 794.2039 | 986.3946 | 378.3276 | 794.2039 | 922.1373 | 794.2039 | 8500 | 794.2039 | 922.1373 | 986.3946 | 378.3276 | 2391 | 874 | 1730 | 3892 | 4929 | 8360 | 43 | 43 | 612.2459 | 617.4226 | 956.4626 | 204.8231
| 8501 | 820.4335 | 816.2157 | 895.5809 | 816.2157 | 816.2157 | 895.5809 | 816.2157 | 816.2157 | 895.5809 | 816.2157 | 989.1156 | 384.9045 | 816.2157 | 895.5809 | 816.2157 | 8501 | 816.2157 | 895.5809 | 989.1157 | 384.9045 | 1745 | 2425 | 1102 | 3756 | 4758 | 8304 | 8682 | 3077 | 612.2459 | 617.3675 | 953.7415 | 204.5099
| 8502 | 829.3073 | 819.0032 | 917.8758 | 819.0032 | 819.0032 | 917.8758 | 819.0032 | 819.0032 | 917.8758 | 819.0032 | 995.9184 | 390.855 | 819.0032 | 917.8758 | 819.0032 | 8502 | 819.0032 | 917.8758 | 995.9184 | 390.855 | 1658 | 1089 | 213 | 3653 | 6588 | 8547 | 8514 | 2404 | 612.0536 | 617.2996 | 953.7415 | 204.5099
| 8503 | 796.4342 | 760.7536 | 925.3877 | 760.7536 | 760.7536 | 925.3877 | 760.7536 | 760.7536 | 925.3877 | 760.7536 | 974.1497 | 388.3495 | 760.7536 | 925.3877 | 760.7536 | 8503 | 760.7536 | 925.3877 | 974.1497 | 388.3495 | 3603 | 713 | 5698 | 3691 | 181 | 8552 | 8346 | 941 | 612.0536 | 617.2379 | 953.7415 | 204.5099
| 8504 | 793.4478 | 771.6153 | 913.3264 | 771.6153 | 771.6153 | 913.3264 | 771.6153 | 771.6153 | 913.3264 | 771.6153 | 986.3946 | 295.6467 | 771.6153 | 913.3264 | 771.6153 | 8504 | 771.6153 | 913.3264 | 986.3946 | 295.6467 | 3202 | 1295 | 1729 | 5770 | 4908 | 2128 | 8154 | 29 | 611.9575 | 616.763 | 953.7415 | 204.5099
| 8505 | 830.842 | 819.8203 | 909.2771 | 819.8203 | 819.8203 | 909.2771 | 819.8203 | 819.8203 | 909.2771 | 819.8203 | 982.3129 | 453.8052 | 819.8203 | 909.2771 | 819.8203 | 8505 | 819.8203 | 909.2771 | 982.3129 | 453.8052 | 1639 | 1529 | 3094 | 2594 | 4671 | 8307 | 8010 | 6079 | 611.6211 | 616.6173 | 953.7415 | 204.1967
| 8506 | 837.9819 | 832.316 | 907.1855 | 832.316 | 832.316 | 907.1855 | 832.316 | 832.316 | 907.1855 | 832.316 | 985.034 | 459.4425 | 832.316 | 907.1855 | 832.316 | 8506 | 832.3161 | 907.1855 | 985.034 | 459.4425 | 1351 | 1660 | 2093 | 2490 | 4359 | 8379 | 7842 | 2814 | 611.4769 | 616.5635 | 953.7415 | 204.1967
| 8507 | 787.5133 | 838.9965 | 713.0693 | 838.9965 | 838.9965 | 713.0693 | 838.9965 | 838.9965 | 713.0693 | 838.9965 | 971.4286 | 489.5083 | 838.9965 | 713.0693 | 838.9965 | 8507 | 838.9965 | 713.0693 | 971.4286 | 489.5083 | 1240 | 7894 | 6533 | 2019 | 4953 | 8344 | 7674 | 2812 | 611.4289 | 614.9423 | 953.7415 | 204.1967
| 8508 | 790.4868 | 840.2461 | 720.5691 | 840.2461 | 840.2461 | 720.5691 | 840.2461 | 840.2461 | 720.5691 | 840.2461 | 956.4626 | 506.1071 | 840.2461 | 720.5691 | 840.2461 | 8508 | 840.2461 | 720.5691 | 956.4626 | 506.1071 | 1217 | 7789 | 8399 | 1812 | 4398 | 8305 | 7506 | 728 | 611.3808 | 613.7952 | 953.7415 | 204.1967
| 8509 | 798.6131 | 857.4038 | 721.8426 | 857.4038 | 857.4038 | 721.8426 | 857.4038 | 857.4038 | 721.8426 | 857.4038 | 963.2653 | 470.7172 | 857.4038 | 721.8426 | 857.4038 | 8509 | 857.4038 | 721.8426 | 963.2653 | 470.7172 | 952 | 7770 | 8035 | 2287 | 7094 | 8103 | 7338 | 3074 | 611.3327 | 613.7377 | 953.7415 | 203.8835
| 8510 | 804.7436 | 855.6736 | 743.6204 | 855.6736 | 855.6736 | 743.6204 | 855.6736 | 855.6736 | 743.6204 | 855.6736 | 975.5102 | 471.0304 | 855.6736 | 743.6204 | 855.6736 | 8510 | 855.6736 | 743.6204 | 975.5102 | 471.0304 | 977 | 7552 | 5278 | 2285 | 146 | 567 | 7170 | 2891 | 611.3327 | 613.7377 | 953.7415 | 203.8835
| 8511 | 818.1633 | 873.0235 | 747.7853 | 873.0235 | 873.0235 | 747.7853 | 873.0235 | 873.0235 | 747.7853 | 873.0235 | 997.2789 | 481.6787 | 873.0235 | 747.7853 | 873.0235 | 8511 | 873.0235 | 747.7853 | 997.2789 | 481.6787 | 782 | 7504 | 158 | 2127 | 5078 | 1319 | 7002 | 2889 | 611.2847 | 613.459 | 953.7415 | 203.8835
| 8512 | 799.8522 | 856.827 | 724.3181 | 856.827 | 856.827 | 724.3181 | 856.827 | 856.827 | 724.3181 | 856.827 | 985.034 | 461.0085 | 856.827 | 724.3181 | 856.827 | 8512 | 856.827 | 724.3181 | 985.034 | 461.0085 | 962 | 7748 | 2092 | 2464 | 3923 | 8309 | 6834 | 2743 | 611.2366 | 612.4032 | 953.7415 | 203.8835
| 8513 | 811.057 | 861.2006 | 779.573 | 861.2006 | 861.2006 | 779.573 | 861.2006 | 861.2006 | 779.573 | 861.2006 | 998.6395 | 348.2618 | 861.2006 | 779.573 | 861.2006 | 8513 | 861.2006 | 779.573 | 998.6395 | 348.2618 | 910 | 7174 | 55 | 4494 | 4902 | 2266 | 6666 | 725 | 611.1885 | 612.3841 | 953.7415 | 203.8835
| 8514 | 818.1181 | 872.2065 | 766.7222 | 872.2065 | 872.2065 | 766.7222 | 872.2065 | 872.2065 | 766.7222 | 872.2065 | 953.7415 | 455.3711 | 872.2065 | 766.7222 | 872.2065 | 8514 | 872.2065 | 766.7223 | 953.7415 | 455.3711 | 793 | 7276 | 8502 | 2564 | 6760 | 8345 | 6498 | 3048 | 611.1405 | 611.0295 | 953.7415 | 203.5703
| 8515 | 882.8064 | 978.2285 | 773.5312 | 978.2285 | 978.2285 | 773.5312 | 978.2285 | 978.2285 | 773.5312 | 978.2285 | 975.5102 | 463.8271 | 978.2285 | 773.5312 | 978.2285 | 8515 | 978.2285 | 773.5312 | 975.5102 | 463.8271 | 17 | 7226 | 5277 | 2415 | 5763 | 8306 | 6330 | 1231 | 611.0444 | 609.9283 | 953.7415 | 203.5703
| 8516 | 879.2799 | 984.6686 | 753.1381 | 984.6686 | 984.6686 | 753.1381 | 984.6686 | 984.6686 | 753.1381 | 984.6686 | 972.7891 | 447.2283 | 984.6686 | 753.1381 | 984.6686 | 8516 | 984.6686 | 753.1381 | 972.7891 | 447.2283 | 10 | 7432 | 6115 | 2706 | 4921 | 8339 | 6162 | 2406 | 610.9963 | 609.2926 | 953.7415 | 203.2571
| 8517 | 879.4966 | 986.3988 | 753.0173 | 986.3988 | 986.3988 | 753.0173 | 986.3988 | 986.3988 | 753.0173 | 986.3988 | 976.8707 | 432.8218 | 986.3988 | 753.0173 | 986.3988 | 8517 | 986.3988 | 753.0173 | 976.8708 | 432.8218 | 8 | 7434 | 4861 | 2947 | 32 | 8310 | 5994 | 1232 | 610.78 | 608.4852 | 953.7415 | 203.2571
| 8518 | 874.2515 | 971.6922 | 755.1394 | 971.6922 | 971.6922 | 755.1394 | 971.6922 | 971.6922 | 755.1394 | 971.6922 | 989.1156 | 456.3107 | 971.6922 | 755.1394 | 971.6922 | 8518 | 971.6922 | 755.1394 | 989.1157 | 456.3107 | 27 | 7413 | 1101 | 2545 | 6082 | 2125 | 5826 | 6117 | 610.5157 | 608.2223 | 953.7415 | 202.9439
| 8519 | 849.312 | 933.0994 | 749.167 | 933.0994 | 933.0994 | 749.167 | 933.0994 | 933.0994 | 749.167 | 933.0994 | 978.2313 | 450.6733 | 933.0994 | 749.167 | 933.0994 | 8519 | 933.0994 | 749.167 | 978.2313 | 450.6734 | 190 | 7491 | 4239 | 2650 | 5751 | 5677 | 5658 | 6116 | 610.3715 | 607.7974 | 953.7415 | 202.9439
| 8520 | 828.4851 | 892.1517 | 761.1485 | 892.1517 | 892.1517 | 761.1485 | 892.1517 | 892.1517 | 761.1485 | 892.1517 | 970.068 | 446.9151 | 892.1517 | 761.1485 | 892.1517 | 8520 | 892.1517 | 761.1486 | 970.068 | 446.9151 | 552 | 7332 | 6900 | 2713 | 224 | 8300 | 5490 | 6090 | 610.3715 | 606.9034 | 953.7415 | 202.9439
| 8521 | 849.5022 | 861.8734 | 889.9873 | 861.8734 | 861.8734 | 889.9873 | 861.8734 | 861.8734 | 889.9873 | 861.8734 | 979.5918 | 458.503 | 861.8734 | 889.9873 | 861.8734 | 8521 | 861.8734 | 889.9873 | 979.5918 | 458.503 | 899 | 2844 | 4022 | 2509 | 6751 | 5679 | 5322 | 3247 | 610.2273 | 606.5617 | 953.7415 | 202.9439
| 8522 | 838.7771 | 857.3557 | 898.4995 | 857.3557 | 857.3557 | 898.4995 | 857.3557 | 857.3557 | 898.4995 | 857.3557 | 968.7075 | 321.3279 | 857.3557 | 898.4995 | 857.3557 | 8522 | 857.3557 | 898.4995 | 968.7075 | 321.3279 | 953 | 2218 | 7308 | 5022 | 5745 | 8359 | 5154 | 988 | 610.2273 | 605.8918 | 953.7415 | 202.9439
| 8523 | 823.1367 | 836.8338 | 886.1038 | 836.8338 | 836.8338 | 886.1038 | 836.8338 | 836.8338 | 886.1038 | 836.8338 | 974.1497 | 310.6796 | 836.8338 | 886.1038 | 836.8338 | 8523 | 836.8338 | 886.1038 | 974.1497 | 310.6796 | 1267 | 3147 | 5697 | 5274 | 4960 | 2123 | 4986 | 893 | 610.0832 | 605.6553 | 953.7415 | 202.6308
| 8524 | 815.4022 | 826.9813 | 878.2117 | 826.9813 | 826.9813 | 878.2117 | 826.9813 | 826.9813 | 878.2117 | 826.9813 | 980.9524 | 305.9818 | 826.9813 | 878.2117 | 826.9813 | 8524 | 826.9813 | 878.2117 | 980.9524 | 305.9818 | 1468 | 3733 | 3610 | 5432 | 202 | 8301 | 4818 | 2904 | 610.0351 | 605.4947 | 953.7415 | 202.3176
| 8525 | 789.2376 | 840.0538 | 764.0136 | 840.0538 | 840.0538 | 764.0136 | 840.0538 | 840.0538 | 764.0136 | 840.0538 | 980.9524 | 291.8885 | 840.0538 | 764.0136 | 840.0538 | 8525 | 840.0538 | 764.0136 | 980.9524 | 291.8885 | 1218 | 7305 | 3609 | 5892 | 6924 | 8358 | 4650 | 750 | 609.987 | 605.0777 | 953.7415 | 202.3176
| 8526 | 786.254 | 835.8725 | 748.8018 | 835.8725 | 835.8725 | 748.8018 | 835.8725 | 835.8725 | 748.8018 | 835.8725 | 987.7551 | 337.6135 | 835.8725 | 748.8018 | 835.8725 | 8526 | 835.8726 | 748.8019 | 987.7551 | 337.6135 | 1292 | 7492 | 1365 | 4688 | 80 | 2126 | 4482 | 7598 | 609.8909 | 605.0162 | 953.7415 | 202.0044
| 8527 | 748.1345 | 768.0108 | 765.5726 | 768.0108 | 768.0108 | 765.5726 | 768.0108 | 768.0108 | 765.5726 | 768.0108 | 976.8707 | 290.6358 | 768.0108 | 765.5726 | 768.0108 | 8527 | 768.0108 | 765.5727 | 976.8708 | 290.6358 | 3353 | 7287 | 4860 | 5930 | 154 | 8364 | 4314 | 3072 | 609.7948 | 604.727 | 953.7415 | 202.0044
| 8528 | 754.8139 | 786.7545 | 744.1547 | 786.7545 | 786.7545 | 744.1547 | 786.7545 | 786.7545 | 744.1547 | 786.7545 | 978.2313 | 318.5092 | 786.7545 | 744.1547 | 786.7545 | 8528 | 786.7545 | 744.1547 | 978.2313 | 318.5092 | 2653 | 7547 | 4238 | 5091 | 4876 | 7001 | 4146 | 2900 | 609.7467 | 604.5977 | 953.7415 | 202.0044
| 8529 | 747.8484 | 811.9864 | 669.2115 | 811.9864 | 811.9864 | 669.2115 | 811.9864 | 811.9864 | 669.2115 | 811.9864 | 971.4286 | 325.7125 | 811.9864 | 669.2115 | 811.9864 | 8529 | 811.9864 | 669.2115 | 971.4286 | 325.7125 | 1853 | 8296 | 6532 | 4931 | 4928 | 8308 | 3978 | 28 | 609.6506 | 604.5412 | 953.7415 | 202.0044
| 8530 | 750.049 | 829.5766 | 640.8525 | 829.5766 | 829.5766 | 640.8525 | 829.5766 | 829.5766 | 640.8525 | 829.5766 | 960.5442 | 340.119 | 829.5766 | 640.8525 | 829.5766 | 8530 | 829.5766 | 640.8526 | 960.5442 | 340.119 | 1416 | 8440 | 8191 | 4649 | 4811 | 2127 | 3810 | 6103 | 609.6506 | 601.6525 | 953.7415 | 201.6912
| 8531 | 750.4248 | 821.5024 | 647.8144 | 821.5024 | 821.5024 | 647.8144 | 821.5024 | 821.5024 | 647.8144 | 821.5024 | 976.8707 | 365.8002 | 821.5024 | 647.8144 | 821.5024 | 8531 | 821.5024 | 647.8144 | 976.8708 | 365.8002 | 1592 | 8416 | 4859 | 4157 | 3880 | 8362 | 3642 | 2810 | 609.6506 | 601.5337 | 953.7415 | 201.6912
| 8532 | 756.5495 | 829.4805 | 661.7827 | 829.4805 | 829.4805 | 661.7827 | 829.4805 | 829.4805 | 661.7827 | 829.4805 | 967.3469 | 341.3718 | 829.4805 | 661.7827 | 829.4805 | 8532 | 829.4805 | 661.7827 | 967.3469 | 341.3718 | 1418 | 8349 | 7467 | 4613 | 33 | 8371 | 3474 | 902 | 609.5304 | 601.0385 | 953.7415 | 201.6912
| 8533 | 720.1692 | 776.0369 | 654.1701 | 776.0369 | 776.0369 | 654.1701 | 776.0369 | 776.0369 | 654.1701 | 776.0369 | 940.1361 | 317.2565 | 776.0369 | 654.1701 | 776.0369 | 8533 | 776.0369 | 654.1701 | 940.1361 | 317.2565 | 3024 | 8390 | 8657 | 5113 | 4850 | 8361 | 3306 | 2897 | 609.4584 | 600.6175 | 953.7415 | 201.378
| 8534 | 755.5727 | 827.51 | 636.3231 | 827.51 | 827.51 | 636.3231 | 827.51 | 827.51 | 636.3231 | 827.51 | 946.9388 | 465.7062 | 827.51 | 636.3231 | 827.51 | 8534 | 827.51 | 636.3231 | 946.9388 | 465.7062 | 1459 | 8449 | 8554 | 2370 | 3899 | 5328 | 3138 | 2733 | 609.4584 | 596.2473 | 953.7415 | 201.378
| 8535 | 747.2496 | 809.8717 | 630.704 | 809.8717 | 809.8717 | 630.704 | 809.8717 | 809.8717 | 630.704 | 809.8717 | 979.5918 | 480.1127 | 809.8717 | 630.704 | 809.8717 | 8535 | 809.8717 | 630.704 | 979.5918 | 480.1128 | 1909 | 8468 | 4021 | 2148 | 200 | 2124 | 2970 | 961 | 609.4343 | 595.0592 | 953.7415 | 201.378
| 8536 | 769.9335 | 830.7541 | 674.6287 | 830.7541 | 830.7541 | 674.6287 | 830.7541 | 830.7541 | 674.6287 | 830.7541 | 970.068 | 464.4535 | 830.7541 | 674.6287 | 830.7541 | 8536 | 830.7541 | 674.6287 | 970.068 | 464.4535 | 1397 | 8264 | 6899 | 2392 | 4911 | 1312 | 2802 | 894 | 609.3622 | 587.6112 | 953.7415 | 201.378
| 8537 | 693.0854 | 834.3346 | 452.6265 | 834.3346 | 834.3346 | 452.6265 | 834.3346 | 834.3346 | 452.6265 | 834.3346 | 972.7891 | 245.2239 | 834.3346 | 452.6265 | 834.3346 | 8537 | 834.3346 | 452.6265 | 972.7891 | 245.2239 | 1315 | 8650 | 6114 | 7617 | 4903 | 7000 | 2634 | 2809 | 609.2181 | 582.9427 | 953.7415 | 201.0648
| 8538 | 618.5103 | 708.4154 | 443.7305 | 708.4154 | 708.4154 | 443.7305 | 708.4154 | 708.4154 | 443.7305 | 708.4154 | 986.3946 | 230.5042 | 708.4154 | 443.7305 | 708.4154 | 8538 | 708.4154 | 443.7305 | 986.3946 | 230.5042 | 5706 | 8662 | 1728 | 8049 | 7594 | 5649 | 2466 | 2782 | 609.0739 | 580.8453 | 953.7415 | 201.0648
| 8539 | 767.9807 | 856.7309 | 644.027 | 856.7309 | 856.7309 | 644.027 | 856.7309 | 856.7309 | 644.027 | 856.7309 | 970.068 | 351.7069 | 856.7309 | 644.027 | 856.7309 | 8539 | 856.7309 | 644.027 | 970.068 | 351.7069 | 963 | 8431 | 6898 | 4420 | 78 | 8365 | 2298 | 2739 | 608.9777 | 579.9549 | 953.7415 | 201.0648
| 8540 | 806.515 | 898.9282 | 689.77 | 898.9282 | 898.9282 | 689.77 | 898.9282 | 898.9282 | 689.77 | 898.9282 | 983.6735 | 357.031 | 898.9282 | 689.77 | 898.9282 | 8540 | 898.9283 | 689.77 | 983.6735 | 357.031 | 491 | 8125 | 2418 | 4313 | 7258 | 8173 | 2130 | 2403 | 608.9297 | 578.9346 | 953.7415 | 201.0648
| 8541 | 727.2513 | 795.6938 | 619.9904 | 795.6938 | 795.6938 | 619.9904 | 795.6938 | 795.6938 | 619.9904 | 795.6938 | 983.6735 | 352.3332 | 795.6938 | 619.9904 | 795.6938 | 8541 | 795.6938 | 619.9904 | 983.6735 | 352.3332 | 2346 | 8491 | 2417 | 4410 | 6251 | 637 | 1962 | 7569 | 608.7855 | 578.9345 | 953.7415 | 200.7517
| 8542 | 784.3283 | 893.4974 | 641.302 | 893.4974 | 893.4974 | 641.302 | 893.4974 | 893.4974 | 641.302 | 893.4974 | 979.5918 | 287.8171 | 893.4974 | 641.302 | 893.4974 | 8542 | 893.4974 | 641.302 | 979.5918 | 287.8171 | 542 | 8438 | 4020 | 6048 | 199 | 6999 | 1794 | 6096 | 608.5933 | 578.6468 | 953.7415 | 200.7517
| 8543 | 756.4419 | 841.5918 | 644.1096 | 841.5918 | 841.5918 | 644.1096 | 841.5918 | 841.5918 | 644.1096 | 841.5918 | 993.1973 | 287.8171 | 841.5918 | 644.1096 | 841.5918 | 8543 | 841.5918 | 644.1096 | 993.1973 | 287.8171 | 1198 | 8429 | 576 | 6047 | 6423 | 8367 | 1626 | 2914 | 608.4971 | 575.366 | 953.7415 | 200.7516
| 8544 | 732.8998 | 802.0378 | 641.4271 | 802.0378 | 802.0378 | 641.4271 | 802.0378 | 802.0378 | 641.4271 | 802.0378 | 982.3129 | 296.2731 | 802.0378 | 641.4271 | 802.0378 | 8544 | 802.0378 | 641.4271 | 982.3129 | 296.2731 | 2151 | 8436 | 3093 | 5753 | 176 | 8338 | 1458 | 2841 | 608.4971 | 573.5337 | 953.7415 | 200.7516
| 8545 | 743.8834 | 797.7123 | 652.6142 | 797.7123 | 797.7123 | 652.6142 | 797.7123 | 797.7123 | 652.6142 | 797.7123 | 994.5578 | 427.6542 | 797.7123 | 652.6142 | 797.7123 | 8545 | 797.7123 | 652.6142 | 994.5578 | 427.6543 | 2275 | 8397 | 420 | 3040 | 7298 | 8337 | 1290 | 943 | 608.2568 | 572.6356 | 953.7415 | 200.4385
| 8546 | 716.3586 | 764.0698 | 638.9113 | 764.0698 | 764.0698 | 638.9113 | 764.0698 | 764.0698 | 638.9113 | 764.0698 | 990.4762 | 370.3414 | 764.0698 | 638.9113 | 764.0698 | 8546 | 764.0698 | 638.9113 | 990.4762 | 370.3414 | 3489 | 8443 | 992 | 4061 | 242 | 8329 | 1122 | 775 | 608.2568 | 570.0373 | 953.7415 | 200.4385
| 8547 | 704.8026 | 761.9551 | 617.2996 | 761.9551 | 761.9551 | 617.2996 | 761.9551 | 761.9551 | 617.2996 | 761.9551 | 975.5102 | 326.8869 | 761.9551 | 617.2996 | 761.9551 | 8547 | 761.9551 | 617.2996 | 975.5102 | 326.8869 | 3560 | 8502 | 5276 | 4912 | 4918 | 8325 | 954 | 70 | 608.1607 | 569.4774 | 953.7415 | 200.4385
| 8548 | 704.0498 | 759.6482 | 618.1472 | 759.6482 | 759.6482 | 618.1472 | 759.6482 | 759.6482 | 618.1472 | 759.6482 | 979.5918 | 327.3306 | 759.6482 | 618.1472 | 759.6482 | 8548 | 759.6482 | 618.1472 | 979.5918 | 327.3306 | 3635 | 8498 | 4019 | 4897 | 6103 | 8327 | 786 | 769 | 608.1127 | 568.8146 | 953.7415 | 200.1253
| 8549 | 702.2666 | 752.9678 | 625.4853 | 752.9678 | 752.9678 | 625.4853 | 752.9678 | 752.9678 | 625.4853 | 752.9678 | 985.034 | 321.0147 | 752.9678 | 625.4853 | 752.9678 | 8549 | 752.9678 | 625.4853 | 985.034 | 321.0147 | 3903 | 8479 | 2091 | 5031 | 127 | 8366 | 618 | 224 | 608.1127 | 567.8701 | 953.7415 | 199.8121
| 8550 | 692.8344 | 744.1726 | 623.9856 | 744.1726 | 744.1726 | 623.9856 | 744.1726 | 744.1726 | 623.9856 | 744.1726 | 965.9864 | 284.3721 | 744.1726 | 623.9856 | 744.1726 | 8550 | 744.1726 | 623.9856 | 965.9864 | 284.3721 | 4229 | 8484 | 7777 | 6186 | 6083 | 3450 | 450 | 2909 | 607.8243 | 567.039 | 953.7415 | 199.4989
| 8551 | 685.1351 | 724.5638 | 629.7492 | 724.5638 | 724.5638 | 629.7492 | 724.5638 | 724.5638 | 629.7492 | 724.5638 | 978.2313 | 298.1522 | 724.5638 | 629.7492 | 724.5638 | 8551 | 724.5639 | 629.7492 | 978.2313 | 298.1522 | 5029 | 8471 | 4237 | 5692 | 3842 | 8333 | 282 | 898 | 607.8243 | 567.0283 | 953.7415 | 199.4989
| 8552 | 679.452 | 721.1996 | 617.2378 | 721.1996 | 721.1996 | 617.2378 | 721.1996 | 721.1996 | 617.2378 | 721.1996 | 980.9524 | 292.8281 | 721.1996 | 617.2378 | 721.1996 | 8552 | 721.1996 | 617.2379 | 980.9524 | 292.8281 | 5183 | 8503 | 3608 | 5859 | 3818 | 8369 | 114 | 92 | 607.8243 | 566.804 | 953.7415 | 199.4989
| 8553 | 699.7908 | 751.4298 | 625.3525 | 751.4298 | 751.4298 | 625.3525 | 751.4298 | 751.4298 | 625.3525 | 751.4298 | 982.3129 | 301.9104 | 751.4298 | 625.3525 | 751.4298 | 8553 | 751.4298 | 625.3525 | 982.3129 | 301.9104 | 3955 | 8480 | 3092 | 5575 | 6417 | 6998 | 8702 | 7587 | 607.7282 | 564.125 | 946.9388 | 199.1857
| 8554 | 735.5142 | 793.0504 | 660.9601 | 793.0504 | 793.0504 | 660.9601 | 793.0504 | 793.0504 | 660.9601 | 793.0504 | 978.2313 | 330.7235 | 793.0504 | 660.9601 | 793.0504 | 8554 | 793.0504 | 660.9601 | 978.2313 | 330.7235 | 2446 | 8352 | 4236 | 4819 | 5887 | 8330 | 8534 | 4582 | 607.6801 | 564.0868 | 946.9388 | 199.1857
| 8555 | 724.8815 | 780.026 | 647.0569 | 780.026 | 780.026 | 647.0569 | 780.026 | 780.026 | 647.0569 | 780.026 | 974.1497 | 345.7563 | 780.026 | 647.0569 | 780.026 | 8555 | 780.026 | 647.0569 | 974.1497 | 345.7564 | 2872 | 8421 | 5696 | 4529 | 4354 | 8336 | 8366 | 6104 | 607.6801 | 563.8028 | 946.9388 | 198.8725
| 8556 | 741.2461 | 801.413 | 658.3168 | 801.413 | 801.413 | 658.3168 | 801.413 | 801.413 | 658.3168 | 801.413 | 983.6735 | 349.2014 | 801.413 | 658.3168 | 801.413 | 8556 | 801.413 | 658.3168 | 983.6735 | 349.2014 | 2161 | 8367 | 2416 | 4472 | 7090 | 8368 | 8174 | 3073 | 607.5359 | 563.1635 | 946.9388 | 198.8725
| 8557 | 738.3741 | 802.1339 | 648.3477 | 802.1339 | 802.1339 | 648.3477 | 802.1339 | 802.1339 | 648.3477 | 802.1339 | 965.9864 | 360.7892 | 802.1339 | 648.3477 | 802.1339 | 8557 | 802.1339 | 648.3477 | 965.9864 | 360.7892 | 2148 | 8413 | 7776 | 4251 | 4615 | 8331 | 7862 | 774 | 607.4398 | 563.0307 | 946.9388 | 198.8725
| 8558 | 743.5201 | 803.7199 | 655.7063 | 803.7199 | 803.7199 | 655.7063 | 803.7199 | 803.7199 | 655.7063 | 803.7199 | 991.8367 | 364.8606 | 803.7199 | 655.7063 | 803.7199 | 8558 | 803.7199 | 655.7063 | 991.8367 | 364.8606 | 2107 | 8383 | 735 | 4173 | 6923 | 7883 | 7694 | 892 | 607.3437 | 562.9668 | 946.9388 | 198.7159
| 8559 | 750.2585 | 803.816 | 655.1793 | 803.816 | 803.816 | 655.1793 | 803.816 | 803.816 | 655.1793 | 803.816 | 970.068 | 482.305 | 803.816 | 655.1793 | 803.816 | 8559 | 803.816 | 655.1793 | 970.068 | 482.3051 | 2101 | 8385 | 6897 | 2118 | 180 | 2319 | 7526 | 2728 | 607.2716 | 561.6869 | 946.9388 | 198.5594
| 8560 | 743.399 | 804.6811 | 630.8159 | 804.6811 | 804.6811 | 630.8159 | 804.6811 | 804.6811 | 630.8159 | 804.6811 | 983.6735 | 463.2008 | 804.6811 | 630.8159 | 804.6811 | 8560 | 804.6811 | 630.8159 | 983.6735 | 463.2008 | 2077 | 8467 | 2415 | 2426 | 4632 | 6997 | 7358 | 2564 | 607.0073 | 558.962 | 946.9388 | 198.5594
| 8561 | 739.3022 | 807.4686 | 634.831 | 807.4686 | 807.4686 | 634.831 | 807.4686 | 807.4686 | 634.831 | 807.4686 | 989.1156 | 362.042 | 807.4686 | 634.831 | 807.4686 | 8561 | 807.4686 | 634.831 | 989.1157 | 362.042 | 1975 | 8456 | 1100 | 4230 | 6415 | 1607 | 7190 | 91 | 606.9592 | 554.3763 | 946.9388 | 198.5593
| 8562 | 753.1823 | 825.3953 | 628.1189 | 825.3953 | 825.3953 | 628.1189 | 825.3953 | 825.3953 | 628.1189 | 825.3953 | 982.3129 | 446.6019 | 825.3953 | 628.1189 | 825.3953 | 8562 | 825.3953 | 628.1189 | 982.3129 | 446.602 | 1499 | 8474 | 3091 | 2725 | 4455 | 8335 | 7022 | 71 | 606.9592 | 554.0185 | 946.9388 | 198.5593
| 8563 | 825.2465 | 938.3381 | 657.5899 | 938.3381 | 938.3381 | 657.5899 | 938.3381 | 938.3381 | 657.5899 | 938.3381 | 982.3129 | 434.0745 | 938.3381 | 657.5899 | 938.3381 | 8563 | 938.3381 | 657.5899 | 982.3129 | 434.0745 | 151 | 8370 | 3090 | 2921 | 4949 | 8370 | 6854 | 2813 | 606.8871 | 551.9175 | 946.9388 | 198.2462
| 8564 | 829.241 | 947.9983 | 657.4639 | 947.9983 | 947.9983 | 657.4639 | 947.9983 | 947.9983 | 657.4639 | 947.9983 | 991.8367 | 403.6956 | 947.9983 | 657.4639 | 947.9983 | 8564 | 947.9983 | 657.4639 | 991.8367 | 403.6956 | 102 | 8372 | 734 | 3417 | 5257 | 6996 | 6686 | 885 | 606.6708 | 550.4335 | 946.9388 | 198.2462
| 8565 | 825.3582 | 960.3499 | 623.5925 | 960.3499 | 960.3499 | 623.5925 | 960.3499 | 960.3499 | 623.5925 | 960.3499 | 974.1497 | 403.6956 | 960.3499 | 623.5925 | 960.3499 | 8565 | 960.3499 | 623.5925 | 974.1497 | 403.6956 | 60 | 8485 | 5695 | 3416 | 5250 | 1609 | 6518 | 3061 | 606.6228 | 548.0254 | 946.9388 | 197.933
| 8566 | 802.9799 | 914.4519 | 637.3532 | 914.4519 | 914.4519 | 637.3532 | 914.4519 | 914.4519 | 637.3532 | 914.4519 | 971.4286 | 405.2615 | 914.4519 | 637.3532 | 914.4519 | 8566 | 914.4519 | 637.3532 | 971.4286 | 405.2615 | 344 | 8447 | 6531 | 3386 | 4229 | 6995 | 6350 | 7597 | 606.6228 | 543.682 | 946.9388 | 197.6198
| 8567 | 730.0543 | 865.3818 | 483.5319 | 865.3818 | 865.3818 | 483.5319 | 865.3818 | 865.3818 | 483.5319 | 865.3818 | 987.7551 | 375.8221 | 865.3818 | 483.5319 | 865.3818 | 8567 | 865.3819 | 483.532 | 987.7551 | 375.8221 | 861 | 8624 | 1364 | 3947 | 7762 | 6981 | 6182 | 2556 | 606.5267 | 542.7497 | 946.9388 | 197.6198
| 8568 | 707.8875 | 831.1145 | 472.7142 | 831.1145 | 831.1145 | 472.7142 | 831.1145 | 831.1145 | 472.7142 | 831.1145 | 978.2313 | 392.4209 | 831.1145 | 472.7142 | 831.1145 | 8568 | 831.1145 | 472.7142 | 978.2313 | 392.4209 | 1392 | 8634 | 4235 | 3626 | 197 | 8334 | 6014 | 942 | 606.4305 | 540.431 | 946.9388 | 197.6198
| 8569 | 691.2511 | 804.2005 | 464.4975 | 804.2005 | 804.2005 | 464.4975 | 804.2005 | 804.2005 | 464.4975 | 804.2005 | 989.1156 | 396.8055 | 804.2005 | 464.4975 | 804.2005 | 8569 | 804.2005 | 464.4975 | 989.1157 | 396.8055 | 2089 | 8643 | 1099 | 3547 | 6102 | 1610 | 5846 | 6088 | 606.1422 | 539.0751 | 946.9388 | 197.3066
| 8570 | 785.1698 | 795.0209 | 810.0163 | 795.0209 | 795.0209 | 810.0163 | 795.0209 | 795.0209 | 810.0163 | 795.0209 | 972.7891 | 419.3548 | 795.0209 | 810.0163 | 795.0209 | 8570 | 795.0209 | 810.0163 | 972.7891 | 419.3548 | 2365 | 7003 | 6113 | 3161 | 4830 | 1313 | 5678 | 2727 | 606.1422 | 537.0743 | 946.9388 | 197.3066
| 8571 | 783.2688 | 803.8641 | 795.6861 | 803.8641 | 803.8641 | 795.6861 | 803.8641 | 803.8641 | 795.6861 | 803.8641 | 987.7551 | 364.3517 | 803.8641 | 795.6861 | 803.8641 | 8571 | 803.8641 | 795.6861 | 987.7551 | 364.3517 | 2099 | 7102 | 1363 | 4182 | 4922 | 1608 | 5510 | 2726 | 605.974 | 536.1744 | 946.9388 | 197.3066
| 8572 | 767.2008 | 782.429 | 784.5308 | 782.429 | 782.429 | 784.5308 | 782.429 | 782.429 | 784.5308 | 782.429 | 991.8367 | 351.4198 | 782.429 | 784.5308 | 782.429 | 8572 | 782.429 | 784.5308 | 991.8367 | 351.4198 | 2782 | 7155 | 733 | 4427 | 5247 | 2646 | 5342 | 960 | 605.9019 | 535.6243 | 946.9388 | 197.3066
| 8573 | 768.4313 | 788.8691 | 790.1799 | 788.8691 | 788.8691 | 790.1799 | 788.8691 | 788.8691 | 790.1799 | 788.8691 | 972.7891 | 313.5766 | 788.8691 | 790.1799 | 788.8691 | 8573 | 788.8691 | 790.1799 | 972.7891 | 313.5766 | 2583 | 7133 | 6112 | 5203 | 4618 | 2200 | 5174 | 80 | 605.8057 | 535.6243 | 946.9388 | 197.3066
| 8574 | 760.1006 | 773.4897 | 784.3549 | 773.4897 | 773.4897 | 784.3549 | 773.4897 | 773.4897 | 784.3549 | 773.4897 | 985.034 | 331.0366 | 773.4897 | 784.3549 | 773.4897 | 8574 | 773.4897 | 784.355 | 985.034 | 331.0367 | 3113 | 7156 | 2090 | 4812 | 2553 | 8328 | 5006 | 751 | 605.7577 | 535.0903 | 946.9388 | 197.15
| 8575 | 742.1689 | 717.6912 | 817.9555 | 717.6912 | 717.6912 | 817.9555 | 717.6912 | 717.6912 | 817.9555 | 717.6912 | 975.5102 | 401.5033 | 717.6912 | 817.9555 | 717.6912 | 8575 | 717.6912 | 817.9555 | 975.5102 | 401.5033 | 5323 | 6878 | 5275 | 3462 | 155 | 2647 | 4838 | 6093 | 605.7577 | 533.2084 | 946.9388 | 196.9934
| 8576 | 731.1467 | 718.7485 | 812.9612 | 718.7485 | 718.7485 | 812.9612 | 718.7485 | 718.7485 | 812.9612 | 718.7485 | 983.6735 | 250.5481 | 718.7485 | 812.9612 | 718.7485 | 8576 | 718.7485 | 812.9612 | 983.6735 | 250.5481 | 5280 | 6962 | 2414 | 7438 | 4397 | 2201 | 4670 | 2730 | 605.6135 | 533.2084 | 946.9388 | 196.9934
| 8577 | 730.7715 | 715.8168 | 819.1773 | 715.8168 | 715.8168 | 819.1773 | 715.8168 | 715.8168 | 819.1773 | 715.8168 | 978.2313 | 249.3267 | 715.8168 | 819.1773 | 715.8168 | 8577 | 715.8168 | 819.1773 | 978.2313 | 249.3267 | 5401 | 6864 | 4234 | 7486 | 5414 | 6984 | 4502 | 6078 | 605.5654 | 531.7966 | 946.9388 | 196.6802
| 8578 | 711.718 | 724.3235 | 732.9004 | 724.3235 | 724.3235 | 732.9004 | 724.3235 | 724.3235 | 732.9004 | 724.3235 | 978.2313 | 259.6304 | 724.3235 | 732.9004 | 724.3235 | 8578 | 724.3236 | 732.9004 | 978.2313 | 259.6305 | 5039 | 7655 | 4233 | 7117 | 104 | 8332 | 4334 | 2575 | 605.5654 | 531.0823 | 946.9388 | 196.6802
| 8579 | 720.6311 | 732.8784 | 734.7752 | 732.8784 | 732.8784 | 734.7752 | 732.8784 | 732.8784 | 734.7752 | 732.8784 | 974.1497 | 312.5587 | 732.8784 | 734.7752 | 732.8784 | 8579 | 732.8784 | 734.7752 | 974.1497 | 312.5587 | 4701 | 7637 | 5694 | 5226 | 50 | 6990 | 4166 | 919 | 605.5174 | 527.0453 | 946.9388 | 196.6802
| 8580 | 729.3724 | 764.0698 | 708.1005 | 764.0698 | 764.0698 | 708.1005 | 764.0698 | 764.0698 | 708.1005 | 764.0698 | 976.8707 | 289.383 | 764.0698 | 708.1005 | 764.0698 | 8580 | 764.0698 | 708.1006 | 976.8708 | 289.383 | 3488 | 7947 | 4858 | 5988 | 4614 | 6979 | 3998 | 7588 | 605.229 | 525.3416 | 946.9388 | 196.3671
| 8581 | 735.5535 | 770.9425 | 714.3663 | 770.9425 | 770.9425 | 714.3663 | 770.9425 | 770.9425 | 714.3663 | 770.9425 | 983.6735 | 289.0698 | 770.9425 | 714.3663 | 770.9425 | 8581 | 770.9425 | 714.3663 | 983.6735 | 289.0698 | 3229 | 7880 | 2413 | 6000 | 230 | 6983 | 3830 | 2935 | 605.1809 | 522.7532 | 946.9388 | 196.3671
| 8582 | 756.5752 | 804.9695 | 719.4188 | 804.9695 | 804.9695 | 719.4188 | 804.9695 | 804.9695 | 719.4188 | 804.9695 | 983.6735 | 290.949 | 804.9695 | 719.4188 | 804.9695 | 8582 | 804.9695 | 719.4188 | 983.6735 | 290.949 | 2070 | 7802 | 2412 | 5922 | 29 | 8312 | 3662 | 2738 | 605.0848 | 522.7397 | 946.9388 | 196.3671
| 8583 | 745.9793 | 778.1035 | 741.1375 | 778.1035 | 778.1035 | 725.3708 | 778.1035 | 778.1035 | 741.1375 | 778.1035 | 970.068 | 300.0313 | 778.1035 | 741.1375 | 778.1035 | 8583 | 778.1035 | 741.1375 | 970.068 | 300.0313 | 2941 | 7580 | 6896 | 5636 | 15 | 5268 | 3494 | 3071 | 605.0187 | 521.2028 | 946.9388 | 196.0539
| 8584 | 735.6291 | 763.8775 | 731.3228 | 763.8775 | 763.8775 | 731.3228 | 763.8775 | 763.8775 | 731.3228 | 763.8775 | 976.8707 | 285.6248 | 763.8775 | 731.3228 | 763.8775 | 8584 | 763.8775 | 731.3228 | 976.8708 | 285.6248 | 3498 | 7672 | 4857 | 6141 | 8170 | 5326 | 3326 | 2741 | 604.9887 | 520.9828 | 946.9388 | 196.0539
| 8585 | 740.4684 | 762.8683 | 750.722 | 762.8683 | 762.8683 | 750.722 | 762.8683 | 762.8683 | 750.722 | 762.8683 | 978.2313 | 282.493 | 762.8683 | 750.722 | 762.8683 | 8585 | 762.8683 | 750.722 | 978.2313 | 282.493 | 3523 | 7459 | 4232 | 6269 | 634 | 6980 | 3158 | 21 | 604.9887 | 517.5146 | 946.9388 | 196.0539
| 8586 | 758.6741 | 787.3312 | 735.7338 | 787.3312 | 787.3312 | 735.7338 | 787.3312 | 787.3312 | 735.7338 | 787.3312 | 983.6735 | 396.1791 | 787.3312 | 735.7338 | 787.3312 | 8586 | 787.3312 | 735.7339 | 983.6735 | 396.1792 | 2636 | 7625 | 2411 | 3554 | 3924 | 6970 | 2990 | 7600 | 604.9406 | 516.8867 | 946.9388 | 195.7407
| 8587 | 823.9479 | 897.7748 | 759.3643 | 897.7748 | 897.7748 | 759.3643 | 897.7748 | 897.7748 | 759.3643 | 897.7748 | 927.8912 | 387.7231 | 897.7748 | 759.3643 | 897.7748 | 8587 | 897.7748 | 759.3643 | 927.8912 | 387.7232 | 507 | 7351 | 8708 | 3703 | 4871 | 6978 | 2822 | 2732 | 604.8926 | 515.1787 | 946.9388 | 195.7407
| 8588 | 844.4576 | 937.7133 | 740.1278 | 937.7133 | 937.7133 | 740.1278 | 937.7133 | 937.7133 | 740.1278 | 937.7133 | 968.7075 | 391.4814 | 937.7133 | 740.1278 | 937.7133 | 8588 | 937.7133 | 740.1278 | 968.7075 | 391.4814 | 155 | 7591 | 7307 | 3642 | 1663 | 6985 | 2654 | 52 | 604.8926 | 514.9915 | 946.9388 | 195.7407
| 8589 | 845.9584 | 937.1846 | 747.6176 | 937.1846 | 937.1846 | 747.6176 | 937.1846 | 937.1846 | 747.6176 | 937.1846 | 960.5442 | 394.9264 | 937.1846 | 747.6176 | 937.1846 | 8589 | 937.1846 | 747.6176 | 960.5442 | 394.9264 | 160 | 7507 | 8190 | 3576 | 4762 | 6982 | 2486 | 7595 | 604.7484 | 514.6318 | 946.9388 | 195.4275
| 8590 | 845.0495 | 925.7942 | 759.6663 | 925.7942 | 925.7942 | 759.6663 | 925.7942 | 925.7942 | 759.6663 | 925.7942 | 974.1497 | 411.5252 | 925.7942 | 759.6663 | 925.7942 | 8590 | 925.7942 | 759.6663 | 974.1497 | 411.5252 | 263 | 7347 | 5693 | 3287 | 4779 | 5327 | 2318 | 2740 | 604.7003 | 514.324 | 946.9388 | 195.4275
| 8591 | 833.2195 | 906.0893 | 759.2586 | 906.0893 | 906.0893 | 759.2586 | 906.0893 | 906.0893 | 759.2586 | 906.0893 | 980.9524 | 398.3714 | 906.0893 | 759.2586 | 906.0893 | 8591 | 906.0893 | 759.2586 | 980.9524 | 398.3714 | 435 | 7356 | 3607 | 3516 | 27 | 8326 | 2150 | 2729 | 604.6042 | 511.3993 | 946.9388 | 195.4275
| 8592 | 803.0158 | 849.8582 | 767.9191 | 849.8582 | 849.8582 | 767.9191 | 849.8582 | 849.8582 | 767.9191 | 849.8582 | 971.4286 | 400.2505 | 849.8582 | 767.9191 | 849.8582 | 8592 | 849.8582 | 767.9191 | 971.4286 | 400.2506 | 1051 | 7267 | 6530 | 3487 | 4237 | 6986 | 1982 | 7560 | 604.5081 | 511.2628 | 946.9388 | 194.8794
| 8593 | 775.8871 | 822.6078 | 759.7815 | 822.6078 | 822.6078 | 759.7815 | 822.6078 | 822.6078 | 759.7815 | 822.6078 | 968.7075 | 273.7238 | 822.6078 | 759.7815 | 822.6078 | 8593 | 822.6078 | 759.7815 | 968.7075 | 273.7238 | 1565 | 7346 | 7306 | 6610 | 4882 | 6975 | 1814 | 962 | 603.9794 | 510.6437 | 946.9388 | 194.8011
| 8594 | 763.4183 | 807.7089 | 749.8801 | 807.7089 | 807.7089 | 749.8801 | 807.7089 | 807.7089 | 749.8801 | 807.7089 | 967.3469 | 259.3173 | 807.7089 | 749.8801 | 807.7089 | 8594 | 807.709 | 749.8801 | 967.3469 | 259.3173 | 1971 | 7474 | 7466 | 7127 | 4880 | 1611 | 1646 | 958 | 603.9314 | 510.4958 | 946.9388 | 194.8011
| 8595 | 764.8534 | 788.2443 | 758.5473 | 788.2443 | 788.2443 | 758.5473 | 788.2443 | 788.2443 | 758.5473 | 788.2443 | 965.9864 | 401.8165 | 788.2443 | 758.5473 | 788.2443 | 8595 | 788.2443 | 758.5473 | 965.9864 | 401.8165 | 2602 | 7360 | 7775 | 3456 | 223 | 5941 | 1478 | 75 | 603.9314 | 509.7335 | 946.9388 | 194.8011
| 8596 | 758.0549 | 777.0942 | 764.3102 | 777.0942 | 777.0942 | 764.3102 | 777.0942 | 777.0942 | 764.3102 | 777.0942 | 963.2653 | 375.5089 | 777.0942 | 764.3102 | 777.0942 | 8596 | 777.0943 | 764.3102 | 963.2653 | 375.5089 | 2978 | 7302 | 8034 | 3955 | 5889 | 6988 | 1310 | 3075 | 603.8833 | 509.0703 | 946.9388 | 194.4879
| 8597 | 743.2285 | 761.8109 | 760.3269 | 761.8109 | 761.8109 | 760.3269 | 761.8109 | 761.8109 | 760.3269 | 761.8109 | 963.2653 | 306.1384 | 761.8109 | 760.3269 | 761.8109 | 8597 | 761.8109 | 760.327 | 963.2653 | 306.1384 | 3566 | 7340 | 8033 | 5430 | 31 | 6974 | 1142 | 6092 | 603.8713 | 507.791 | 946.9388 | 194.1748
| 8598 | 761.805 | 782.2848 | 765.826 | 782.2848 | 782.2848 | 765.826 | 782.2848 | 782.2848 | 765.826 | 782.2848 | 965.9864 | 377.7012 | 782.2848 | 765.826 | 782.2848 | 8598 | 782.2848 | 765.826 | 965.9864 | 377.7012 | 2791 | 7280 | 7774 | 3900 | 5077 | 6989 | 974 | 55 | 603.4027 | 507.6407 | 946.9388 | 194.0182
| 8599 | 743.5066 | 738.0209 | 816.0742 | 738.0209 | 738.0209 | 816.0742 | 738.0209 | 738.0209 | 816.0742 | 738.0209 | 957.8231 | 282.8061 | 738.0209 | 816.0742 | 738.0209 | 8599 | 738.0209 | 816.0742 | 957.8231 | 282.8061 | 4469 | 6917 | 8345 | 6258 | 153 | 8174 | 806 | 3047 | 603.4027 | 505.1253 | 946.9388 | 193.8616
| 8600 | 751.2564 | 740.1355 | 823.5525 | 740.1355 | 740.1355 | 823.5525 | 740.1355 | 740.1355 | 823.5525 | 740.1355 | 945.5782 | 356.7178 | 740.1355 | 823.5525 | 740.1355 | 8600 | 740.1355 | 823.5525 | 945.5782 | 356.7178 | 4389 | 6781 | 8604 | 4319 | 3920 | 638 | 638 | 2722 | 603.3066 | 505.1253 | 946.9388 | 193.8616
| 8601 | 736.4819 | 719.8539 | 804.8486 | 719.8539 | 719.8539 | 804.8486 | 719.8539 | 719.8539 | 804.8486 | 719.8539 | 967.3469 | 365.1738 | 719.8539 | 804.8486 | 719.8539 | 8601 | 719.8539 | 804.8486 | 967.3469 | 365.1738 | 5238 | 7060 | 7465 | 4170 | 37 | 5671 | 470 | 727 | 603.2105 | 504.8243 | 946.9388 | 193.8616
| 8602 | 715.8242 | 675.8783 | 821.4132 | 675.8783 | 675.8783 | 821.4132 | 675.8783 | 675.8783 | 821.4132 | 675.8783 | 964.6259 | 364.2343 | 675.8783 | 821.4132 | 675.8783 | 8602 | 675.8783 | 821.4132 | 964.6259 | 364.2343 | 7104 | 6829 | 7980 | 4183 | 730 | 5650 | 302 | 77 | 602.9702 | 504.7756 | 946.9388 | 193.8616
| 8603 | 703.8821 | 664.3437 | 803.1007 | 664.3437 | 664.3437 | 803.1007 | 664.3437 | 664.3437 | 803.1007 | 664.3437 | 967.3469 | 359.8497 | 664.3437 | 803.1007 | 664.3437 | 8603 | 664.3437 | 803.1007 | 967.3469 | 359.8497 | 7454 | 7074 | 7464 | 4263 | 4906 | 6987 | 134 | 3076 | 602.9581 | 501.3093 | 946.9388 | 193.5484
| 8604 | 721.3882 | 688.9028 | 809.8707 | 688.9028 | 688.9028 | 809.8707 | 688.9028 | 688.9028 | 809.8707 | 688.9028 | 978.2313 | 370.498 | 688.9028 | 809.8707 | 688.9028 | 8604 | 688.9028 | 809.8707 | 978.2313 | 370.498 | 6552 | 7005 | 4231 | 4056 | 14 | 6971 | 8600 | 2918 | 602.9341 | 499.9681 | 945.5782 | 193.5484
| 8605 | 724.6272 | 708.4635 | 815.2887 | 708.4635 | 708.4635 | 815.2887 | 708.4635 | 708.4635 | 815.2887 | 708.4635 | 970.068 | 245.8503 | 708.4635 | 815.2887 | 708.4635 | 8605 | 708.4635 | 815.2887 | 970.068 | 245.8503 | 5703 | 6930 | 6895 | 7595 | 6753 | 6977 | 8432 | 3239 | 602.9221 | 498.6859 | 945.5782 | 193.2352
| 8606 | 735.8145 | 730.7637 | 808.197 | 730.7637 | 730.7637 | 808.197 | 730.7637 | 730.7637 | 808.197 | 730.7637 | 974.1497 | 248.3558 | 730.7637 | 808.197 | 730.7637 | 8606 | 730.7637 | 808.197 | 974.1497 | 248.3558 | 4790 | 7024 | 5692 | 7521 | 4925 | 2321 | 8264 | 2811 | 602.844 | 498.6088 | 945.5782 | 193.2352
| 8607 | 741.0947 | 745.5664 | 799.918 | 745.5664 | 745.5664 | 799.918 | 745.5664 | 745.5664 | 799.918 | 745.5664 | 972.7891 | 238.3339 | 745.5664 | 799.918 | 745.5664 | 8607 | 745.5664 | 799.918 | 972.7891 | 238.3339 | 4163 | 7085 | 6111 | 7836 | 4884 | 5660 | 8072 | 1220 | 602.3934 | 496.4323 | 945.5782 | 193.2352
| 8608 | 744.073 | 742.9231 | 809.8886 | 742.9231 | 742.9231 | 809.8886 | 742.9231 | 742.9231 | 809.8886 | 742.9231 | 970.068 | 264.015 | 742.9231 | 809.8886 | 742.9231 | 8608 | 742.9231 | 809.8886 | 970.068 | 264.015 | 4272 | 7004 | 6894 | 6966 | 5224 | 5659 | 7928 | 117 | 602.2973 | 496.0583 | 945.5782 | 193.2352
| 8609 | 756.934 | 761.8109 | 818.5575 | 761.8109 | 761.8109 | 818.5575 | 761.8109 | 761.8109 | 818.5575 | 761.8109 | 976.8707 | 251.4876 | 761.8109 | 818.5575 | 761.8109 | 8609 | 761.8109 | 818.5575 | 976.8708 | 251.4876 | 3565 | 6872 | 4856 | 7406 | 4757 | 6976 | 7760 | 22 | 602.2973 | 494.848 | 945.5782 | 193.2352
| 8610 | 793.4915 | 822.8 | 822.9649 | 822.8 | 822.8 | 822.9649 | 822.8 | 822.8 | 822.9649 | 822.8 | 976.8707 | 257.7513 | 822.8 | 822.9649 | 822.8 | 8610 | 822.8 | 822.9649 | 976.8708 | 257.7513 | 1561 | 6795 | 4855 | 7176 | 4875 | 5658 | 7592 | 3060 | 602.2012 | 493.0854 | 945.5782 | 192.922
| 8611 | 825.4959 | 871.7259 | 839.8032 | 871.7259 | 871.7259 | 839.8032 | 871.7259 | 871.7259 | 839.8032 | 871.7259 | 956.4626 | 267.4601 | 871.7259 | 839.8032 | 871.7259 | 8611 | 871.7259 | 839.8032 | 956.4626 | 267.4601 | 797 | 6229 | 8398 | 6849 | 3926 | 6992 | 7424 | 3059 | 602.1051 | 492.9698 | 945.5782 | 192.6088
| 8612 | 840.5214 | 910.7512 | 814.9068 | 910.7512 | 910.7512 | 814.9068 | 910.7512 | 910.7512 | 814.9068 | 910.7512 | 971.4286 | 250.2349 | 910.7512 | 814.9068 | 910.7512 | 8612 | 910.7512 | 814.9068 | 971.4286 | 250.2349 | 374 | 6936 | 6529 | 7452 | 4885 | 5669 | 7256 | 3051 | 602.057 | 492.8846 | 945.5782 | 192.6088
| 8613 | 841.7753 | 914.596 | 810.1153 | 914.596 | 914.596 | 810.1153 | 914.596 | 914.596 | 810.1153 | 914.596 | 975.5102 | 252.114 | 914.596 | 810.1153 | 914.596 | 8613 | 914.5961 | 810.1153 | 975.5102 | 252.114 | 342 | 7000 | 5274 | 7380 | 3158 | 6972 | 7088 | 2555 | 602.0089 | 491.9801 | 945.5782 | 192.6088
| 8614 | 832.2532 | 896.5733 | 809.6967 | 896.5733 | 896.5733 | 809.6967 | 896.5733 | 896.5733 | 809.6967 | 896.5733 | 983.6735 | 256.4986 | 896.5733 | 809.6967 | 896.5733 | 8614 | 896.5733 | 809.6967 | 983.6735 | 256.4986 | 518 | 7009 | 2410 | 7219 | 171 | 6991 | 6920 | 959 | 601.9609 | 491.3499 | 945.5782 | 192.6088
| 8615 | 804.9662 | 850.9636 | 805.8813 | 850.9636 | 850.9636 | 805.8813 | 850.9636 | 850.9636 | 805.8813 | 850.9636 | 983.6735 | 254.6195 | 850.9636 | 805.8813 | 850.9636 | 8615 | 850.9636 | 805.8813 | 983.6735 | 254.6195 | 1032 | 7048 | 2409 | 7281 | 4930 | 5675 | 6752 | 914 | 601.9369 | 491.1815 | 945.5782 | 192.6088
| 8616 | 784.486 | 815.639 | 805.7946 | 815.639 | 815.639 | 805.7946 | 815.639 | 815.639 | 805.7946 | 815.639 | 975.5102 | 259.0041 | 815.639 | 805.7946 | 815.639 | 8616 | 815.639 | 805.7946 | 975.5102 | 259.0041 | 1760 | 7051 | 5273 | 7137 | 731 | 5657 | 6584 | 72 | 601.9128 | 490.6898 | 945.5782 | 191.9825
| 8617 | 785.1842 | 821.4063 | 797.4377 | 821.4063 | 821.4063 | 797.4377 | 821.4063 | 821.4063 | 797.4377 | 821.4063 | 970.068 | 261.5096 | 821.4063 | 797.4377 | 821.4063 | 8617 | 821.4063 | 797.4377 | 970.068 | 261.5096 | 1594 | 7099 | 6893 | 7035 | 4923 | 5672 | 6416 | 2558 | 601.6965 | 490.6157 | 945.5782 | 191.6693
| 8618 | 765.8431 | 779.8818 | 812.8442 | 779.8818 | 779.8818 | 812.8442 | 779.8818 | 779.8818 | 812.8442 | 779.8818 | 971.4286 | 259.9436 | 779.8818 | 812.8442 | 779.8818 | 8618 | 779.8818 | 812.8442 | 971.4286 | 259.9436 | 2878 | 6964 | 6528 | 7095 | 137 | 5670 | 6248 | 30 | 601.6725 | 490.3932 | 945.5782 | 191.6693
| 8619 | 755.2021 | 770.3657 | 793.5393 | 770.3657 | 770.3657 | 793.5393 | 770.3657 | 770.3657 | 793.5393 | 770.3657 | 967.3469 | 268.3996 | 770.3657 | 793.5393 | 770.3657 | 8619 | 770.3658 | 793.5393 | 967.3469 | 268.3996 | 3253 | 7107 | 7463 | 6817 | 4617 | 5651 | 6080 | 2853 | 601.4322 | 488.4119 | 945.5782 | 191.3561
| 8620 | 753.5535 | 754.7941 | 807.6204 | 754.7941 | 754.7941 | 807.6204 | 754.7941 | 754.7941 | 807.6204 | 754.7941 | 974.1497 | 306.7648 | 754.7941 | 807.6204 | 754.7941 | 8620 | 754.7941 | 807.6204 | 974.1497 | 306.7648 | 3832 | 7031 | 5691 | 5413 | 4230 | 6993 | 5912 | 2913 | 601.4322 | 487.2607 | 945.5782 | 191.0429
| 8621 | 752.5703 | 751.9104 | 813.4822 | 751.9104 | 751.9104 | 813.4822 | 751.9104 | 751.9104 | 813.4822 | 751.9104 | 975.5102 | 291.2621 | 751.9104 | 813.4822 | 751.9104 | 8621 | 751.9104 | 813.4822 | 975.5102 | 291.2621 | 3945 | 6955 | 5272 | 5913 | 201 | 5668 | 5744 | 1039 | 601.4322 | 485.9974 | 945.5782 | 191.0429
| 8622 | 753.7906 | 749.6996 | 822.2479 | 749.6996 | 749.6996 | 822.2479 | 749.6996 | 749.6996 | 822.2479 | 749.6996 | 983.6735 | 282.8061 | 749.6996 | 822.2479 | 749.6996 | 8622 | 749.6996 | 822.2479 | 983.6735 | 282.8061 | 4022 | 6815 | 2408 | 6257 | 4235 | 2320 | 5576 | 48 | 601.1439 | 484.399 | 945.5782 | 191.0429
| 8623 | 723.8771 | 695.8716 | 829.3051 | 695.8716 | 695.8716 | 829.3051 | 695.8716 | 695.8716 | 829.3051 | 695.8716 | 982.3129 | 267.7733 | 695.8716 | 829.3051 | 695.8716 | 8623 | 695.8716 | 829.3051 | 982.3129 | 267.7733 | 6243 | 6641 | 3089 | 6835 | 5578 | 8313 | 5408 | 1038 | 600.9516 | 483.84 | 945.5782 | 190.4165
| 8624 | 726.3948 | 698.8513 | 837.7975 | 698.8513 | 698.8513 | 837.7975 | 698.8513 | 698.8513 | 837.7975 | 698.8513 | 978.2313 | 249.2953 | 698.8513 | 837.7975 | 698.8513 | 8624 | 698.8514 | 837.7975 | 978.2313 | 249.2953 | 6139 | 6323 | 4230 | 7487 | 4767 | 8567 | 5240 | 6073 | 600.7113 | 483.532 | 945.5782 | 190.1034
| 8625 | 740.6573 | 714.5192 | 852.0716 | 714.5192 | 714.5192 | 852.0716 | 714.5192 | 714.5192 | 852.0716 | 714.5192 | 982.3129 | 262.4491 | 714.5192 | 852.0716 | 714.5192 | 8625 | 714.5192 | 852.0717 | 982.3129 | 262.4491 | 5442 | 5486 | 3088 | 7004 | 1669 | 5667 | 5072 | 915 | 600.6632 | 482.7785 | 945.5782 | 189.7902
| 8626 | 751.5745 | 725.7173 | 865.2209 | 725.7173 | 725.7173 | 865.2209 | 725.7173 | 725.7173 | 865.2209 | 725.7173 | 986.3946 | 269.026 | 725.7173 | 865.2209 | 725.7173 | 8626 | 725.7173 | 865.2209 | 986.3946 | 269.026 | 4980 | 4619 | 1727 | 6791 | 787 | 5656 | 4904 | 912 | 600.3268 | 481.6922 | 945.5782 | 189.7902
| 8627 | 764.5554 | 742.5386 | 878.4234 | 742.5386 | 742.5386 | 878.4234 | 742.5386 | 742.5386 | 878.4234 | 742.5386 | 982.3129 | 267.4601 | 742.5386 | 878.4234 | 742.5386 | 8627 | 742.5386 | 878.4234 | 982.3129 | 267.4601 | 4294 | 3710 | 3087 | 6848 | 74 | 5661 | 4736 | 74 | 600.3028 | 481.2218 | 945.5782 | 189.7902
| 8628 | 770.2097 | 740.52 | 887.103 | 740.52 | 740.52 | 887.103 | 740.52 | 740.52 | 887.103 | 740.52 | 978.2313 | 332.1328 | 740.52 | 887.103 | 740.52 | 8628 | 740.52 | 887.103 | 978.2313 | 332.1328 | 4370 | 3056 | 4229 | 4793 | 4633 | 5674 | 4568 | 49 | 600.2788 | 479.9558 | 945.5782 | 189.7902
| 8629 | 774.7058 | 743.9323 | 907.5094 | 743.9323 | 743.9323 | 907.5094 | 743.9323 | 743.9323 | 907.5094 | 743.9323 | 980.9524 | 283.4325 | 743.9323 | 907.5094 | 743.9323 | 8629 | 743.9323 | 907.5094 | 980.9524 | 283.4325 | 4236 | 1648 | 3606 | 6235 | 4912 | 6973 | 4400 | 6095 | 600.1826 | 479.7917 | 945.5782 | 189.477
| 8630 | 772.19 | 745.6145 | 899.02 | 745.6145 | 745.6145 | 899.02 | 745.6145 | 745.6145 | 899.02 | 745.6145 | 980.9524 | 268.7128 | 745.6145 | 899.02 | 745.6145 | 8630 | 745.6145 | 899.02 | 980.9524 | 268.7128 | 4158 | 2191 | 3605 | 6802 | 4934 | 5662 | 4232 | 2923 | 600.1346 | 479.6777 | 945.5782 | 189.477
| 8631 | 766.4279 | 751.3337 | 869.533 | 751.3337 | 751.3337 | 869.533 | 751.3337 | 751.3337 | 869.533 | 751.3337 | 972.7891 | 268.3996 | 751.3337 | 869.533 | 751.3337 | 8631 | 751.3337 | 869.533 | 972.7891 | 268.3996 | 3961 | 4299 | 6110 | 6816 | 6416 | 6994 | 4064 | 76 | 600.0385 | 476.9205 | 945.5782 | 189.477
| 8632 | 767.2523 | 744.461 | 882.6651 | 744.461 | 744.461 | 882.6651 | 744.461 | 744.461 | 882.6651 | 744.461 | 975.5102 | 279.6743 | 744.461 | 882.6651 | 744.461 | 8632 | 744.461 | 882.6651 | 975.5102 | 279.6743 | 4202 | 3416 | 5271 | 6379 | 4926 | 1813 | 3896 | 6077 | 599.9423 | 474.4339 | 945.5782 | 189.1638
| 8633 | 765.2418 | 750.2763 | 862.8107 | 750.2763 | 750.2763 | 862.8107 | 750.2763 | 750.2763 | 862.8107 | 750.2763 | 983.6735 | 276.2586 | 750.2763 | 862.8107 | 750.2763 | 8633 | 750.2764 | 862.8107 | 983.6735 | 276.2586 | 3999 | 4791 | 2407 | 6523 | 3424 | 5652 | 3728 | 2721 | 599.702 | 473.0257 | 945.5782 | 188.8506
| 8634 | 804.2251 | 834.2865 | 837.9436 | 834.2865 | 834.2865 | 837.9436 | 834.2865 | 834.2865 | 837.9436 | 834.2865 | 967.3469 | 265.7376 | 834.2865 | 837.9436 | 834.2865 | 8634 | 834.2865 | 837.9436 | 967.3469 | 265.7376 | 1316 | 6317 | 7462 | 6909 | 4909 | 8568 | 3560 | 3050 | 599.678 | 472.7142 | 945.5782 | 188.2242
| 8635 | 862.6698 | 910.607 | 876.1326 | 910.607 | 910.607 | 876.1326 | 910.607 | 910.607 | 876.1326 | 910.607 | 980.9524 | 307.0388 | 910.607 | 876.1326 | 910.607 | 8635 | 910.607 | 876.1326 | 980.9524 | 307.0388 | 376 | 3875 | 3604 | 5402 | 7597 | 995 | 3392 | 2724 | 599.6059 | 472.0838 | 945.5782 | 188.2242
| 8636 | 865.8114 | 931.0809 | 856.3588 | 931.0809 | 931.0809 | 856.3588 | 931.0809 | 931.0809 | 856.3588 | 931.0809 | 986.3946 | 260.8832 | 931.0809 | 856.3588 | 931.0809 | 8636 | 931.0809 | 856.3588 | 986.3946 | 260.8832 | 206 | 5232 | 1726 | 7061 | 7093 | 1654 | 3224 | 2561 | 599.5098 | 472.061 | 945.5782 | 188.2242
| 8637 | 874.5396 | 931.6096 | 888.5931 | 931.6096 | 931.6096 | 888.5931 | 931.6096 | 931.6096 | 888.5931 | 931.6096 | 982.3129 | 253.9931 | 931.6096 | 888.5931 | 931.6096 | 8637 | 931.6096 | 888.5931 | 982.3129 | 253.9931 | 201 | 2959 | 3086 | 7305 | 4887 | 1655 | 3056 | 2932 | 599.4617 | 471.7419 | 945.5782 | 187.9111
| 8638 | 866.3978 | 898.3515 | 886.3102 | 898.3515 | 898.3515 | 886.3102 | 898.3515 | 898.3515 | 886.3102 | 898.3515 | 971.4286 | 426.0883 | 898.3515 | 886.3102 | 898.3515 | 8638 | 898.3515 | 886.3102 | 971.4286 | 426.0883 | 497 | 3129 | 6527 | 3062 | 4900 | 5666 | 2888 | 27 | 599.2935 | 471.3324 | 945.5782 | 187.7545
| 8639 | 845.0757 | 864.2764 | 880.8554 | 864.2764 | 864.2764 | 880.8554 | 864.2764 | 864.2764 | 880.8554 | 864.2764 | 985.034 | 408.3934 | 864.2764 | 880.8554 | 864.2764 | 8639 | 864.2765 | 880.8554 | 985.034 | 408.3934 | 869 | 3547 | 2089 | 3340 | 4927 | 5664 | 2720 | 3052 | 598.9811 | 471.1279 | 945.5782 | 187.5979
| 8640 | 800.2707 | 790.5513 | 868.6548 | 790.5513 | 790.5513 | 868.6548 | 790.5513 | 790.5513 | 868.6548 | 790.5513 | 987.7551 | 417.006 | 790.5513 | 868.6548 | 790.5513 | 8640 | 790.5513 | 868.6549 | 987.7551 | 417.006 | 2526 | 4361 | 1362 | 3208 | 4236 | 1656 | 2552 | 6074 | 598.8369 | 470.6018 | 945.5782 | 187.2847
| 8641 | 796.9142 | 777.9593 | 890.2236 | 777.9593 | 777.9593 | 890.2236 | 777.9593 | 777.9593 | 890.2236 | 777.9593 | 987.7551 | 384.4738 | 777.9593 | 890.2236 | 777.9593 | 8641 | 777.9593 | 890.2236 | 987.7551 | 384.4739 | 2945 | 2826 | 1361 | 3767 | 4901 | 5673 | 2384 | 3238 | 598.8009 | 468.5656 | 945.5782 | 187.1281
| 8642 | 763.2121 | 768.0108 | 822.9779 | 768.0108 | 768.0108 | 822.9779 | 768.0108 | 768.0108 | 822.9779 | 768.0108 | 995.9184 | 253.0536 | 768.0108 | 822.9779 | 768.0108 | 8642 | 768.0108 | 822.9779 | 995.9184 | 253.0536 | 3352 | 6794 | 212 | 7338 | 51 | 5663 | 2216 | 7553 | 598.7889 | 468.096 | 945.5782 | 186.9715
| 8643 | 747.3133 | 744.4129 | 811.8926 | 744.4129 | 744.4129 | 811.8926 | 744.4129 | 744.4129 | 811.8926 | 744.4129 | 994.5578 | 264.9546 | 744.4129 | 811.8926 | 744.4129 | 8643 | 744.4129 | 811.8926 | 994.5578 | 264.9546 | 4207 | 6979 | 419 | 6933 | 157 | 8569 | 2048 | 2894 | 598.5005 | 464.4975 | 945.5782 | 186.9715
| 8644 | 733.7191 | 730.0428 | 800.4669 | 730.0428 | 730.0428 | 800.4669 | 730.0428 | 730.0428 | 800.4669 | 730.0428 | 991.8367 | 238.0207 | 730.0428 | 800.4669 | 730.0428 | 8644 | 730.0428 | 800.4669 | 991.8367 | 238.0207 | 4817 | 7084 | 732 | 7846 | 3847 | 5653 | 1880 | 913 | 598.4044 | 462.0429 | 945.5782 | 186.9715
| 8645 | 738.0958 | 731.7249 | 806.5491 | 731.7249 | 731.7249 | 806.5491 | 731.7249 | 731.7249 | 806.5491 | 731.7249 | 991.8367 | 261.5096 | 731.7249 | 806.5491 | 731.7249 | 8645 | 731.7249 | 806.5491 | 991.8367 | 261.5096 | 4748 | 7039 | 731 | 7034 | 3823 | 5665 | 1712 | 908 | 598.4044 | 460.8303 | 945.5782 | 186.9715
| 8646 | 735.8488 | 728.649 | 803.4589 | 728.649 | 728.649 | 803.4589 | 728.649 | 728.649 | 803.4589 | 728.649 | 982.3129 | 276.5424 | 728.649 | 803.4589 | 728.649 | 8646 | 728.649 | 803.4589 | 982.3129 | 276.5424 | 4864 | 7069 | 3085 | 6509 | 65 | 5654 | 1544 | 2720 | 598.3563 | 458.0793 | 945.5782 | 186.6583
| 8647 | 703.7266 | 670.4955 | 816.9224 | 670.4955 | 670.4955 | 816.9224 | 670.4955 | 670.4955 | 816.9224 | 670.4955 | 972.7891 | 247.7294 | 670.4955 | 816.9224 | 670.4955 | 8647 | 670.4955 | 816.9224 | 972.7891 | 247.7294 | 7286 | 6899 | 6109 | 7541 | 5248 | 5676 | 1376 | 2719 | 598.2602 | 457.3331 | 945.5782 | 186.6583
| 8648 | 718.4092 | 692.219 | 823.8122 | 692.219 | 692.219 | 823.8122 | 692.219 | 692.219 | 823.8122 | 692.219 | 986.3946 | 238.3339 | 692.219 | 823.8122 | 692.219 | 8648 | 692.219 | 823.8123 | 986.3946 | 238.3339 | 6413 | 6775 | 1725 | 7835 | 49 | 5655 | 1208 | 51 | 598.1641 | 454.8684 | 945.5782 | 186.5017
| 8649 | 708.564 | 663.6709 | 836.1972 | 663.6709 | 663.6709 | 836.1972 | 663.6709 | 663.6709 | 836.1972 | 663.6709 | 959.1837 | 306.556 | 663.6709 | 836.1972 | 663.6709 | 8649 | 663.6709 | 836.1972 | 959.1837 | 306.556 | 7480 | 6383 | 8293 | 5424 | 152 | 1913 | 1040 | 2566 | 598.14 | 454.6896 | 945.5782 | 186.3451
| 8650 | 707.3239 | 673.3311 | 810.7639 | 673.3311 | 673.3311 | 810.7639 | 673.3311 | 673.3311 | 810.7639 | 673.3311 | 976.8707 | 295.9599 | 673.3311 | 810.7639 | 673.3311 | 8650 | 673.3311 | 810.7639 | 976.8708 | 295.9599 | 7200 | 6990 | 4854 | 5760 | 4763 | 8537 | 872 | 78 | 598.116 | 452.6265 | 945.5782 | 186.3451
| 8651 | 704.8367 | 684.7215 | 776.5715 | 684.7215 | 684.7215 | 776.5715 | 684.7215 | 684.7215 | 776.5715 | 684.7215 | 985.034 | 298.622 | 684.7215 | 776.5715 | 684.7215 | 8651 | 684.7215 | 776.5715 | 985.034 | 298.622 | 6749 | 7201 | 2088 | 5679 | 4611 | 7819 | 704 | 3246 | 598.068 | 449.6565 | 945.5782 | 186.0319
| 8652 | 710.0181 | 693.2763 | 777.7898 | 693.2763 | 693.2763 | 777.7898 | 693.2763 | 693.2763 | 777.7898 | 693.2763 | 989.1156 | 293.7676 | 693.2763 | 777.7898 | 693.2763 | 8652 | 693.2763 | 777.7898 | 989.1157 | 293.7676 | 6362 | 7186 | 1098 | 5832 | 5310 | 7851 | 536 | 3234 | 597.919 | 446.9821 | 945.5782 | 186.0319
| 8653 | 706.3247 | 692.6035 | 763.2482 | 692.6035 | 692.6035 | 763.2482 | 692.6035 | 692.6035 | 763.2482 | 692.6035 | 986.3946 | 308.3307 | 692.6035 | 763.2482 | 692.6035 | 8653 | 692.6035 | 763.2482 | 986.3946 | 308.3307 | 6395 | 7310 | 1724 | 5352 | 5579 | 7847 | 368 | 2742 | 597.5393 | 446.9347 | 945.5782 | 186.0319
| 8654 | 698.0743 | 685.4424 | 747.9644 | 685.4424 | 685.4424 | 760.4939 | 685.4424 | 685.4424 | 747.9644 | 685.4424 | 983.6735 | 301.4407 | 685.4424 | 747.9644 | 685.4424 | 8654 | 685.4424 | 747.9644 | 983.6735 | 301.4407 | 6710 | 7502 | 2406 | 5597 | 4234 | 7833 | 200 | 2559 | 597.4912 | 446.4316 | 945.5782 | 186.0319
| 8655 | 710.2127 | 703.2249 | 757.7396 | 703.2249 | 703.2249 | 757.7396 | 703.2249 | 703.2249 | 757.7396 | 703.2249 | 987.7551 | 298.4654 | 703.2249 | 757.7396 | 703.2249 | 8655 | 703.2249 | 757.7396 | 987.7551 | 298.4654 | 5945 | 7380 | 1360 | 5680 | 4933 | 7854 | 32 | 1236 | 597.299 | 446.3319 | 945.5782 | 186.0319
| 8656 | 719.4737 | 715.6245 | 761.9477 | 715.6245 | 715.6245 | 761.9477 | 715.6245 | 715.6245 | 761.9477 | 715.6245 | 987.7551 | 312.0889 | 715.6245 | 761.9477 | 715.6245 | 8656 | 715.6246 | 761.9477 | 987.7551 | 312.089 | 5404 | 7326 | 1359 | 5248 | 172 | 7852 | 8701 | 3055 | 597.299 | 445.7783 | 940.1361 | 185.7188
| 8657 | 727.9678 | 718.0276 | 778.8737 | 718.0276 | 718.0276 | 778.8737 | 718.0276 | 718.0276 | 778.8737 | 718.0276 | 1000 | 331.8343 | 718.0276 | 778.8737 | 718.0276 | 8657 | 718.0276 | 778.8737 | 1000 | 331.8343 | 5313 | 7179 | 1 | 4799 | 7303 | 7850 | 8533 | 918 | 597.2029 | 445.0574 | 940.1361 | 185.7188
| 8658 | 771.9024 | 807.9492 | 758.3865 | 807.9492 | 807.9492 | 758.3865 | 807.9492 | 807.9492 | 758.3865 | 807.9492 | 980.9524 | 328.5409 | 807.9492 | 758.3865 | 807.9492 | 8658 | 807.9493 | 758.3865 | 980.9524 | 328.541 | 1961 | 7365 | 3603 | 4862 | 247 | 7845 | 8365 | 2888 | 597.2029 | 444.5977 | 940.1361 | 185.4056
| 8659 | 811.9468 | 868.5058 | 763.8097 | 868.5058 | 868.5058 | 763.8097 | 868.5058 | 868.5058 | 763.8097 | 868.5058 | 995.9184 | 368.0512 | 868.5058 | 763.8097 | 868.5058 | 8659 | 868.5058 | 763.8097 | 995.9184 | 368.0512 | 827 | 7307 | 211 | 4116 | 150 | 7832 | 8173 | 2723 | 597.0587 | 444.4834 | 940.1361 | 185.0924
| 8660 | 811.6203 | 877.397 | 752.766 | 877.397 | 877.397 | 752.766 | 877.397 | 877.397 | 752.766 | 877.397 | 978.2313 | 354.2123 | 877.397 | 752.766 | 877.397 | 8660 | 877.397 | 752.766 | 978.2313 | 354.2123 | 720 | 7439 | 4228 | 4368 | 5750 | 7848 | 7861 | 2735 | 596.9626 | 444.0943 | 940.1361 | 184.7792
| 8661 | 801.1681 | 859.8068 | 756.1859 | 859.8068 | 859.8068 | 756.1859 | 859.8068 | 859.8068 | 756.1859 | 859.8068 | 993.1973 | 319.9577 | 859.8068 | 756.1859 | 859.8068 | 8661 | 859.8068 | 756.1859 | 993.1973 | 319.9577 | 929 | 7397 | 575 | 5063 | 4952 | 7846 | 7693 | 2565 | 596.7223 | 443.8599 | 940.1361 | 184.7792
| 8662 | 790.7421 | 826.3085 | 758.1356 | 826.3085 | 826.3085 | 758.1356 | 826.3085 | 826.3085 | 758.1356 | 826.3085 | 994.5578 | 432.8218 | 826.3085 | 758.1356 | 826.3085 | 8662 | 826.3085 | 758.1356 | 994.5578 | 432.8218 | 1477 | 7373 | 418 | 2946 | 1655 | 8538 | 7525 | 73 | 596.3858 | 443.7305 | 940.1361 | 184.7792
| 8663 | 765.2673 | 789.59 | 749.262 | 789.59 | 789.59 | 749.262 | 789.59 | 789.59 | 749.262 | 789.59 | 972.7891 | 427.1845 | 789.59 | 749.262 | 789.59 | 8663 | 789.5901 | 749.262 | 972.7891 | 427.1845 | 2555 | 7488 | 6108 | 3045 | 4778 | 7849 | 7357 | 3236 | 596.3378 | 442.5276 | 940.1361 | 184.1528
| 8664 | 746.4269 | 751.0453 | 755.9345 | 751.0453 | 751.0453 | 755.9345 | 751.0453 | 751.0453 | 755.9345 | 751.0453 | 993.1973 | 424.679 | 751.0453 | 755.9345 | 751.0453 | 8664 | 751.0453 | 755.9345 | 993.1973 | 424.679 | 3973 | 7400 | 574 | 3082 | 1666 | 7887 | 7189 | 2734 | 596.2417 | 441.5695 | 940.1361 | 184.1528
| 8665 | 733.5025 | 735.8581 | 751.893 | 735.8581 | 735.8581 | 751.893 | 735.8581 | 735.8581 | 751.893 | 735.8581 | 990.4762 | 384.1215 | 735.8581 | 751.893 | 735.8581 | 8665 | 735.8581 | 751.893 | 990.4762 | 384.1215 | 4563 | 7451 | 991 | 3776 | 136 | 7856 | 7021 | 2552 | 596.2416 | 441.4395 | 940.1361 | 184.1528
| 8666 | 716.4166 | 703.0807 | 759.5701 | 703.0807 | 703.0807 | 759.5701 | 703.0807 | 703.0807 | 759.5701 | 703.0807 | 998.6395 | 368.2665 | 703.0807 | 759.5701 | 703.0807 | 8666 | 703.0807 | 759.5701 | 998.6395 | 368.2665 | 5957 | 7349 | 54 | 4115 | 145 | 7820 | 6853 | 2574 | 596.0494 | 440.9035 | 940.1361 | 183.8397
| 8667 | 717.4885 | 712.2603 | 750.7982 | 712.2603 | 712.2603 | 750.7982 | 712.2603 | 712.2603 | 750.7982 | 712.2603 | 995.9184 | 347.6452 | 712.2603 | 750.7982 | 712.2603 | 8667 | 712.2603 | 750.7982 | 995.9184 | 347.6452 | 5535 | 7458 | 210 | 4505 | 4634 | 7830 | 6685 | 2560 | 595.9533 | 440.7526 | 940.1361 | 183.8397
| 8668 | 707.4067 | 697.025 | 749.3788 | 697.025 | 697.025 | 749.3788 | 697.025 | 697.025 | 749.3788 | 697.025 | 986.3946 | 343.5836 | 697.025 | 749.3788 | 697.025 | 8668 | 697.025 | 749.3788 | 986.3946 | 343.5836 | 6189 | 7482 | 1723 | 4575 | 4753 | 7885 | 6517 | 2568 | 595.6169 | 440.5978 | 940.1361 | 183.5265
| 8669 | 712.6515 | 701.9272 | 758.5822 | 701.9272 | 701.9272 | 758.5822 | 701.9272 | 701.9272 | 758.5822 | 701.9272 | 989.1156 | 338.2595 | 701.9272 | 758.5822 | 701.9272 | 8669 | 701.9272 | 758.5822 | 989.1157 | 338.2595 | 6015 | 7359 | 1097 | 4676 | 173 | 7816 | 6349 | 907 | 595.4727 | 440.4658 | 940.1361 | 183.5265
| 8670 | 716.6109 | 719.2291 | 738.9004 | 719.2291 | 719.2291 | 738.9004 | 719.2291 | 719.2291 | 738.9004 | 719.2291 | 995.9184 | 327.2001 | 719.2291 | 738.9004 | 719.2291 | 8670 | 719.2291 | 738.9004 | 995.9184 | 327.2001 | 5259 | 7603 | 209 | 4902 | 4760 | 7829 | 6181 | 2731 | 595.0882 | 440.0788 | 940.1361 | 183.2133
| 8671 | 701.8229 | 680.6363 | 763.9174 | 680.6363 | 680.6363 | 763.9174 | 680.6363 | 680.6363 | 763.9174 | 680.6363 | 974.1497 | 350.6107 | 680.6363 | 763.9174 | 680.6363 | 8671 | 680.6363 | 763.9174 | 974.1497 | 350.6107 | 6919 | 7306 | 5690 | 4447 | 8198 | 7886 | 6013 | 2551 | 594.944 | 439.3772 | 940.1361 | 183.2133
| 8672 | 705.0681 | 697.3615 | 761.0785 | 697.3615 | 697.3615 | 761.0785 | 697.3615 | 697.3615 | 761.0785 | 697.3615 | 986.3946 | 261.353 | 697.3615 | 761.0785 | 697.3615 | 8672 | 697.3615 | 761.0785 | 986.3946 | 261.353 | 6174 | 7334 | 1722 | 7044 | 662 | 7822 | 5845 | 917 | 594.944 | 437.8039 | 940.1361 | 183.2133
| 8673 | 723.9428 | 719.4213 | 774.769 | 719.4213 | 719.4213 | 774.769 | 719.4213 | 719.4213 | 774.769 | 719.4213 | 982.3129 | 298.4393 | 719.4213 | 774.769 | 719.4213 | 8673 | 719.4214 | 774.769 | 982.3129 | 298.4393 | 5254 | 7214 | 3084 | 5691 | 4872 | 7817 | 5677 | 3244 | 594.3673 | 437.6184 | 940.1361 | 182.9001
| 8674 | 722.2372 | 689.2873 | 822.2736 | 689.2873 | 689.2873 | 822.2736 | 689.2873 | 689.2873 | 822.2736 | 689.2873 | 985.034 | 322.8938 | 689.2873 | 822.2736 | 689.2873 | 8674 | 689.2873 | 822.2736 | 985.034 | 322.8938 | 6535 | 6812 | 2087 | 4990 | 77 | 7843 | 5509 | 3240 | 594.3673 | 437.5495 | 940.1361 | 182.9001
| 8675 | 757.7467 | 745.278 | 836.2544 | 745.278 | 745.278 | 836.2544 | 745.278 | 745.278 | 836.2544 | 745.278 | 971.4286 | 329.7839 | 745.278 | 836.2544 | 745.278 | 8675 | 745.278 | 836.2544 | 971.4286 | 329.7839 | 4168 | 6380 | 6526 | 4833 | 6734 | 7825 | 5341 | 897 | 594.127 | 437.1888 | 940.1361 | 182.5869
| 8676 | 746.2799 | 732.7822 | 826.0279 | 732.7822 | 732.7822 | 826.0279 | 732.7822 | 732.7822 | 826.0279 | 732.7822 | 956.4626 | 325.0861 | 732.7822 | 826.0279 | 732.7822 | 8676 | 732.7822 | 826.0279 | 956.4626 | 325.0861 | 4706 | 6727 | 8397 | 4945 | 5580 | 7823 | 5173 | 2922 | 594.127 | 436.6687 | 940.1361 | 182.2737
| 8677 | 737.8811 | 739.5588 | 779.3426 | 739.5588 | 739.5588 | 779.3426 | 739.5588 | 739.5588 | 779.3426 | 739.5588 | 963.2653 | 333.2289 | 739.5588 | 779.3426 | 739.5588 | 8677 | 739.5588 | 779.3426 | 963.2653 | 333.2289 | 4409 | 7177 | 8032 | 4771 | 5075 | 7824 | 5005 | 2930 | 593.9828 | 436.1911 | 940.1361 | 181.9605
| 8678 | 763.1723 | 728.5048 | 886.6737 | 728.5048 | 728.5048 | 886.6737 | 728.5048 | 728.5048 | 886.6737 | 728.5048 | 975.5102 | 334.1685 | 728.5048 | 886.6737 | 728.5048 | 8678 | 728.5048 | 886.6737 | 975.5102 | 334.1685 | 4871 | 3096 | 5270 | 4755 | 4624 | 7853 | 4837 | 2929 | 593.6944 | 435.6668 | 940.1361 | 181.9605
| 8679 | 783.9808 | 757.0529 | 898.3745 | 757.0529 | 757.0529 | 898.3745 | 757.0529 | 757.0529 | 898.3745 | 757.0529 | 997.2789 | 328.5312 | 757.0529 | 898.3745 | 757.0529 | 8679 | 757.0529 | 898.3745 | 997.2789 | 328.5312 | 3742 | 2225 | 157 | 4863 | 6422 | 7841 | 4669 | 2886 | 593.5983 | 435.6007 | 940.1361 | 181.9605
| 8680 | 786.4233 | 772.0479 | 876.0014 | 772.0479 | 772.0479 | 876.0014 | 772.0479 | 772.0479 | 876.0014 | 772.0479 | 985.034 | 344.5036 | 772.0479 | 876.0014 | 772.0479 | 8680 | 772.0479 | 876.0014 | 985.034 | 344.5036 | 3177 | 3881 | 2086 | 4559 | 4635 | 7855 | 4501 | 3058 | 593.5503 | 435.1505 | 940.1361 | 181.3342
| 8681 | 761.7901 | 755.1785 | 809.3959 | 755.1785 | 755.1785 | 809.3959 | 755.1785 | 755.1785 | 809.3959 | 755.1785 | 998.6395 | 387.41 | 755.1785 | 809.3959 | 755.1785 | 8681 | 755.1786 | 809.3959 | 998.6395 | 387.41 | 3813 | 7013 | 53 | 3708 | 28 | 7827 | 4333 | 2928 | 593.0216 | 435.0851 | 940.1361 | 181.3342
| 8682 | 775.5011 | 793.0985 | 791.7853 | 793.0985 | 793.0985 | 791.7853 | 793.0985 | 793.0985 | 791.7853 | 793.0985 | 953.7415 | 391.3443 | 793.0985 | 791.7853 | 793.0985 | 8682 | 793.0985 | 791.7854 | 953.7415 | 391.3444 | 2442 | 7122 | 8501 | 3648 | 220 | 7821 | 4165 | 2569 | 592.9255 | 434.473 | 940.1361 | 181.3342
| 8683 | 837.5297 | 906.1854 | 767.8398 | 906.1854 | 906.1854 | 767.8398 | 906.1854 | 906.1854 | 767.8398 | 906.1854 | 975.5102 | 429.0636 | 906.1854 | 767.8398 | 906.1854 | 8683 | 906.1854 | 767.8398 | 975.5102 | 429.0636 | 434 | 7269 | 5269 | 3015 | 7394 | 7828 | 3997 | 2563 | 592.7813 | 434.0936 | 940.1361 | 181.3342
| 8684 | 833.3746 | 909.4535 | 742.8214 | 909.4535 | 909.4535 | 742.8214 | 909.4535 | 909.4535 | 742.8214 | 909.4535 | 972.7891 | 447.5415 | 909.4535 | 742.8214 | 909.4535 | 8684 | 909.4536 | 742.8214 | 972.7891 | 447.5415 | 391 | 7559 | 6107 | 2699 | 338 | 7871 | 3829 | 3243 | 592.7813 | 433.5154 | 940.1361 | 181.021
| 8685 | 830.0443 | 914.9325 | 734.5917 | 914.9325 | 914.9325 | 734.5917 | 914.9325 | 914.9325 | 734.5917 | 914.9325 | 976.8707 | 385.9223 | 914.9325 | 734.5917 | 914.9325 | 8685 | 914.9325 | 734.5917 | 976.8708 | 385.9223 | 341 | 7643 | 4853 | 3741 | 13 | 7844 | 3661 | 3237 | 592.7092 | 433.3768 | 940.1361 | 181.021
| 8686 | 801.5357 | 868.0732 | 740.8739 | 868.0732 | 868.0732 | 740.8739 | 868.0732 | 868.0732 | 740.8739 | 868.0732 | 989.1156 | 324.3032 | 868.0732 | 740.8739 | 868.0732 | 8686 | 868.0733 | 740.8739 | 989.1157 | 324.3032 | 831 | 7584 | 1096 | 4963 | 25 | 7815 | 3493 | 2912 | 592.6371 | 433.3463 | 940.1361 | 181.021
| 8687 | 785.4039 | 824.9147 | 771.6891 | 824.9147 | 824.9147 | 771.6891 | 824.9147 | 824.9147 | 771.6891 | 824.9147 | 978.2313 | 331.3498 | 824.9147 | 771.6891 | 824.9147 | 8687 | 824.9147 | 771.6891 | 978.2313 | 331.3498 | 1510 | 7239 | 4227 | 4805 | 5916 | 4957 | 3325 | 3226 | 592.589 | 432.8851 | 940.1361 | 180.7078
| 8688 | 756.7588 | 773.9703 | 769.6844 | 773.9703 | 773.9703 | 769.6844 | 773.9703 | 773.9703 | 769.6844 | 773.9703 | 970.068 | 354.0557 | 773.9703 | 769.6844 | 773.9703 | 8688 | 773.9703 | 769.6844 | 970.068 | 354.0558 | 3097 | 7255 | 6892 | 4380 | 3900 | 7818 | 3157 | 2911 | 592.3968 | 432.8309 | 940.1361 | 180.7078
| 8689 | 718.0646 | 722.0647 | 757.2945 | 722.0647 | 722.0647 | 757.2945 | 722.0647 | 722.0647 | 757.2945 | 722.0647 | 979.5918 | 267.6167 | 722.0647 | 757.2945 | 722.0647 | 8689 | 722.0647 | 757.2945 | 979.5918 | 267.6167 | 5139 | 7385 | 4018 | 6847 | 2551 | 7831 | 2989 | 3056 | 592.1084 | 432.6172 | 940.1361 | 180.3946
| 8690 | 718.2194 | 725.7173 | 756.8929 | 725.7173 | 725.7173 | 756.8929 | 725.7173 | 725.7173 | 756.8929 | 725.7173 | 968.7075 | 253.0536 | 725.7173 | 756.8929 | 725.7173 | 8690 | 725.7173 | 756.8929 | 968.7075 | 253.0536 | 4979 | 7390 | 7305 | 7337 | 52 | 7826 | 2821 | 905 | 592.0604 | 432.5313 | 940.1361 | 180.3946
| 8691 | 709.264 | 712.1642 | 748.3197 | 712.1642 | 712.1642 | 748.3197 | 712.1642 | 712.1642 | 748.3197 | 712.1642 | 974.1497 | 264.9546 | 712.1642 | 748.3197 | 712.1642 | 8691 | 712.1642 | 748.3198 | 974.1497 | 264.9546 | 5540 | 7498 | 5689 | 6932 | 4956 | 7881 | 2653 | 6114 | 591.9642 | 432.0814 | 940.1361 | 180.0814
| 8692 | 718.5656 | 727.1591 | 748.0103 | 727.1591 | 727.1591 | 748.0103 | 727.1591 | 727.1591 | 748.0103 | 727.1591 | 980.9524 | 269.6524 | 727.1591 | 748.0103 | 727.1591 | 8692 | 727.1591 | 748.0103 | 980.9524 | 269.6524 | 4918 | 7501 | 3602 | 6766 | 5246 | 7884 | 2485 | 2562 | 591.9162 | 429.127 | 940.1361 | 180.0814
| 8693 | 732.7248 | 744.1726 | 760.3302 | 744.1726 | 744.1726 | 760.3302 | 744.1726 | 744.1726 | 760.3302 | 744.1726 | 980.9524 | 282.493 | 744.1726 | 760.3302 | 744.1726 | 8693 | 744.1726 | 760.3302 | 980.9524 | 282.493 | 4228 | 7339 | 3601 | 6268 | 178 | 8323 | 2317 | 6076 | 591.772 | 428.8171 | 940.1361 | 179.7682
| 8694 | 727.1472 | 747.633 | 736.6499 | 747.633 | 747.633 | 736.6499 | 747.633 | 747.633 | 736.6499 | 747.633 | 987.7551 | 264.6414 | 747.633 | 736.6499 | 747.633 | 8694 | 747.633 | 736.65 | 987.7551 | 264.6414 | 4097 | 7624 | 1358 | 6941 | 4777 | 2704 | 2149 | 2834 | 591.6278 | 428.2519 | 940.1361 | 179.7682
| 8695 | 699.1796 | 693.4205 | 746.4646 | 693.4205 | 693.4205 | 746.4646 | 693.4205 | 693.4205 | 746.4646 | 693.4205 | 976.8707 | 278.4215 | 693.4205 | 746.4646 | 693.4205 | 8695 | 693.4205 | 746.4646 | 976.8708 | 278.4216 | 6357 | 7525 | 4852 | 6430 | 129 | 2700 | 1981 | 3054 | 591.5798 | 426.1175 | 940.1361 | 179.4551
| 8696 | 713.965 | 705.724 | 771.7787 | 705.724 | 705.724 | 771.7787 | 705.724 | 705.724 | 771.7787 | 705.724 | 978.2313 | 284.3721 | 705.724 | 771.7787 | 705.724 | 8696 | 705.724 | 771.7787 | 978.2313 | 284.3721 | 5841 | 7238 | 4226 | 6185 | 41 | 2703 | 1813 | 2931 | 591.5798 | 425.6365 | 940.1361 | 179.4551
| 8697 | 744.0228 | 751.0934 | 786.4553 | 751.0934 | 751.0934 | 786.4553 | 751.0934 | 751.0934 | 786.4553 | 751.0934 | 971.4286 | 290.3226 | 751.0934 | 786.4553 | 751.0934 | 8697 | 751.0934 | 786.4554 | 971.4286 | 290.3226 | 3969 | 7147 | 6525 | 5947 | 7091 | 8314 | 1645 | 911 | 591.4836 | 425.45 | 940.1361 | 179.4551
| 8698 | 757.8028 | 762.7241 | 814.3797 | 762.7241 | 762.7241 | 814.3797 | 762.7241 | 762.7241 | 814.3797 | 762.7241 | 960.5442 | 289.383 | 762.7241 | 814.3797 | 762.7241 | 8698 | 762.7241 | 814.3797 | 960.5442 | 289.383 | 3531 | 6945 | 8189 | 5987 | 6418 | 7876 | 1477 | 3245 | 591.2914 | 425.3385 | 940.1361 | 178.8287
| 8699 | 776.9233 | 806.8919 | 754.4339 | 806.8919 | 806.8919 | 754.4339 | 806.8919 | 806.8919 | 754.4339 | 806.8919 | 976.8707 | 427.1845 | 806.8919 | 754.4339 | 806.8919 | 8699 | 806.8919 | 754.4339 | 976.8708 | 427.1845 | 2002 | 7420 | 4851 | 3044 | 76 | 7875 | 1309 | 2925 | 591.0991 | 424.1961 | 940.1361 | 178.8287
| 8700 | 752.3113 | 758.0141 | 767.7237 | 758.0141 | 758.0141 | 767.7237 | 758.0141 | 758.0141 | 767.7237 | 758.0141 | 967.3469 | 430.0031 | 758.0141 | 767.7237 | 758.0141 | 8700 | 758.0141 | 767.7237 | 967.3469 | 430.0031 | 3692 | 7271 | 7461 | 2998 | 8171 | 7877 | 1141 | 3053 | 590.8589 | 423.4625 | 940.1361 | 178.5155
| 8701 | 712.4419 | 713.2215 | 758.3929 | 713.2215 | 713.2215 | 758.3929 | 713.2215 | 713.2215 | 758.3929 | 713.2215 | 940.1361 | 294.7072 | 713.2215 | 758.3929 | 713.2215 | 8701 | 713.2215 | 758.3929 | 940.1361 | 294.7072 | 5496 | 7364 | 8656 | 5799 | 635 | 5142 | 973 | 3049 | 590.8588 | 421.6236 | 940.1361 | 178.5155
| 8702 | 803.8553 | 747.7291 | 973.5648 | 747.7291 | 747.7291 | 973.5648 | 747.7291 | 747.7291 | 973.5648 | 747.7291 | 946.9388 | 430.9427 | 747.7291 | 973.5648 | 747.7291 | 8702 | 747.7291 | 973.5648 | 946.9388 | 430.9427 | 4092 | 7 | 8553 | 2979 | 7092 | 2699 | 805 | 2557 | 590.7147 | 421.2068 | 940.1361 | 178.5155
| 8703 | 786.6691 | 780.2663 | 840.489 | 780.2663 | 780.2663 | 840.489 | 780.2663 | 780.2663 | 840.489 | 780.2663 | 979.5918 | 429.6899 | 780.2663 | 840.489 | 780.2663 | 8703 | 780.2663 | 840.489 | 979.5918 | 429.69 | 2863 | 6198 | 4017 | 3007 | 5410 | 7882 | 637 | 54 | 590.6666 | 421.1549 | 940.1361 | 178.5155
| 8704 | 762.6943 | 777.8152 | 763.1557 | 777.8152 | 777.8152 | 763.1557 | 777.8152 | 777.8152 | 763.1557 | 777.8152 | 970.068 | 432.5086 | 777.8152 | 763.1557 | 777.8152 | 8704 | 777.8152 | 763.1557 | 970.068 | 432.5086 | 2952 | 7312 | 6891 | 2955 | 4951 | 7842 | 469 | 68 | 590.2821 | 419.7864 | 940.1361 | 178.2023
| 8705 | 763.9026 | 783.5344 | 757.3017 | 783.5344 | 783.5344 | 757.3017 | 783.5344 | 783.5344 | 757.3017 | 783.5344 | 972.7891 | 424.3658 | 783.5344 | 757.3017 | 783.5344 | 8705 | 783.5344 | 757.3017 | 972.7891 | 424.3658 | 2745 | 7384 | 6106 | 3089 | 4899 | 8324 | 301 | 42 | 590.2341 | 419.1281 | 940.1361 | 177.5759
| 8706 | 783.0333 | 808.1415 | 771.0954 | 808.1415 | 808.1415 | 771.0954 | 808.1415 | 808.1415 | 771.0954 | 808.1415 | 986.3946 | 426.5581 | 808.1415 | 771.0954 | 808.1415 | 8706 | 808.1415 | 771.0954 | 986.3946 | 426.5581 | 1954 | 7242 | 1721 | 3052 | 3903 | 7872 | 133 | 910 | 589.9938 | 418.8683 | 940.1361 | 177.2628
| 8707 | 848.461 | 921.0843 | 776.8008 | 921.0843 | 921.0843 | 776.8008 | 921.0843 | 921.0843 | 776.8008 | 921.0843 | 970.068 | 432.5086 | 921.0843 | 776.8008 | 921.0843 | 8707 | 921.0843 | 776.8008 | 970.068 | 432.5086 | 306 | 7198 | 6890 | 2954 | 6758 | 7873 | 8755 | 50 | 589.8496 | 418.3765 | 927.8912 | 177.2628
| 8708 | 848.7895 | 931.994 | 753.121 | 931.994 | 931.994 | 753.121 | 931.994 | 931.994 | 753.121 | 931.994 | 983.6735 | 430.9427 | 931.994 | 753.121 | 931.994 | 8708 | 931.994 | 753.121 | 983.6735 | 430.9427 | 196 | 7433 | 2405 | 2978 | 4883 | 7874 | 8587 | 3057 | 589.8496 | 416.7202 | 927.8912 | 176.9496
| 8709 | 850.5484 | 934.5893 | 748.1362 | 934.5893 | 934.5893 | 748.1362 | 934.5893 | 934.5893 | 748.1362 | 934.5893 | 983.6735 | 454.7448 | 934.5893 | 748.1362 | 934.5893 | 8709 | 934.5893 | 748.1362 | 983.6735 | 454.7448 | 173 | 7500 | 2404 | 2572 | 56 | 7879 | 8419 | 2887 | 589.6093 | 416.2244 | 927.8912 | 176.9496
| 8710 | 827.3857 | 896.6213 | 745.9805 | 896.6213 | 896.6213 | 745.9805 | 896.6213 | 896.6213 | 745.9805 | 896.6213 | 979.5918 | 446.9151 | 896.6213 | 745.9805 | 896.6213 | 8710 | 896.6213 | 745.9806 | 979.5918 | 446.9151 | 516 | 7529 | 4016 | 2712 | 5413 | 5595 | 8251 | 2573 | 589.3209 | 416.1952 | 927.8912 | 176.9496
| 8711 | 800.2578 | 840.6306 | 761.1008 | 840.6306 | 840.6306 | 761.1008 | 840.6306 | 840.6306 | 761.1008 | 840.6306 | 993.1973 | 440.9646 | 840.6306 | 761.1008 | 840.6306 | 8711 | 840.6306 | 761.1008 | 993.1973 | 440.9646 | 1211 | 7333 | 573 | 2815 | 2556 | 5135 | 8227 | 3235 | 589.1767 | 416.1952 | 927.8912 | 176.6364
| 8712 | 778.6044 | 804.9214 | 759.2966 | 804.9214 | 804.9214 | 759.2966 | 804.9214 | 804.9214 | 759.2966 | 804.9214 | 982.3129 | 441.591 | 804.9214 | 759.2966 | 804.9214 | 8712 | 804.9214 | 759.2966 | 982.3129 | 441.591 | 2072 | 7354 | 3083 | 2805 | 4905 | 7840 | 8059 | 2924 | 589.1287 | 415.7694 | 927.8912 | 176.6364
| 8713 | 756.4249 | 769.5006 | 748.7438 | 769.5006 | 769.5006 | 748.7438 | 769.5006 | 769.5006 | 748.7438 | 769.5006 | 994.5578 | 444.4096 | 769.5006 | 748.7438 | 769.5006 | 8713 | 769.5007 | 748.7439 | 994.5578 | 444.4097 | 3293 | 7494 | 417 | 2760 | 4791 | 5140 | 7915 | 2572 | 589.1287 | 414.8619 | 927.8912 | 176.6364
| 8714 | 741.1849 | 763.7814 | 711.3863 | 763.7814 | 763.7814 | 711.3863 | 763.7814 | 763.7814 | 711.3863 | 763.7814 | 990.4762 | 430.3163 | 763.7814 | 711.3863 | 763.7814 | 8714 | 763.7814 | 711.3863 | 990.4762 | 430.3163 | 3502 | 7911 | 990 | 2995 | 4873 | 5138 | 7747 | 2926 | 589.1046 | 414.088 | 927.8912 | 175.5402
| 8715 | 736.1003 | 748.0656 | 727.7454 | 748.0656 | 748.0656 | 727.7454 | 748.0656 | 748.0656 | 727.7454 | 748.0656 | 975.5102 | 434.3877 | 748.0656 | 727.7454 | 748.0656 | 8715 | 748.0656 | 727.7454 | 975.5102 | 434.3877 | 4077 | 7708 | 5268 | 2918 | 4735 | 7880 | 7579 | 916 | 589.0806 | 413.448 | 927.8912 | 175.3837
| 8716 | 743.428 | 751.7182 | 747.1809 | 751.7182 | 751.7182 | 747.1809 | 751.7182 | 751.7182 | 747.1809 | 751.7182 | 979.5918 | 425.9317 | 751.7182 | 747.1809 | 751.7182 | 8716 | 751.7182 | 747.1809 | 979.5918 | 425.9317 | 3950 | 7517 | 4015 | 3063 | 4625 | 5141 | 7411 | 3225 | 589.0806 | 412.9718 | 927.8912 | 175.0705
| 8717 | 738.0433 | 738.5015 | 750.9017 | 738.5015 | 738.5015 | 750.9017 | 738.5015 | 738.5015 | 750.9017 | 738.5015 | 985.034 | 435.9536 | 738.5015 | 750.9017 | 738.5015 | 8717 | 738.5015 | 750.9017 | 985.034 | 435.9537 | 4450 | 7455 | 2085 | 2883 | 4957 | 8321 | 7243 | 56 | 588.9364 | 412.4418 | 927.8912 | 174.7573
| 8718 | 742.9612 | 750.6608 | 750.3584 | 750.6608 | 750.6608 | 750.3584 | 750.6608 | 750.6608 | 750.3584 | 750.6608 | 965.9864 | 428.7504 | 750.6608 | 750.3584 | 750.6608 | 8718 | 750.6608 | 750.3584 | 965.9864 | 428.7504 | 3987 | 7465 | 7773 | 3022 | 2552 | 5144 | 7075 | 2570 | 588.9364 | 412.0488 | 927.8912 | 174.4441
| 8719 | 722.8306 | 698.8513 | 781.555 | 698.8513 | 698.8513 | 781.555 | 698.8513 | 698.8513 | 781.555 | 698.8513 | 978.2313 | 424.3658 | 698.8513 | 781.555 | 698.8513 | 8719 | 698.8514 | 781.555 | 978.2313 | 424.3658 | 6138 | 7171 | 4225 | 3088 | 4924 | 5137 | 6907 | 47 | 588.8403 | 411.4678 | 927.8912 | 174.4441
| 8720 | 743.1464 | 742.5386 | 778.464 | 742.5386 | 742.5386 | 778.464 | 742.5386 | 742.5386 | 778.464 | 742.5386 | 980.9524 | 368.932 | 742.5386 | 778.464 | 742.5386 | 8720 | 742.5386 | 778.464 | 980.9524 | 368.932 | 4293 | 7182 | 3600 | 4094 | 7373 | 5596 | 6739 | 7540 | 588.7922 | 411.4032 | 927.8912 | 174.1309
| 8721 | 731.3967 | 743.1634 | 749.6091 | 743.1634 | 743.1634 | 749.6091 | 743.1634 | 743.1634 | 749.6091 | 743.1634 | 982.3129 | 313.4983 | 743.1634 | 749.6091 | 743.1634 | 8721 | 743.1634 | 749.6091 | 982.3129 | 313.4983 | 4263 | 7477 | 3082 | 5205 | 317 | 5136 | 6571 | 2571 | 588.7922 | 411.4032 | 927.8912 | 174.1309
| 8722 | 733.7145 | 768.3953 | 707.025 | 768.3953 | 768.3953 | 707.025 | 768.3953 | 768.3953 | 707.025 | 768.3953 | 978.2313 | 318.5092 | 768.3953 | 707.025 | 768.3953 | 8722 | 768.3953 | 707.025 | 978.2313 | 318.5092 | 3331 | 7960 | 4224 | 5090 | 4950 | 8322 | 6403 | 5249 | 588.6961 | 410.6486 | 927.8912 | 173.8177
| 8723 | 733.4591 | 768.8278 | 706.9911 | 768.8278 | 768.8278 | 706.9911 | 768.8278 | 768.8278 | 706.9911 | 768.8278 | 974.1497 | 315.6906 | 768.8278 | 706.9911 | 768.8278 | 8723 | 768.8278 | 706.9911 | 974.1497 | 315.6906 | 3316 | 7961 | 5688 | 5152 | 156 | 5139 | 6235 | 53 | 588.6481 | 410.3645 | 927.8912 | 173.8177
| 8724 | 751.8294 | 763.7334 | 741.748 | 763.7334 | 763.7334 | 741.748 | 763.7334 | 763.7334 | 741.748 | 763.7334 | 983.6735 | 465.0799 | 763.7334 | 741.748 | 763.7334 | 8724 | 763.7334 | 741.748 | 983.6735 | 465.0799 | 3503 | 7567 | 2403 | 2380 | 58 | 8316 | 6067 | 2553 | 588.5519 | 408.762 | 927.8912 | 173.5045
| 8725 | 749.2945 | 772.8649 | 747.6126 | 772.8649 | 772.8649 | 747.6126 | 772.8649 | 772.8649 | 747.6126 | 772.8649 | 965.9864 | 350.7673 | 772.8649 | 747.6126 | 772.8649 | 8725 | 772.8649 | 747.6126 | 965.9864 | 350.7673 | 3142 | 7508 | 7772 | 4440 | 889 | 5145 | 5899 | 26 | 588.2636 | 408.075 | 927.8912 | 173.5045
| 8726 | 762.7453 | 782.7654 | 739.3004 | 782.7654 | 782.7654 | 739.3004 | 782.7654 | 782.7654 | 739.3004 | 782.7654 | 991.8367 | 467.2722 | 782.7654 | 739.3004 | 782.7654 | 8726 | 782.7654 | 739.3004 | 991.8367 | 467.2722 | 2767 | 7600 | 730 | 2344 | 2555 | 5809 | 5731 | 7544 | 588.2155 | 408.028 | 927.8912 | 172.565
| 8727 | 729.8608 | 742.2021 | 749.2171 | 742.2021 | 742.2021 | 749.2171 | 742.2021 | 742.2021 | 749.2171 | 742.2021 | 970.068 | 313.4983 | 742.2021 | 749.2171 | 742.2021 | 8727 | 742.2022 | 749.2171 | 970.068 | 313.4983 | 4314 | 7489 | 6889 | 5204 | 5286 | 5147 | 5563 | 2933 | 588.1674 | 408.028 | 927.8912 | 172.565
| 8728 | 754.1472 | 785.1685 | 749.3483 | 785.1685 | 785.1685 | 749.3483 | 785.1685 | 785.1685 | 749.3483 | 785.1685 | 983.6735 | 295.6467 | 785.1685 | 749.3483 | 785.1685 | 8728 | 785.1685 | 749.3483 | 983.6735 | 295.6467 | 2697 | 7484 | 2402 | 5769 | 5914 | 8315 | 5395 | 2934 | 587.9752 | 407.7 | 927.8912 | 172.2518
| 8729 | 774.7169 | 796.1263 | 762.2846 | 796.1263 | 796.1263 | 762.2846 | 796.1263 | 796.1263 | 762.2846 | 796.1263 | 989.1156 | 438.7723 | 796.1263 | 762.2846 | 796.1263 | 8729 | 796.1263 | 762.2846 | 989.1157 | 438.7723 | 2338 | 7321 | 1095 | 2843 | 4907 | 5146 | 5227 | 2927 | 587.9752 | 406.2128 | 927.8912 | 172.2518
| 8730 | 743.4827 | 769.02 | 744.1896 | 769.02 | 769.02 | 744.1896 | 769.02 | 769.02 | 744.1896 | 769.02 | 982.3129 | 297.5258 | 769.02 | 744.1896 | 769.02 | 8730 | 769.0201 | 744.1896 | 982.3129 | 297.5258 | 3308 | 7546 | 3081 | 5707 | 30 | 7839 | 5059 | 7554 | 587.9752 | 405.7194 | 927.8912 | 171.9386
| 8731 | 835.4135 | 911.2799 | 778.6873 | 911.2799 | 911.2799 | 778.6873 | 911.2799 | 911.2799 | 778.6873 | 911.2799 | 982.3129 | 308.4873 | 911.2799 | 778.6873 | 911.2799 | 8731 | 911.2799 | 778.6873 | 982.3129 | 308.4873 | 369 | 7180 | 3080 | 5343 | 5076 | 7878 | 4891 | 909 | 587.9271 | 404.8224 | 927.8912 | 171.9386
| 8732 | 844.7805 | 931.0328 | 773.0302 | 931.0328 | 931.0328 | 773.0302 | 931.0328 | 931.0328 | 773.0302 | 931.0328 | 991.8367 | 294.7072 | 931.0328 | 773.0302 | 931.0328 | 8732 | 931.0328 | 773.0302 | 991.8367 | 294.7072 | 208 | 7232 | 729 | 5798 | 128 | 5143 | 4723 | 3224 | 587.783 | 402.3493 | 927.8912 | 171.6254
| 8733 | 836.4331 | 907.6753 | 757.4471 | 907.6753 | 907.6753 | 757.4471 | 907.6753 | 907.6753 | 757.4471 | 907.6753 | 974.1497 | 444.7228 | 907.6753 | 757.4471 | 907.6753 | 8733 | 907.6753 | 757.4472 | 974.1497 | 444.7228 | 410 | 7382 | 5687 | 2754 | 5749 | 5811 | 4555 | 7543 | 587.7349 | 401.4606 | 927.8912 | 170.3727
| 8734 | 835.7315 | 902.7731 | 763.1273 | 902.7731 | 902.7731 | 763.1273 | 902.7731 | 902.7731 | 763.1273 | 902.7731 | 971.4286 | 454.1184 | 902.7731 | 763.1273 | 902.7731 | 8734 | 902.7731 | 763.1273 | 971.4286 | 454.1184 | 458 | 7313 | 6524 | 2588 | 4897 | 5149 | 4387 | 5250 | 587.7349 | 401.4606 | 927.8912 | 170.3727
| 8735 | 808.772 | 857.1635 | 755.4369 | 857.1635 | 857.1635 | 755.4369 | 857.1635 | 857.1635 | 755.4369 | 857.1635 | 987.7551 | 455.9975 | 857.1635 | 755.4369 | 857.1635 | 8735 | 857.1635 | 755.4369 | 987.7551 | 455.9975 | 955 | 7411 | 1357 | 2552 | 912 | 5810 | 4219 | 2921 | 587.4946 | 398.0646 | 927.8912 | 170.3727
| 8736 | 784.9735 | 822.031 | 746.5105 | 822.031 | 822.031 | 746.5105 | 822.031 | 822.031 | 746.5105 | 822.031 | 978.2313 | 449.1074 | 822.031 | 746.5105 | 822.031 | 8736 | 822.0311 | 746.5106 | 978.2313 | 449.1074 | 1584 | 7523 | 4223 | 2676 | 12 | 5148 | 4051 | 7539 | 587.4585 | 398.0646 | 927.8912 | 170.0595
| 8737 | 800.9478 | 784.6398 | 877.6921 | 784.6398 | 784.6398 | 877.6921 | 784.6398 | 784.6398 | 877.6921 | 784.6398 | 989.1156 | 436.2668 | 784.6398 | 877.6921 | 784.6398 | 8737 | 784.6398 | 877.6921 | 989.1157 | 436.2668 | 2709 | 3776 | 1094 | 2879 | 6755 | 7834 | 3883 | 69 | 587.2543 | 397.8022 | 927.8912 | 169.4331
| 8738 | 794.7685 | 771.8556 | 885.9494 | 771.8556 | 771.8556 | 885.9494 | 771.8556 | 771.8556 | 885.9494 | 771.8556 | 972.7891 | 435.3273 | 771.8556 | 885.9494 | 771.8556 | 8738 | 771.8556 | 885.9494 | 972.7891 | 435.3273 | 3188 | 3164 | 6105 | 2900 | 196 | 8318 | 3715 | 44 | 587.2543 | 396.0412 | 927.8912 | 168.4936
| 8739 | 788.5294 | 766.9534 | 885.0321 | 766.9534 | 766.9534 | 885.0321 | 766.9534 | 766.9534 | 885.0321 | 766.9534 | 987.7551 | 375.9004 | 766.9534 | 885.0321 | 766.9534 | 8739 | 766.9534 | 885.0321 | 987.7551 | 375.9004 | 3398 | 3252 | 1356 | 3946 | 57 | 8317 | 3547 | 6075 | 587.1101 | 394.14 | 927.8912 | 167.2408
| 8740 | 786.72 | 743.1634 | 906.8789 | 743.1634 | 743.1634 | 906.8789 | 743.1634 | 743.1634 | 906.8789 | 743.1634 | 991.8367 | 449.4206 | 743.1634 | 906.8789 | 743.1634 | 8740 | 743.1634 | 906.8789 | 991.8367 | 449.4206 | 4262 | 1686 | 728 | 2665 | 5915 | 7836 | 3379 | 45 | 586.8217 | 393.5146 | 927.8912 | 166.3013
| 8741 | 778.8319 | 754.0731 | 898.1508 | 754.0731 | 754.0731 | 898.1508 | 754.0731 | 754.0731 | 898.1508 | 754.0731 | 972.7891 | 305.6687 | 754.0731 | 898.1508 | 754.0731 | 8741 | 754.0732 | 898.1509 | 972.7891 | 305.6687 | 3854 | 2244 | 6104 | 5446 | 4931 | 7838 | 3211 | 24 | 586.1008 | 389.3609 | 927.8912 | 165.6749
| 8742 | 769.0728 | 731.1962 | 912.2457 | 731.1962 | 731.1962 | 912.2457 | 731.1962 | 731.1962 | 912.2457 | 731.1962 | 985.034 | 283.4325 | 731.1962 | 912.2457 | 731.1962 | 8742 | 731.1962 | 912.2457 | 985.034 | 283.4325 | 4770 | 1363 | 2084 | 6234 | 4958 | 8320 | 3043 | 46 | 585.9086 | 386.2109 | 927.8912 | 161.9167
| 8743 | 738.9673 | 697.794 | 877.3146 | 697.794 | 697.794 | 877.3146 | 697.794 | 697.794 | 877.3146 | 697.794 | 975.5102 | 278.4215 | 697.794 | 877.3146 | 697.794 | 8743 | 697.794 | 877.3146 | 975.5102 | 278.4216 | 6165 | 3806 | 5267 | 6429 | 3904 | 7837 | 2875 | 25 | 585.7163 | 377.3141 | 927.8912 | 160.664
| 8744 | 725.4363 | 673.3792 | 875.8055 | 673.3792 | 673.3792 | 875.8055 | 673.3792 | 673.3792 | 875.8055 | 673.3792 | 983.6735 | 282.1798 | 673.3792 | 875.8055 | 673.3792 | 8744 | 673.3792 | 875.8055 | 983.6735 | 282.1798 | 7199 | 3894 | 2401 | 6280 | 149 | 7835 | 2707 | 23 | 585.5241 | 368.145 | 927.8912 | 160.3508
| 8745 | 730.6718 | 669.4862 | 900.9272 | 669.4862 | 669.4862 | 900.9272 | 669.4862 | 669.4862 | 900.9272 | 669.4862 | 978.2313 | 291.5753 | 669.4862 | 900.9272 | 669.4862 | 8745 | 669.4862 | 900.9272 | 978.2313 | 291.5753 | 7321 | 2042 | 4222 | 5905 | 8128 | 7857 | 2539 | 7545 | 585.0435 | 348.7587 | 927.8912 | 159.098
| 8746 | 736.5385 | 683.7603 | 892.5212 | 683.7603 | 683.7603 | 892.5212 | 683.7603 | 683.7603 | 892.5212 | 683.7603 | 978.2313 | 293.1412 | 683.7603 | 892.5212 | 683.7603 | 8746 | 683.7603 | 892.5212 | 978.2313 | 293.1413 | 6791 | 2667 | 4221 | 5852 | 5746 | 8319 | 2371 | 5251 | 585.0435 | 320.705 | 927.8912 | 158.7848
| 8747 | 716.5053 | 719.181 | 753.6799 | 719.181 | 719.181 | 753.6799 | 719.181 | 719.181 | 753.6799 | 719.181 | 974.1497 | 288.7567 | 719.181 | 753.6799 | 719.181 | 8747 | 719.1811 | 753.68 | 974.1497 | 288.7567 | 5263 | 7426 | 5686 | 6013 | 4812 | 7574 | 2203 | 7542 | 585.0435 | 320.5982 | 927.8912 | 157.2189
| 8748 | 718.5346 | 716.8261 | 764.4988 | 716.8261 | 716.8261 | 764.4988 | 716.8261 | 716.8261 | 764.4988 | 716.8261 | 976.8707 | 290.0094 | 716.8261 | 764.4988 | 716.8261 | 8748 | 716.8261 | 764.4988 | 976.8708 | 290.0094 | 5357 | 7296 | 4850 | 5957 | 592 | 7860 | 2035 | 2833 | 585.0435 | 273.9146 | 927.8912 | 151.2684
| 8749 | 718.2949 | 720.2384 | 762.2598 | 720.2384 | 720.2384 | 762.2598 | 720.2384 | 720.2384 | 762.2598 | 720.2384 | 983.6735 | 261.5096 | 720.2384 | 762.2598 | 720.2384 | 8749 | 720.2384 | 762.2598 | 983.6735 | 261.5096 | 5222 | 7322 | 2400 | 7033 | 79 | 7870 | 1867 | 2840 | 584.9954 | 272.2386 | 927.8912 | 150.0157
| 8750 | 713.7896 | 707.7906 | 766.3756 | 707.7906 | 707.7906 | 766.3756 | 707.7906 | 707.7906 | 766.3756 | 707.7906 | 983.6735 | 281.5534 | 707.7906 | 766.3756 | 707.7906 | 8750 | 707.7907 | 766.3757 | 983.6735 | 281.5534 | 5735 | 7278 | 2399 | 6297 | 55 | 7858 | 1699 | 7559 | 584.9714 | 268.9227 | 927.8912 | 144.3783
| 8751 | 713.8162 | 731.4846 | 722.7172 | 731.4846 | 731.4846 | 722.7172 | 731.4846 | 731.4846 | 722.7172 | 731.4846 | 970.068 | 280.6138 | 731.4846 | 722.7172 | 731.4846 | 8751 | 731.4846 | 722.7172 | 970.068 | 280.6139 | 4761 | 7762 | 6888 | 6349 | 54 | 7859 | 1531 | 2830 | 584.9474 | 257.8599 | 927.8912 | 132.1641
| 8752 | 704.14 | 716.8741 | 718.4847 | 716.8741 | 716.8741 | 718.4847 | 716.8741 | 716.8741 | 718.4847 | 716.8741 | 976.8707 | 272.1578 | 716.8741 | 718.4847 | 716.8741 | 8752 | 716.8741 | 718.4847 | 976.8708 | 272.1579 | 5356 | 7817 | 4849 | 6677 | 4658 | 7861 | 1363 | 3035 | 584.7071 | 250.0374 | 927.8912 | 122.4554
| 8753 | 727.1108 | 724.3716 | 780.6504 | 724.3716 | 724.3716 | 780.6504 | 724.3716 | 724.3716 | 780.6504 | 724.3716 | 978.2313 | 283.7457 | 724.3716 | 780.6504 | 724.3716 | 8753 | 724.3716 | 780.6504 | 978.2313 | 283.7457 | 5037 | 7172 | 4220 | 6216 | 4898 | 7862 | 1195 | 7557 | 584.5629 | 248.5957 | 927.8912 | 121.829
| 8754 | 782.1386 | 828.9518 | 763.353 | 828.9518 | 828.9518 | 763.353 | 828.9518 | 828.9518 | 763.353 | 828.9518 | 983.6735 | 281.2402 | 828.9518 | 763.353 | 828.9518 | 8754 | 828.9518 | 763.353 | 983.6735 | 281.2402 | 1431 | 7309 | 2398 | 6317 | 147 | 7867 | 1027 | 7227 | 584.4668 | 248.1173 | 927.8912 | 120.8895
| 8755 | 824.6575 | 898.9763 | 793.3473 | 898.9763 | 898.9763 | 793.3473 | 898.9763 | 898.9763 | 793.3473 | 898.9763 | 927.8912 | 252.114 | 898.9763 | 793.3473 | 898.9763 | 8755 | 898.9763 | 793.3473 | 927.8912 | 252.114 | 489 | 7108 | 8707 | 7379 | 4874 | 7869 | 859 | 7555 | 583.842 | 243.6056 | 927.8912 | 105.5434
| 8756 | 826.8565 | 908.4443 | 774.018 | 908.4443 | 908.4443 | 774.018 | 908.4443 | 908.4443 | 774.018 | 908.4443 | 968.7075 | 243.658 | 908.4443 | 774.018 | 908.4443 | 8756 | 908.4443 | 774.018 | 968.7075 | 243.658 | 403 | 7222 | 7304 | 7672 | 1668 | 7864 | 691 | 7558 | 583.5056 | 243.2014 | 927.8912 | 104.2906
| 8757 | 803.8988 | 872.7351 | 768.3777 | 872.7351 | 872.7351 | 768.3777 | 872.7351 | 872.7351 | 768.3777 | 872.7351 | 960.5442 | 238.647 | 872.7351 | 768.3777 | 872.7351 | 8757 | 872.7351 | 768.3777 | 960.5442 | 238.647 | 784 | 7263 | 8188 | 7827 | 61 | 7866 | 523 | 5135 | 583.1211 | 239.9428 | 927.8912 | 99.5929
| 8758 | 783.2495 | 818.2823 | 763.2443 | 818.2823 | 818.2823 | 763.2443 | 818.2823 | 818.2823 | 763.2443 | 818.2823 | 974.1497 | 392.1077 | 818.2823 | 763.2443 | 818.2823 | 8758 | 818.2823 | 763.2443 | 974.1497 | 392.1077 | 1686 | 7311 | 5685 | 3634 | 75 | 7863 | 355 | 1213 | 582.5443 | 239.8469 | 927.8912 | 98.3401
| 8759 | 739.7264 | 741.8177 | 758.149 | 741.8177 | 741.8177 | 758.149 | 741.8177 | 741.8177 | 758.149 | 741.8177 | 980.9524 | 408.0802 | 741.8177 | 758.149 | 741.8177 | 8759 | 741.8177 | 758.1491 | 980.9524 | 408.0802 | 4326 | 7372 | 3599 | 3343 | 6754 | 7865 | 187 | 7556 | 582.2079 | 239.6188 | 927.8912 | 93.9555
| 8760 | 739.557 | 738.5495 | 756.2165 | 738.5495 | 738.5495 | 756.2165 | 738.5495 | 738.5495 | 756.2165 | 738.5495 | 971.4286 | 449.1074 | 738.5495 | 756.2165 | 738.5495 | 8760 | 738.5495 | 756.2166 | 971.4286 | 449.1074 | 4446 | 7396 | 6523 | 2675 | 11 | 7868 | 19 | 2429 | 582.2079 | 238.8459 | 927.8912 | 86.7523

## Existing&UC Units
Back to Contents
Plant Details
Net Dependable Capacity by Operator
| Source Code | Source Name |  | Plant Name | Online Date | Region | Number of Units | Operating Utility | Capacity Sub-Type | Installed Capacity (MW) | Net Dependable Capacity (MW) | Reserve Margin Contribution (MW) | EFOR | Firm Retirement Date | Lifetime | Fuel | Heat Rate | Fixed O&M ($/kWyr) | Variable O&M ($/MWh) | Source Code | Net Dependable Capacity by Operator (MW) | Volta River Authority | AKSA Energy Ghana | AMANDI Energy | AMERI | Bui Power Authority | Burkina Utility | BXC Company | Cenit Energy Limited | Cenpower Generation Company Ltd | CIE IPP | Early Power | Genser Power | Karpower Ghana Limited | Safisana Company Ltd | Sunon Asogli Power Company | TC's Energy Limited | Trojan Power Limited
| 1 | VRA | 2017 | Akosombo | 1966-01-22 | Akosombo, Eastern | 6 | Volta River Authority | Hydro: Hydro (Utility) | 1020 | 900 | 900 | 3% |  |  | Water | 0 | 9.16 | 0.98 | 1,6 | Hydro: Hydro (Utility) | 1040 |  |  |  | 330 | 110 |  |  |  | 150
| 2 | GRIDCo | 2017 | Kpong | 1982-01-15 | Kpong, Eastern | 4 | Volta River Authority | Hydro: Hydro (Utility) | 160 | 140 | 140 | 2% |  |  | Water | 0 | 9.16 | 0.98 | 1, 6, 7 | Oil/Gas Combined Cycle: HFO/Gas Combined Cycle |  | 375 | [10 empty] | 697
| 3 | ECG | 2017 | TAPCO (T1) | 1998-03-12 | Takoradi, Western | 3 | Volta River Authority | Oil/Gas Combined Cycle: LCO/Gas Combined Cycle | 340 | 305 | 300 | 15% |  | 30 | Natural Gas; LCO | 7783 | 18.7 | 5 | 1, 6, 7 | Oil/Gas Combined Cycle: LCO/Gas Combined Cycle | 625 |  | 190 | [5 empty] | 340 | [5 empty] | 370
| 4 | NEDCo | 2017 | TICO (T2) | 2000-06-01 | Takoradi, Western | 3 | Volta River Authority | Oil/Gas Combined Cycle: LCO/Gas Combined Cycle | 330 | 320 | 320 | 15% |  |  | Natural Gas; LCO | 7443 | 30.94 | 4.9 | 1, 6, 7 | Gas Combustion Turbine: Gas Combustion | 225 |  |  | 230 | [12 empty] | 49.92
| 5 | EPC | 2017 | MRP | 2007-01-01 | Tema, Greater Accra | 3 | Volta River Authority | Oil/Gas Combustion: DFO/Gas Combustion | 80 | 70 | 70 | 19.7% |  |  | Natural Gas; LCO | 12468 | 12.38 | 4.5 | 1, 6, 7 | Solar PV: Solar Photovoltaic | 1.8 | [5 empty] | 18
| 6 | PURC | 2017 | TT1PP | 2009-06-01 | Tema, Greater Accra | 1 | Volta River Authority | Oil/Gas Combustion: LCO/Gas Combustion | 110 | 100 | 100 | 8% |  |  | Natural Gas; LCO | 11315 | 14.3 | 6.5 | 1, 6, 7 | Oil Combustion: LCO Combustion | [7 empty] | 100
| 7 | Energy Commission | 2017 | TT2PP | 2010-06-01 | Tema, Greater Accra | 5 | Volta River Authority | Gas Combustion Turbine: Gas Combustion | 49.5 | 45 | 45 | 9% |  |  | Natural Gas; LCO | 9720 | 11.83 | 4.5 | 1, 6, 7 | Oil/Gas Combustion: LPG/Gas Combustion | [10 empty] | 377.5
| 8 | MoEn | 2017 | SAPP 1 | 2011-09-01 | Tema, Greater Accra | 6 | Volta River Authority | Gas Combustion Turbine: Gas Combustion | 204 | 180 | 180 | 9% |  |  | Natural Gas | 9330 | 11.83 | 4.5 | 3, 6, 7 | Oil Combustion: LPG Combustion | [11 empty] | 88.5
| 9 | Bui Power | 2017 | VRA Solar | 2013-01-01 | Navrongo, Northern | 1 | Volta River Authority | Solar PV: Solar Photovoltaic | 2.5 | 1.8 | 0 | 0% |  |  | Sun | 0 | 0 | 166.9 | 1, | Oil/Gas Combustion: DFO/Gas Combustion | 270 | [15 empty] | 24.96
| 10 | Joint Utilities Comm | 2017 | Bui | 2013-06-14 | Bui, Brong Ahafo | 3 | Bui Power Authority | Hydro: Hydro (Utility) | 399 | 330 | 330 | 5% |  |  | Water | 0 | 27.74 | 1.63 | 9, 6 | MSW - Landfill Gas: MSW - Landfill Gas | [13 empty] | 0.1
| 11 | IRRP Team | 2017 | CENIT | 2013-10-03 | Tema, Greater Accra | 1 | Cenit Energy Limited | Oil Combustion: LCO Combustion | 110 | 100 | 100 | 9% | 2033-03-10 |  | LCO | 12000 | 11.83 | 4.5 | 3, 6, 7 | Tidal: Tidal Wave
| 12 | Genser Power | 2017 | Burkina Dummy** | 2015-01-01 | Burkina | 2 | Burkina Utility | Hydro: Hydro (Utility) | 110 | 110 | 110 | 0% |  |  | Water | 0 | 0 | 10 | 11, | Oil Combustion: DFO Combustion | [16 empty] | 32.5
|  |  | 2017 | Cote d'Ivoire Dummy* | 2015-01-01 | Cote d'Ivoire | 1 | CIE IPP | Hydro: Hydro (Utility) | 150 | 150 | 3 | 0% |  |  | Water | 0 | 0 | 10 | 11, | Oil/Gas Combustion: LCO/Gas Combustion | 100
|  |  | 2017 | Trojan 1 | 2015-09-10 | Tema, Greater Accra | 16 | Trojan Power Limited | Oil/Gas Combustion: DFO/Gas Combustion | 24.96 | 24.96 | 24.96 | 9% | 2020-09-10 |  | Natural Gas; DFO | 8440 | 34 | 5.5 | 3, 6, | TOTAL | 2261.8 | 375 | 190 | 230 | 330 | 110 | 18 | 100 | 340 | 150 | 377.5 | 88.5 | 697 | 0.1 | 370 | 0 | 107.38
|  |  | 2017 | KTPP | 2015-10-10 | Tema, Greater Accra | 2 | Volta River Authority | Oil/Gas Combustion: DFO/Gas Combustion | 220 | 200 | 200 | 7% |  |  | Natural Gas; LCO | 10900 | 12.3 | 3.5 | 1, 6, 7
|  |  | 2017 | KarpowerShip 1 | 2015-12-14 | Tema, Greater Accra | 13 | Karpower Ghana Limited | Oil/Gas Combined Cycle: HFO/Gas Combined Cycle | 247 | 247 | 247 | 10% | 2017-04-30 |  | HFO; Natural Gas | 7640 | 177.828 | 3.5 | 3,6, 7
|  |  | 2017 | BXC Solar | 2016-01-15 | Winneba, Central | 1 | BXC Company | Solar PV: Solar Photovoltaic | 20 | 18 | 0 | 0% | 2036-07-15 |  | Sun | 0 | 0 | 201.8 | 3, 6
|  |  | 2017 | Ameri_2016 | 2016-02-01 | Takoradi, Western | 10 | AMERI | Gas Combustion Turbine: Gas Combustion | 250 | 230 | 230 | 10% | 2021-02-01 | 5 | Natural Gas | 10162 | 14.54 | 5 | 3, 6, 7
|  |  | 2017 | Trojan 2A | 2016-02-15 | Kumasi, Ashanti | 25 | Trojan Power Limited | Oil Combustion: DFO Combustion | 16.25 | 16.25 | 16.25 | 9% | 2021-02-15 |  | DFO | 8440 | 34 | 5.5 | 3, 6,
|  |  | 2017 | Trojan 2B | 2016-02-15 | Tema, Greater Accra | 25 | Trojan Power Limited | Oil Combustion: DFO Combustion | 16.25 | 16.25 | 16.25 | 9% | 2021-02-15 |  | DFO | 8440 | 34 | 5.5 | 3, 6,
|  |  | 2017 | GP Chirano Plant | 2016-06-01 | Tarkwa, Western | 3 | Genser Power | Oil Combustion: LPG Combustion | 33 | 30 | 0 | 5% |  |  | LPG | 11000 | 17.5 | 3.5 | 3, 6, 11
|  |  | 2017 | Safisana | 2016-09-10 | Ashaiman, Greater Accra | 1 | Safisana Company Ltd | MSW - Landfill Gas: MSW - Landfill Gas | 0.1 | 0.1 | 0 | 15% |  |  | MSW | 13500 | 35 | 4.2 | 3, 6,
|  |  | 2017 | GP Darmang Plant | 2016-12-01 | Tarkwa, Western | 5 | Genser Power | Oil Combustion: LPG Combustion | 27.5 | 25.5 | 0 | 5% |  |  | LPG | 10630 | 17.5 | 3.5 | 3, 6, 11
|  |  | 2017 | GP Tarkwa Plant | 2016-12-01 | Tarkwa, Western | 3 | Genser Power | Oil Combustion: LPG Combustion | 35.58 | 33 | 0 | 5% |  | 20 | LPG | 9926 | 17.5 | 3.5 | 3, 6, 11
|  |  | 2017 | AKSA | 2017-03-01 | Tema, Greater Accra | 15 | AKSA Energy Ghana | Oil/Gas Combined Cycle: HFO/Gas Combined Cycle | 375 | 375 | 375 | 7% |  |  | HFO; Natural Gas | 8500 | 16 | 3.5 | 3, 6
|  |  | 2017 | SAPP 2 | 2017-03-30 | Tema, Greater Accra | 4 | Sunon Asogli Power Company | Oil/Gas Combined Cycle: LCO/Gas Combined Cycle | 401 | 370 | 370 | 7% |  |  | Natural Gas; LCO | 7800 | 16 | 3.5 | 3, 6, 7
|  |  | 2018 | Cenpower | 2018-01-01 | Tema, Greater Accra | 3 | Cenpower Generation Company Ltd | Oil/Gas Combined Cycle: LCO/Gas Combined Cycle | 340 | 340 | 340 | 7% |  |  | Natural Gas; LCO | 7830 | 16 | 3.5 | 3, 6, 7
|  |  | 2018 | KarpowerShip 2 | 2018-01-01 | Takoradi, Western | 13 | Karpower Ghana Limited | Oil/Gas Combined Cycle: HFO/Gas Combined Cycle | 494 | 450 | 450 | 5% | 2025-12-31 | 10 | HFO; Natural Gas | 8514 | 177.828 | 3.5 | 3,6, 7
|  |  | 2018 | Trojan 3 | 2018-01-01 | Tema, Greater Accra | 32 | Trojan Power Limited | Gas Combustion Turbine: Gas Combustion | 49.92 | 49.92 | 49.92 | 9% | 2022-12-31 |  | Natural Gas | 8100 | 34 | 5.5 | 3, 6,
|  |  | 2019 | Amandi | 2019-04-30 | Takoradi, Western | 3 | AMANDI Energy | Oil/Gas Combined Cycle: LCO/Gas Combined Cycle | 194 | 190 | 190 | 12% |  | 25 | Natural Gas; LCO | 8200 | 30.94 | 4.9 | 3, 6
|  |  | 2019 | Early Power | 2019-09-01 | Tema, Greater Accra | 11 | Early Power | Oil/Gas Combustion: LPG/Gas Combustion | 405.5 | 377.5 | 377.5 | 7% |  | 20 | LPG | 7500 | 16 | 3.5 | 3, 6, 11
|  |  | 2021 | Ameri_2021 | 2021-02-01 | Takoradi, Western | 10 | AMERI | Gas Combustion Turbine: Gas Combustion | 250 | 230 | 230 | 10% |  |  | Natural Gas | 10162 | 14.54 | 4.17 | 3, 6, 7, 1
5975.28
4337.86
|  |  |  | Notes | [6 empty] | 4337.86
* This dummy plant represent capacity in CIE that can export to Ghana. Note that CIE is not fully modeled in the GH-IPMv1.2018 version
** This dummy plant represent capacity in Burkina Faso that meets a part of the peak demand requirement in Burkina Faso and Mali. Note that Burkina Faso and Mali are not fully modeled in the GH-IPMv1.2018 version

## Operations
Back to Contents
Reserve Margin Requirements
Capacity Factor Constraints
| Area Protection Constraints | [17 empty] | Annual GWh
[18 empty] | 2017 | 3681.6894 | Akosombo
| Notes: | [17 empty] | 722.7074 | Kpong
| 1. The model utilized the Area Protection feature to force the three hydro units (Akosombo, Bui and Kpong) to operate in specified time periods in order to meet minimum flow restrictions and also for voltage support to maintain sytem reliability. | [16 empty] | 2019 | 4016.3885 | Akosombo
| 2. Area Protection for Bui have been limited to the first three segments which make up about 17% of the LDC | [17 empty] | 788.4081 | Kpong
| 2. Maximum Capacity Factor Constraints have been modeled for Akosombo, Bui and Kpong | [16 empty] | 2020 | 4434.7623 | Akosombo
| 3. A Minimum Capacity Factor Constraint was modeled for Karpowership I | [17 empty] | 870.5339 | Kpong
Reserve Margin |  |  | Capacity Factors | [20 empty] | AREA PROTECTION
|  |  | Akosombo | [5 empty] | BUI |  |  |  | KPONG | [6 empty] | Karpowership 1 |  |  |  | AKOSOMBO |  |  |  | KPONG
Southeast GH, Southwest GH, NorthGH, and AshantiGH |  | Days in Month | Start Year | End Year | Month | Factor | Avail. Capacity | Max generation (MWh) | Start Year | End Year | Month | Factor | Start Year | End Year | Month | Factor | Avail. Capacity | Max generation (MWh) |  | Start Year | End Year | Month | Factor | Start Year | End Year | Month | Area Protection | Start Year | End Year | Month | Area Protection
2017 | 0% | 31 | 2017 | 2018 | 1 | 48.57% | 437.1073 | 325207.7988 | 2017 | 2050 | 1 | 30.99% | 2017 | 2018 | 1 | 48.4% | 67.7638 | 50416.2706 |  | 2016 | 2016 | 1 | 80% | 2017 | 2050 | 1 | 30% | 2017 | 2050 | 1 | 30%
2018 | 20% | 28 | 2017 | 2018 | 2 | 46.5% | 418.4854 | 281222.1805 | 2017 | 2050 | 2 | 33.75% | 2017 | 2018 | 2 | 55.63% | 77.8863 | 52339.5794 |  | 2016 | 2016 | 2 | 80% | 2017 | 2050 | 2 | 30% | 2017 | 2050 | 2 | 30%
2019 | 19% | 31 | 2017 | 2018 | 3 | 51.08% | 459.6783 | 342000.6431 | 2017 | 2050 | 3 | 34.45% | 2017 | 2018 | 3 | 64.59% | 90.4273 | 67277.9091 |  | 2016 | 2016 | 3 | 80% | 2017 | 2050 | 3 | 30% | 2017 | 2050 | 3 | 30%
2020 | 18% | 30 | 2017 | 2018 | 4 | 47.81% | 430.2517 | 309781.2506 | 2017 | 2050 | 4 | 36.56% | 2017 | 2018 | 4 | 72.79% | 101.9119 | 73376.598 |  | 2016 | 2016 | 4 | 80% | 2017 | 2050 | 4 | 30% | 2017 | 2050 | 4 | 30%
2021 | 17% | 31 | 2017 | 2018 | 5 | 48.33% | 434.9919 | 323633.9912 | 2017 | 2050 | 5 | 19.09% | 2017 | 2018 | 5 | 67.73% | 94.8245 | 70549.4289 |  | 2016 | 2016 | 5 | 80% | 2017 | 2050 | 5 | 30% | 2017 | 2050 | 5 | 30%
2022 | 16% | 30 | 2017 | 2018 | 6 | 44.5% | 400.529 | 288380.8563 | 2017 | 2050 | 6 | 13.29% | 2017 | 2018 | 6 | 53.98% | 75.577 | 54415.4264 |  | 2016 | 2016 | 6 | 80% | 2017 | 2050 | 6 | 30% | 2017 | 2050 | 6 | 30%
2023 | 15% | 31 | 2017 | 2018 | 7 | 43.6% | 392.3583 | 291914.5807 | 2017 | 2050 | 7 | 14.82% | 2017 | 2018 | 7 | 47.34% | 66.2713 | 49305.8677 |  | 2016 | 2016 | 7 | 80% | 2017 | 2050 | 7 | 30% | 2017 | 2050 | 7 | 30%
2024 | 15% | 31 | 2017 | 2018 | 8 | 42.3% | 380.7272 | 283261.0272 | 2017 | 2050 | 8 | 10.51% | 2017 | 2018 | 8 | 45.76% | 64.0708 | 47668.6867 |  | 2016 | 2016 | 8 | 80% | 2017 | 2050 | 8 | 30% | 2017 | 2050 | 8 | 30%
2025 | 15% | 30 | 2017 | 2018 | 9 | 42.48% | 382.3422 | 275286.3978 | 2017 | 2050 | 9 | 12.62% | 2017 | 2018 | 9 | 55.34% | 77.4706 | 55778.7965 |  | 2016 | 2016 | 9 | 80% | 2017 | 2050 | 9 | 30% | 2017 | 2050 | 9 | 30%
2026 | 15% | 31 | 2017 | 2018 | 10 | 47.9% | 431.056 | 320705.648 | 2017 | 2050 | 10 | 17.58% | 2017 | 2018 | 10 | 61.59% | 86.23 | 64155.1378 |  | 2016 | 2016 | 10 | 80% | 2017 | 2050 | 10 | 30% | 2017 | 2050 | 10 | 30%
2027 | 15% | 30 | 2017 | 2018 | 11 | 49.35% | 444.1328 | 319775.62 | 2017 | 2050 | 11 | 28.73% | 2017 | 2018 | 11 | 72.37% | 101.3119 | 72944.5641 |  | 2016 | 2016 | 11 | 80% | 2017 | 2050 | 11 | 30% | 2017 | 2050 | 11 | 30%
2028 | 15% | 31 | 2017 | 2018 | 12 | 47.87% | 430.8057 | 320519.4409 | 2017 | 2050 | 12 | 26.54% | 2017 | 2018 | 12 | 61.9% | 86.6655 | 64479.1632 |  | 2016 | 2016 | 12 | 80% | 2017 | 2050 | 12 | 30% | 2017 | 2050 | 12 | 30%
2029 | 15% | 31 | 2019 | 2020 | 1 | 52.98% | 476.8443 | 354772.1441 |  |  |  |  | 2019 | 2020 | 1 | 52.8% | 73.9242 | 54999.5679 |  | 2017 | 2017 | 1 | 80%
2030 | 15% | 28 | 2019 | 2020 | 2 | 50.73% | 456.5295 | 306787.8333 | ***Maximum Capacity Factors by Season |  |  |  | 2019 | 2020 | 2 | 60.69% | 84.9668 | 57097.723 |  | 2017 | 2017 | 2 | 80%
2031 | 15% | 31 | 2019 | 2020 | 3 | 55.72% | 501.4672 | 373091.6107 |  |  |  |  | 2019 | 2020 | 3 | 70.46% | 98.648 | 73394.0826 |  | 2017 | 2017 | 3 | 80%
2032 | 15% | 30 | 2019 | 2020 | 4 | 52.15% | 469.3655 | 337943.1825 |  |  |  |  | 2019 | 2020 | 4 | 79.41% | 111.1767 | 80047.1978 |  | 2017 | 2017 | 4 | 80%
2033 | 15% | 31 | 2019 | 2020 | 5 | 52.73% | 474.5366 | 353055.2631 |  |  |  |  | 2019 | 2020 | 5 | 73.89% | 103.4449 | 76963.0133 |  | ***Minimum Capacity Factors by Season
2034 | 15% | 30 | 2019 | 2020 | 6 | 48.55% | 436.9407 | 314597.2978 |  |  |  |  | 2019 | 2020 | 6 | 58.89% | 82.4476 | 59362.2834 |  | Modelled as an estimate of ECG contractual requirements
2035 | 15% | 31 | 2019 | 2020 | 7 | 47.56% | 428.0272 | 318452.2698 |  |  |  |  | 2019 | 2020 | 7 | 51.64% | 72.296 | 53788.2193
2036 | 15% | 31 | 2019 | 2020 | 8 | 46.15% | 415.3387 | 309012.0297 |  |  |  |  | 2019 | 2020 | 8 | 49.93% | 69.8954 | 52002.2036
2037 | 15% | 30 | 2019 | 2020 | 9 | 46.34% | 417.1006 | 300312.434 |  |  |  |  | 2019 | 2020 | 9 | 60.37% | 84.5133 | 60849.5962
2038 | 15% | 31 | 2019 | 2020 | 10 | 52.25% | 470.2429 | 349860.7069 |  |  |  |  | 2019 | 2020 | 10 | 67.19% | 94.0691 | 69987.4231
2039 | 15% | 30 | 2019 | 2020 | 11 | 53.83% | 484.5085 | 348846.1309 |  |  |  |  | 2019 | 2020 | 11 | 78.94% | 110.5221 | 79575.8881
2040 | 15% | 31 | 2019 | 2020 | 12 | 52.22% | 469.9699 | 349657.5719 |  |  |  |  | 2019 | 2020 | 12 | 67.53% | 94.5442 | 70340.9053
|  | 31 | 2021 | 2040 | 1 | 58.5% | 526.5156 | 391727.5758 |  |  |  |  | 2021 | 2040 | 1 | 58.3% | 81.6246 | 60728.6896
|  | 28 | 2021 | 2040 | 2 | 56.01% | 504.0847 | 338744.8992 |  |  |  |  | 2021 | 2040 | 2 | 67.01% | 93.8176 | 63045.4024
|  | 31 | 2021 | 2040 | 3 | 61.52% | 553.7034 | 411955.3201 |  |  |  |  | 2021 | 2040 | 3 | 77.8% | 108.9238 | 81039.2996
|  | 30 | 2021 | 2040 | 4 | 57.58% | 518.2578 | 373145.5973 |  |  |  |  | 2021 | 2040 | 4 | 87.68% | 122.7576 | 88385.4476
|  | 31 | 2021 | 2040 | 5 | 58.22% | 523.9675 | 389831.853 |  |  |  |  | 2021 | 2040 | 5 | 81.59% | 114.2204 | 84979.9939
|  | 30 | 2021 | 2040 | 6 | 53.61% | 482.4553 | 347367.8497 |  |  |  |  | 2021 | 2040 | 6 | 65.03% | 91.0359 | 65545.8546
|  | 31 | 2021 | 2040 | 7 | 52.51% | 472.6134 | 351624.3813 |  |  |  |  | 2021 | 2040 | 7 | 57.02% | 79.8268 | 59391.1588
|  | 31 | 2021 | 2040 | 8 | 50.96% | 458.6032 | 341200.7828 |  |  |  |  | 2021 | 2040 | 8 | 55.13% | 77.1762 | 57419.0998
|  | 30 | 2021 | 2040 | 9 | 51.17% | 460.5486 | 331594.9792 |  |  |  |  | 2021 | 2040 | 9 | 66.65% | 93.3168 | 67188.0958
|  | 31 | 2021 | 2040 | 10 | 57.69% | 519.2265 | 386304.5305 |  |  |  |  | 2021 | 2040 | 10 | 74.19% | 103.868 | 77277.7796
|  | 30 | 2021 | 2040 | 11 | 59.44% | 534.9782 | 385184.2696 |  |  |  |  | 2021 | 2040 | 11 | 87.17% | 122.0348 | 87865.0432
|  | 31 | 2021 | 2040 | 12 | 57.66% | 518.925 | 386080.2357 |  |  |  |  | 2021 | 2040 | 12 | 74.57% | 104.3926 | 77668.083
***Maximum Capacity Factors by Season
|  |  | ***Maximum Capacity Factors by Season | [9 empty] | Capacity factors up to year 2020 takes into account the non-operation of one turbine in each year due to major retrofits being undertaken

## Potential Build
Back to Contents
Characteristics of Potential Conventional Units
| Capacity Type | Model Zones | Overnight Capital Cost [2016$/kW] | All-in Capital Cost [2016$/kW] including Interest during Construction (IDC) Reference Cost | All-in Capital Cost [2016$/kW] including IDC Low Cost Sensitivity | Capital Charge Rate | FOM [2016$/kW-yr] | VOM [2016$/MWh] | Heat Rate [Btu/kWh] | EFOR | Reserve Margin Contribution | Fuels Allowed | Economic Book Life [yr] | IDC [%] | Construction Lead Time [yr] | Life Time [yr]
| Coal | South West | 2787.695 | 3154 | 2829.138 | 10.8% | 65 | 6.034 | 8800 | 15% | 100% | Coal | 30 | 5% | 4 | 30
| Natural gas – CCGT | ASH, North, SE, SW | 967.7997 | 1041 | 646.0446 | 10.8% | 15 | 3.48 | 7250 | 10% | 100% | HFO, Natural Gas, LPG, LNG, LCO | 30 | 5% | 2 | 30
| Natural gas – OCGT | SE, SW | 902.2664 | 947 | 787.9987 | 10.8% | 11.5 | 4.1673 | 10000 | 7% | 100% | DFO, HFO, NG, LCO, LNG | 30 | 5% | 2 | 30
| Nuclear | SW | 5700 | 6233 | 5166.5337 | 10.8% | 100 | 2.3 | 10300 | 15% | 100% | Uranium | 30 | 3% | 6 | 60
Characteristics of Potential Utility-Scale Wind and Solar Units
| Capacity Type and Vintage | Model Zones | All-in Capital Cost [2016$/kW] | All-in Capital Cost [2016$/kW] High Cost Sensitivity | All-in Capital Cost [2016$/kW] Low Cost Sensitivity | Capital Charge Rate | FOM [2016$/kW-yr] | VOM [2016$/MWh] | Heat Rate [Btu/kWh] | EFOR | Reserve Margin Contribution | Economic Book Life [yr] | Construction Lead Time [yr]
| Onshore wind - 2020 | SE | 1547 | 1743.5121 | 900.999 | 10.8% | 46.71 | 0 | 0 | 70% | 10% | 30 | 2
| Onshore wind - 2026 | SE | 1460 | 1085.635 | 561.165 | 10.8% | 46.71 | 0 | 0 | 70% | 10% | 30 | 2
| Onshore wind - 2035 | SE | 1344 | 1514.7872 | 783.123 | 10.8% | 47 | 0 | 0 | 70% | 10% | 30 | 2
| Solar PV – 2018 | ASH, EPC, North, SE, SW, VALCO | 1243 | 1243 | 1243 | 10.8% | 24.8 | 0 | 0 | 80% | 0% | 30 | 1
| Solar PV – 2020 | ASH, EPC, North, SE, SW, VALCO | 1020 | 1242.972 | 902.7 | 10.8% | 24.8 | 0 | 0 | 80% | 0% | 30 | 1
| Solar PV – 2023 | North | 957 | 1166 | 847 | 10.8% | 24.8 | 0 | 0 | 80% | 0% | 30 | 1
| Solar PV – 2026 | ASH, EPC, North, SE, SW, VALCO | 895 | 1020.0315 | 740.702 | 10.8% | 24.8 | 0 | 0 | 80% | 0% | 30 | 1
| Solar PV – 2030 | North | 828 | 1020.0315 | 685 | 10.8% | 24.8 | 0 | 0 | 80% | 0% | 30 | 1
| Solar PV – 2035 | ASH, EPC, North, SE, SW, VALCO | 760 | 1020 | 608 | 10.8% | 25 | 0 | 0 | 80% | 0% | 30 | 1
| Solar with storage-2020 | ASH, EPC, North, SE, SW, VALCO | 1457 | 1821.25 | 1384.15 | 10.8% | 28 | 0 | 0 | 80% | 30% | 30 | 1
| Solar with storage-2026 | ASH, EPC, North, SE, SW, VALCO | 1250 | 1562.5 | 1187.5 | 10.8% | 28 | 0 | 0 | 80% | 30% | 30 | 1
| Solar with storage-2035 | ASH, EPC, North, SE, SW, VALCO | 1080 | 1350 | 1026 | 10.8% | 28 | 0 | 0 | 80% | 30% | 30 | 1
| Hydro Small - SW | South West | 5000 | 6000 | 4000 | 10.8% | 45 | 3 | 0 | 50% | 100% | 30 | 4
| Hydro Small - North_2023 | North | 6000 | 7200 | 4800 | 10.8% | 45 | 3 | 0 | 50% | 100% | 30 | 4
| Hydro Small - North_2026 | North | 4000 | 4800 | 3200 | 10.8% | 45 | 3 | 0 | 50% | 100% | 30 | 4
| Biomass | ASH, North, SE, SW | 4000 | 4800 | 3200 | 10.8% | 130 | 4.5 | 0 | 40% | 100% | 30 | 2
| Biogas | ASH, North, SE, SW | 4200 | 5040 | 3360 | 10.8% | 410.32 | 5.5 | 0 | 40% | 0% | 30 | 1
[9 empty] | 2018 | 2019 | 2020 | 2023 | 2026 | 2030 | 2035 | 2040
[8 empty] | Solar | 1243 | 1243 | 1020 | 1020 | 895 | 895 | 760 | 760
[8 empty] | Wind |  |  | 1547 | 1547 | 1460 | 1460 | 1344 | 1344
[8 empty] | Solar with Storage |  |  | 1457 | 1457 | 1250 | 1250 | 1080 | 1080
|  | REFERENCE | High RE | Low RE | Low Conventional
|  | CapCost (USD/kW) | CapCost (USD/kW) | CapCost (USD/kW) | CapCost (USD/kW)
| Potential Build Coal2026 | 3154 | 3154 | 3154 | 2829.138
| Potential Build Oil/Gas Combined Cycle2019 | 1041 | 1041 | 1041 | 646.0446
| Potential Build Oil/Gas Combustion2018 | 947 | 947 | 947 | 787.9987
| Potential Build Nuclear2030 | 6233 | 6233 | 6233 | 5166.5337
| Potential Build Hydro Small2023NORT | 6000 | 7200 | 4800 | 6000
| Potential Build Wind2020 | 1437 | 1743.5121 | 900.999 | 1437
| Potential Build Wind2026 | 1356 | 1085.635 | 561.165 | 1356
| Potential Build Wind2035 | 1249 | 1514.7872 | 783.123 | 1249
| Potential Build Solar PV2018 | 1243 | 1243 | 1243 | 1243
| Potential Build Solar PV2020 | 1020 | 1242.972 | 902.7 | 1020
| Potential Build Solar PV2023 | 957 | 1166.2002 | 846.945 | 957
| Potential Build Solar PV2026 | 895 | 1020.0315 | 740.702 | 895
| Potential Build Solar PV2030 | 828 | 943.6716 | 685.2528 | 828
| Potential Build Solar PV2035 | 760 | 1449.468 | 863.784 | 760
| Potential Build Solar PV with storage2020 | 1457 | 1821.25 | 1384.15 | 1457
| Potential Build Solar PV with storage2026 | 1250 | 1562.5 | 1187.5 | 1250
| Potential Build Solar PV with storage2035 | 1080 | 1350 | 1026 | 1080
| Potential Build Biomass Combustion | 4000 | 4800 | 3200 | 4000
| Potential Build Biogas | 4200 | 5040 | 3360 | 4200
Notes:
1. Note here
Sources:
1. Category: Source
2. Category: Source

## Financial Assumptions
Back to Contents
Financial Assumptions for Investment Decisions
| Input | Generic 20-Year
Input Assumptions
| Economic Book Life (years) | 30
Nominal After Tax
| Equity Rate (%) | 20%
| Equity Ratio (%) | 30%
Nominal Pre-Tax
| Debt Rate (%) | 6%
| Debt Ratio (%) | 70%
Other
| Income Tax Rate | 25%
Inflation (%)
| Real CCR | 10.8%
| Real Discount Rate | 10%
| Real After-Tax WACC | 10%
Notes:
1. See discussion in Volume 2 of IPSMP

## End-Use Demand - Hourly Sha (2 (hidden)
Zonal Hourly End-Use Demand Shape
This tab presents an hourly load shape for each zone.
[MW] | National Total | 1 | 2 | 3 | 4 | 5 | 6 | 7 | 8 | 9 | 10 | 11 | 12 | 13 | 14
Hour of Year |  | Ashanti GH | Bulk Customers_Ashanti | Trans-Loss_Ashanti Group | North GH | Bulk Customers_North GH | Trans-Loss_Northern Ghana Group | South-East GH | Bulk Customers_SouthEast GH | Trans-Loss_SouthEast GH | VALCO | Enclave Power Company | South-West GH | Bulk Customers_SouthWest GH | Trans-Loss_SouthWest GH
1 |  | 1327.4 | 129.4383 | 1327.4 | 1327.4 | 129.4383 | 1327.4 | 1327.4 | 129.4383 | 1327.4 | 72.7 | 7.43 | 1327.4 | 129.4383 | 1327.4
2 |  | 1355.8 | 127.3316 | 1355.8 | 1355.8 | 127.3316 | 1355.8 | 1355.8 | 127.3316 | 1355.8 | 71.5 | 7.18 | 1355.8 | 127.3316 | 1355.8
3 |  | 1336 | 127.1076 | 1336 | 1336 | 127.1076 | 1336 | 1336 | 127.1076 | 1336 | 72.6 | 7.47 | 1336 | 127.1076 | 1336
4 |  | 1324.9 | 125.283 | 1324.9 | 1324.9 | 125.283 | 1324.9 | 1324.9 | 125.283 | 1324.9 | 72.9 | 7.58 | 1324.9 | 125.283 | 1324.9
5 |  | 1314.9 | 122.5828 | 1314.9 | 1314.9 | 122.5828 | 1314.9 | 1314.9 | 122.5828 | 1314.9 | 71.5 | 7.86 | 1314.9 | 122.5828 | 1314.9
6 |  | 1295.8 | 124.3765 | 1295.8 | 1295.8 | 124.3765 | 1295.8 | 1295.8 | 124.3765 | 1295.8 | 72.4 | 7.77 | 1295.8 | 124.3765 | 1295.8
7 |  | 1289.5625 | 124.3885 | 1289.5625 | 1289.5625 | 124.0862 | 1289.5625 | 1289.5625 | 124.3885 | 1289.5625 | 71.7 | 7.5075 | 1289.5625 | 124.3885 | 1289.5625
8 |  | 1283.325 | 120.0704 | 1283.325 | 1283.325 | 123.7958 | 1283.325 | 1283.325 | 120.0704 | 1283.325 | 72.3 | 7.245 | 1283.325 | 120.0704 | 1283.325
9 |  | 1291.575 | 126.2088 | 1291.575 | 1291.575 | 123.0616 | 1291.575 | 1291.575 | 126.2088 | 1291.575 | 71.9 | 7.7325 | 1291.575 | 126.2088 | 1291.575
10 |  | 1299.825 | 108.9494 | 1299.825 | 1299.825 | 124.6497 | 1299.825 | 1299.825 | 108.9494 | 1299.825 | 71.9 | 7.435 | 1299.825 | 108.9494 | 1299.825
11 |  | 1211.4 | 109.7238 | 1211.4 | 1211.4 | 109.7238 | 1211.4 | 1211.4 | 109.7238 | 1211.4 | 71.6 | 7.25 | 1211.4 | 109.7238 | 1211.4
12 |  | 1222.325 | 110.8604 | 1222.325 | 1222.325 | 113.5747 | 1222.325 | 1222.325 | 110.8604 | 1222.325 | 71.8 | 7.175 | 1222.325 | 110.8604 | 1222.325
13 |  | 1233.25 | 112.2205 | 1233.25 | 1233.25 | 117.4257 | 1233.25 | 1233.25 | 112.2205 | 1233.25 | 72.3 | 7.1 | 1233.25 | 112.2205 | 1233.25
14 |  | 1254.525 | 114.2861 | 1254.525 | 1254.525 | 115.3047 | 1254.525 | 1254.525 | 114.2861 | 1254.525 | 72.3 | 8.2175 | 1254.525 | 114.2861 | 1254.525
15 |  | 1258.8625 | 110.419 | 1258.8625 | 1258.8625 | 116.3313 | 1258.8625 | 1258.8625 | 110.419 | 1258.8625 | 71.3 | 7.5237 | 1258.8625 | 110.419 | 1258.8625
16 |  | 1292.025 | 110.849 | 1292.025 | 1292.025 | 120.1427 | 1292.025 | 1292.025 | 110.849 | 1292.025 | 71.8 | 7.8362 | 1292.025 | 110.849 | 1292.025
17 |  | 1286.3625 | 111.4899 | 1286.3625 | 1286.3625 | 114.3888 | 1286.3625 | 1286.3625 | 111.4899 | 1286.3625 | 71.9 | 7.2931 | 1286.3625 | 111.4899 | 1286.3625
18 |  | 1280.7 | 108.6349 | 1280.7 | 1280.7 | 108.6349 | 1280.7 | 1280.7 | 108.6349 | 1280.7 | 72.3 | 6.75 | 1280.7 | 108.6349 | 1280.7
19 |  | 1466.2 | 111.9518 | 1466.2 | 1466.2 | 111.9518 | 1466.2 | 1466.2 | 111.9518 | 1466.2 | 68.2 | 6.62 | 1466.2 | 111.9518 | 1466.2
20 |  | 1554.8 | 108.2302 | 1554.8 | 1554.8 | 108.2302 | 1554.8 | 1554.8 | 108.2302 | 1554.8 | 71.2 | 6.65 | 1554.8 | 108.2302 | 1554.8
21 |  | 1521.2 | 110.708 | 1521.2 | 1521.2 | 110.708 | 1521.2 | 1521.2 | 110.708 | 1521.2 | 70.6 | 6.26 | 1521.2 | 110.708 | 1521.2
22 |  | 1485.6 | 110.6575 | 1485.6 | 1485.6 | 110.6575 | 1485.6 | 1485.6 | 110.6575 | 1485.6 | 71.6 | 6.17 | 1485.6 | 110.6575 | 1485.6
23 |  | 1399.7 | 110.0729 | 1399.7 | 1399.7 | 110.0729 | 1399.7 | 1399.7 | 110.0729 | 1399.7 | 72.1 | 5.12 | 1399.7 | 110.0729 | 1399.7
24 |  | 1352 | 109.5182 | 1352 | 1352 | 109.5182 | 1352 | 1352 | 109.5182 | 1352 | 71.4 | 5.29 | 1352 | 109.5182 | 1352
25 |  | 1233.1 | 109.1242 | 1233.1 | 1233.1 | 109.1242 | 1233.1 | 1233.1 | 109.1242 | 1233.1 | 71.2 | 5.13 | 1233.1 | 109.1242 | 1233.1
26 |  | 1282.1 | 120.5251 | 1282.1 | 1282.1 | 120.5251 | 1282.1 | 1282.1 | 120.5251 | 1282.1 | 71.1 | 5.54 | 1282.1 | 120.5251 | 1282.1
27 |  | 1258 | 119.1114 | 1258 | 1258 | 120.5733 | 1258 | 1258 | 119.1114 | 1258 | 71 | 5.995 | 1258 | 119.1114 | 1258
28 |  | 1233.9 | 120.6215 | 1233.9 | 1233.9 | 120.6215 | 1233.9 | 1233.9 | 120.6215 | 1233.9 | 70.8 | 6.45 | 1233.9 | 120.6215 | 1233.9
29 |  | 1259 | 121.2132 | 1259 | 1259 | 121.2132 | 1259 | 1259 | 121.2132 | 1259 | 70.8 | 6.53 | 1259 | 121.2132 | 1259
30 |  | 1223.4 | 122.4874 | 1223.4 | 1223.4 | 122.4874 | 1223.4 | 1223.4 | 122.4874 | 1223.4 | 71 | 6.12 | 1223.4 | 122.4874 | 1223.4
31 |  | 1256.475 | 122.2227 | 1256.475 | 1256.475 | 125.2734 | 1256.475 | 1256.475 | 122.2227 | 1256.475 | 70.4 | 6.9825 | 1256.475 | 122.2227 | 1256.475
32 |  | 1270.85 | 121.2904 | 1270.85 | 1270.85 | 123.2151 | 1270.85 | 1270.85 | 121.2904 | 1270.85 | 69.5 | 6.72 | 1270.85 | 121.2904 | 1270.85
33 |  | 1268.25 | 125.2349 | 1268.25 | 1268.25 | 123.5404 | 1268.25 | 1268.25 | 125.2349 | 1268.25 | 71.1 | 7.605 | 1268.25 | 125.2349 | 1268.25
34 |  | 1274.75 | 124.0589 | 1274.75 | 1274.75 | 124.0163 | 1274.75 | 1274.75 | 124.0589 | 1274.75 | 70.9 | 7.29 | 1274.75 | 124.0589 | 1274.75
35 |  | 1304.975 | 123.9287 | 1304.975 | 1304.975 | 124.4047 | 1304.975 | 1304.975 | 123.9287 | 1304.975 | 71.1 | 8.855 | 1304.975 | 123.9287 | 1304.975
36 |  | 1328 | 124.3791 | 1328 | 1328 | 127.0535 | 1328 | 1328 | 124.3791 | 1328 | 71.9 | 9.0575 | 1328 | 124.3791 | 1328
37 |  | 1255.1 | 125.1275 | 1255.1 | 1255.1 | 125.1275 | 1255.1 | 1255.1 | 125.1275 | 1255.1 | 71.3 | 6.95 | 1255.1 | 125.1275 | 1255.1
38 |  | 1286.725 | 130.2211 | 1286.725 | 1286.725 | 117.0346 | 1286.725 | 1286.725 | 130.2211 | 1286.725 | 71.6 | 9.26 | 1286.725 | 130.2211 | 1286.725
39 |  | 1284.475 | 127.3603 | 1284.475 | 1284.475 | 115.237 | 1284.475 | 1284.475 | 127.3603 | 1284.475 | 71.5 | 7.9475 | 1284.475 | 127.3603 | 1284.475
40 |  | 1329.525 | 126.6249 | 1329.525 | 1329.525 | 124.9808 | 1329.525 | 1329.525 | 126.6249 | 1329.525 | 71.3 | 7.455 | 1329.525 | 126.6249 | 1329.525
41 |  | 1230.9 | 128.5791 | 1230.9 | 1230.9 | 128.5791 | 1230.9 | 1230.9 | 128.5791 | 1230.9 | 71.8 | 7.27 | 1230.9 | 128.5791 | 1230.9
42 |  | 1299.5 | 129.046 | 1299.5 | 1299.5 | 129.046 | 1299.5 | 1299.5 | 129.046 | 1299.5 | 71.8 | 5.67 | 1299.5 | 129.046 | 1299.5
43 |  | 1550.7 | 127.9871 | 1550.7 | 1550.7 | 127.9871 | 1550.7 | 1550.7 | 127.9871 | 1550.7 | 70.3 | 6.54 | 1550.7 | 127.9871 | 1550.7
44 |  | 1593.2 | 126.6354 | 1593.2 | 1593.2 | 126.6354 | 1593.2 | 1593.2 | 126.6354 | 1593.2 | 71.4 | 5.38 | 1593.2 | 126.6354 | 1593.2
45 |  | 1590 | 123.8503 | 1590 | 1590 | 123.8503 | 1590 | 1590 | 123.8503 | 1590 | 71.7 | 5.31 | 1590 | 123.8503 | 1590
46 |  | 1584.7 | 124.4841 | 1584.7 | 1584.7 | 124.4841 | 1584.7 | 1584.7 | 124.4841 | 1584.7 | 72.3 | 5.17 | 1584.7 | 124.4841 | 1584.7
47 |  | 1472.1 | 124.9594 | 1472.1 | 1472.1 | 124.9594 | 1472.1 | 1472.1 | 124.9594 | 1472.1 | 72.3 | 5.57 | 1472.1 | 124.9594 | 1472.1
48 |  | 1391.2 | 126.8174 | 1391.2 | 1391.2 | 126.8174 | 1391.2 | 1391.2 | 126.8174 | 1391.2 | 71.7 | 6.1 | 1391.2 | 126.8174 | 1391.2
49 |  | 1244.6 | 126.7071 | 1244.6 | 1244.6 | 126.7071 | 1244.6 | 1244.6 | 126.7071 | 1244.6 | 71.3 | 6.06 | 1244.6 | 126.7071 | 1244.6
50 |  | 1259.9 | 124.8576 | 1259.9 | 1259.9 | 124.8576 | 1259.9 | 1259.9 | 124.8576 | 1259.9 | 71.4 | 5.66 | 1259.9 | 124.8576 | 1259.9
51 |  | 1245.9 | 123.2593 | 1245.9 | 1245.9 | 124.8708 | 1245.9 | 1245.9 | 123.2593 | 1245.9 | 71.1 | 5.955 | 1245.9 | 123.2593 | 1245.9
52 |  | 1231.9 | 125.4692 | 1231.9 | 1231.9 | 124.8839 | 1231.9 | 1231.9 | 125.4692 | 1231.9 | 71.6 | 6.25 | 1231.9 | 125.4692 | 1231.9
53 |  | 1293.7 | 122.7534 | 1293.7 | 1293.7 | 122.7534 | 1293.7 | 1293.7 | 122.7534 | 1293.7 | 71.7 | 5.55 | 1293.7 | 122.7534 | 1293.7
54 |  | 1217.1 | 124.7275 | 1217.1 | 1217.1 | 124.7275 | 1217.1 | 1217.1 | 124.7275 | 1217.1 | 72.3 | 5.7 | 1217.1 | 124.7275 | 1217.1
55 |  | 1217.15 | 123.0147 | 1217.15 | 1217.15 | 126.1702 | 1217.15 | 1217.15 | 123.0147 | 1217.15 | 72.2 | 6.195 | 1217.15 | 123.0147 | 1217.15
56 |  | 1226.8 | 123.8474 | 1226.8 | 1226.8 | 123.8474 | 1226.8 | 1226.8 | 123.8474 | 1226.8 | 71.9 | 5.58 | 1226.8 | 123.8474 | 1226.8
57 |  | 1221.6 | 124.4979 | 1221.6 | 1221.6 | 124.4979 | 1221.6 | 1221.6 | 124.4979 | 1221.6 | 72.2 | 7.35 | 1221.6 | 124.4979 | 1221.6
58 |  | 1224.6 | 122.7496 | 1224.6 | 1224.6 | 122.7496 | 1224.6 | 1224.6 | 122.7496 | 1224.6 | 72.5 | 7 | 1224.6 | 122.7496 | 1224.6
59 |  | 1295.05 | 127.5945 | 1295.05 | 1295.05 | 126.2266 | 1295.05 | 1295.05 | 127.5945 | 1295.05 | 72.2 | 9.85 | 1295.05 | 127.5945 | 1295.05
60 |  | 1300.2 | 125.4472 | 1300.2 | 1300.2 | 126.7755 | 1300.2 | 1300.2 | 125.4472 | 1300.2 | 71.9 | 10.935 | 1300.2 | 125.4472 | 1300.2
61 |  | 1213.3 | 122.4921 | 1213.3 | 1213.3 | 122.4921 | 1213.3 | 1213.3 | 122.4921 | 1213.3 | 72.1 | 7.59 | 1213.3 | 122.4921 | 1213.3
62 |  | 1292.75 | 125.2248 | 1292.75 | 1292.75 | 125.4344 | 1292.75 | 1292.75 | 125.2248 | 1292.75 | 72.1 | 11.77 | 1292.75 | 125.2248 | 1292.75
63 |  | 1288.25 | 125.5665 | 1288.25 | 1288.25 | 121.8391 | 1288.25 | 1288.25 | 125.5665 | 1288.25 | 71.5 | 9.145 | 1288.25 | 125.5665 | 1288.25
64 |  | 1303.25 | 126.8465 | 1303.25 | 1303.25 | 122.63 | 1303.25 | 1303.25 | 126.8465 | 1303.25 | 71.7 | 7.73 | 1303.25 | 126.8465 | 1303.25
65 |  | 1245 | 128.114 | 1245 | 1245 | 128.114 | 1245 | 1245 | 128.114 | 1245 | 72.3 | 6.58 | 1245 | 128.114 | 1245
66 |  | 1392.95 | 126.1014 | 1392.95 | 1392.95 | 128.6233 | 1392.95 | 1392.95 | 126.1014 | 1392.95 | 71.1 | 8.3 | 1392.95 | 126.1014 | 1392.95
67 |  | 1534.6 | 127.6809 | 1534.6 | 1534.6 | 127.6809 | 1534.6 | 1534.6 | 127.6809 | 1534.6 | 72.1 | 7.44 | 1534.6 | 127.6809 | 1534.6
68 |  | 1550.1 | 127.8122 | 1550.1 | 1550.1 | 127.8122 | 1550.1 | 1550.1 | 127.8122 | 1550.1 | 72.5 | 5.69 | 1550.1 | 127.8122 | 1550.1
69 |  | 1559.5 | 129.1355 | 1559.5 | 1559.5 | 129.1355 | 1559.5 | 1559.5 | 129.1355 | 1559.5 | 72.2 | 5.41 | 1559.5 | 129.1355 | 1559.5
70 |  | 1507.7 | 125.7857 | 1507.7 | 1507.7 | 125.7857 | 1507.7 | 1507.7 | 125.7857 | 1507.7 | 71.4 | 6.4 | 1507.7 | 125.7857 | 1507.7
71 |  | 1353.8 | 123.8074 | 1353.8 | 1353.8 | 123.8074 | 1353.8 | 1353.8 | 123.8074 | 1353.8 | 72.4 | 6.34 | 1353.8 | 123.8074 | 1353.8
72 |  | 1334.2 | 125.8095 | 1334.2 | 1334.2 | 125.8095 | 1334.2 | 1334.2 | 125.8095 | 1334.2 | 72.6 | 6.13 | 1334.2 | 125.8095 | 1334.2
73 |  | 1286 | 128.5995 | 1286 | 1286 | 128.5995 | 1286 | 1286 | 128.5995 | 1286 | 72.6 | 5.9 | 1286 | 128.5995 | 1286
74 |  | 1249.05 | 126.8809 | 1249.05 | 1249.05 | 127.3736 | 1249.05 | 1249.05 | 126.8809 | 1249.05 | 73.2 | 6.06 | 1249.05 | 126.8809 | 1249.05
75 |  | 1212.1 | 126.1476 | 1212.1 | 1212.1 | 126.1476 | 1212.1 | 1212.1 | 126.1476 | 1212.1 | 73.1 | 6.22 | 1212.1 | 126.1476 | 1212.1
76 |  | 1229.9 | 129.1463 | 1229.9 | 1229.9 | 129.1463 | 1229.9 | 1229.9 | 129.1463 | 1229.9 | 72.9 | 6.05 | 1229.9 | 129.1463 | 1229.9
77 |  | 1236.7 | 129.008 | 1236.7 | 1236.7 | 129.008 | 1236.7 | 1236.7 | 129.008 | 1236.7 | 72.9 | 6.19 | 1236.7 | 129.008 | 1236.7
78 |  | 1267.1 | 130.2609 | 1267.1 | 1267.1 | 130.2609 | 1267.1 | 1267.1 | 130.2609 | 1267.1 | 72.2 | 5.95 | 1267.1 | 130.2609 | 1267.1
79 |  | 1217.2 | 127.613 | 1217.2 | 1217.2 | 127.613 | 1217.2 | 1217.2 | 127.613 | 1217.2 | 71.5 | 6.69 | 1217.2 | 127.613 | 1217.2
80 |  | 1269 | 126.2918 | 1269 | 1269 | 126.2918 | 1269 | 1269 | 126.2918 | 1269 | 72.5 | 6.3 | 1269 | 126.2918 | 1269
81 |  | 1313.8 | 128.8263 | 1313.8 | 1313.8 | 128.8263 | 1313.8 | 1313.8 | 128.8263 | 1313.8 | 70.5 | 9.11 | 1313.8 | 128.8263 | 1313.8
82 |  | 1387.2 | 129.8146 | 1387.2 | 1387.2 | 129.8146 | 1387.2 | 1387.2 | 129.8146 | 1387.2 | 71.8 | 9.2 | 1387.2 | 129.8146 | 1387.2
83 |  | 1365.5 | 129.7035 | 1365.5 | 1365.5 | 129.7035 | 1365.5 | 1365.5 | 129.7035 | 1365.5 | 72.4 | 12.7 | 1365.5 | 129.7035 | 1365.5
84 |  | 1378.8 | 129.0531 | 1378.8 | 1378.8 | 129.0531 | 1378.8 | 1378.8 | 129.0531 | 1378.8 | 72.7 | 14.52 | 1378.8 | 129.0531 | 1378.8
85 |  | 1362.4 | 130.6761 | 1362.4 | 1362.4 | 130.6761 | 1362.4 | 1362.4 | 130.6761 | 1362.4 | 72.5 | 13.52 | 1362.4 | 130.6761 | 1362.4
86 |  | 1372.2 | 128.3767 | 1372.2 | 1372.2 | 128.3767 | 1372.2 | 1372.2 | 128.3767 | 1372.2 | 72.3 | 15.95 | 1372.2 | 128.3767 | 1372.2
87 |  | 1345.6 | 115.099 | 1345.6 | 1345.6 | 115.099 | 1345.6 | 1345.6 | 115.099 | 1345.6 | 72.6 | 11.02 | 1345.6 | 115.099 | 1345.6
88 |  | 1375.6 | 116.6808 | 1375.6 | 1375.6 | 116.6808 | 1375.6 | 1375.6 | 116.6808 | 1375.6 | 72.6 | 8.19 | 1375.6 | 116.6808 | 1375.6
89 |  | 1375 | 131.328 | 1375 | 1375 | 131.328 | 1375 | 1375 | 131.328 | 1375 | 73.5 | 7.02 | 1375 | 131.328 | 1375
90 |  | 1486.4 | 128.2007 | 1486.4 | 1486.4 | 128.2007 | 1486.4 | 1486.4 | 128.2007 | 1486.4 | 72.1 | 10.93 | 1486.4 | 128.2007 | 1486.4
91 |  | 1617.8 | 127.7745 | 1617.8 | 1617.8 | 127.7745 | 1617.8 | 1617.8 | 127.7745 | 1617.8 | 73.2 | 6.34 | 1617.8 | 127.7745 | 1617.8
92 |  | 1670.1 | 125.7482 | 1670.1 | 1670.1 | 125.7482 | 1670.1 | 1670.1 | 125.7482 | 1670.1 | 71.9 | 6.37 | 1670.1 | 125.7482 | 1670.1
93 |  | 1636.6 | 129.7948 | 1636.6 | 1636.6 | 129.7948 | 1636.6 | 1636.6 | 129.7948 | 1636.6 | 73 | 7.13 | 1636.6 | 129.7948 | 1636.6
94 |  | 1676.9 | 126.625 | 1676.9 | 1676.9 | 126.625 | 1676.9 | 1676.9 | 126.625 | 1676.9 | 73.1 | 7.21 | 1676.9 | 126.625 | 1676.9
95 |  | 1464.5 | 126.0381 | 1464.5 | 1464.5 | 126.0381 | 1464.5 | 1464.5 | 126.0381 | 1464.5 | 71.5 | 6.87 | 1464.5 | 126.0381 | 1464.5
96 |  | 1429 | 126.9645 | 1429 | 1429 | 126.9645 | 1429 | 1429 | 126.9645 | 1429 | 73 | 7.07 | 1429 | 126.9645 | 1429
97 |  | 1372.1 | 125.958 | 1372.1 | 1372.1 | 125.958 | 1372.1 | 1372.1 | 125.958 | 1372.1 | 72.8 | 7.47 | 1372.1 | 125.958 | 1372.1
98 |  | 1357.7 | 126.2514 | 1357.7 | 1357.7 | 126.2514 | 1357.7 | 1357.7 | 126.2514 | 1357.7 | 73.4 | 6.62 | 1357.7 | 126.2514 | 1357.7
99 |  | 1326.5 | 127.7886 | 1326.5 | 1326.5 | 127.7886 | 1326.5 | 1326.5 | 127.7886 | 1326.5 | 73.2 | 6.79 | 1326.5 | 127.7886 | 1326.5
100 |  | 1301.9 | 127.911 | 1301.9 | 1301.9 | 127.911 | 1301.9 | 1301.9 | 127.911 | 1301.9 | 72.5 | 6.63 | 1301.9 | 127.911 | 1301.9
101 |  | 1351.1 | 128.3341 | 1351.1 | 1351.1 | 128.3341 | 1351.1 | 1351.1 | 128.3341 | 1351.1 | 72.7 | 7.02 | 1351.1 | 128.3341 | 1351.1
102 |  | 1354.7 | 127.6121 | 1354.7 | 1354.7 | 127.6121 | 1354.7 | 1354.7 | 127.6121 | 1354.7 | 73.2 | 7.12 | 1354.7 | 127.6121 | 1354.7
103 |  | 1324.5 | 126.2685 | 1324.5 | 1324.5 | 126.2685 | 1324.5 | 1324.5 | 126.2685 | 1324.5 | 71.6 | 6.88 | 1324.5 | 126.2685 | 1324.5
104 |  | 1260 | 117.7091 | 1260 | 1260 | 117.7091 | 1260 | 1260 | 117.7091 | 1260 | 72.5 | 7.47 | 1260 | 117.7091 | 1260
105 |  | 1331.8 | 122.4979 | 1331.8 | 1331.8 | 122.4979 | 1331.8 | 1331.8 | 122.4979 | 1331.8 | 72.2 | 7.66 | 1331.8 | 122.4979 | 1331.8
106 |  | 1349.4 | 123.0673 | 1349.4 | 1349.4 | 123.0673 | 1349.4 | 1349.4 | 123.0673 | 1349.4 | 72.4 | 9.47 | 1349.4 | 123.0673 | 1349.4
107 |  | 1334.8 | 123.1961 | 1334.8 | 1334.8 | 123.1961 | 1334.8 | 1334.8 | 123.1961 | 1334.8 | 71.4 | 9.3 | 1334.8 | 123.1961 | 1334.8
108 |  | 1356.6 | 114.5985 | 1356.6 | 1356.6 | 114.5985 | 1356.6 | 1356.6 | 114.5985 | 1356.6 | 70.3 | 7.23 | 1356.6 | 114.5985 | 1356.6
109 |  | 1378.2 | 114.3701 | 1378.2 | 1378.2 | 114.3701 | 1378.2 | 1378.2 | 114.3701 | 1378.2 | 70.8 | 7.8 | 1378.2 | 114.3701 | 1378.2
110 |  | 1355.4 | 122.0981 | 1355.4 | 1355.4 | 122.0981 | 1355.4 | 1355.4 | 122.0981 | 1355.4 | 71.7 | 8.82 | 1355.4 | 122.0981 | 1355.4
111 |  | 1408.8 | 121.1664 | 1408.8 | 1408.8 | 121.1664 | 1408.8 | 1408.8 | 121.1664 | 1408.8 | 73.3 | 8.15 | 1408.8 | 121.1664 | 1408.8
112 |  | 1435.7 | 121.2277 | 1435.7 | 1435.7 | 121.2277 | 1435.7 | 1435.7 | 121.2277 | 1435.7 | 72.4 | 9.33 | 1435.7 | 121.2277 | 1435.7
113 |  | 1424.3 | 127.1562 | 1424.3 | 1424.3 | 127.1562 | 1424.3 | 1424.3 | 127.1562 | 1424.3 | 73.4 | 8.63 | 1424.3 | 127.1562 | 1424.3
114 |  | 1453.5 | 128.3374 | 1453.5 | 1453.5 | 128.3374 | 1453.5 | 1453.5 | 128.3374 | 1453.5 | 70.1 | 8.82 | 1453.5 | 128.3374 | 1453.5
115 |  | 1661.6 | 129.0325 | 1661.6 | 1661.6 | 129.0325 | 1661.6 | 1661.6 | 129.0325 | 1661.6 | 71.7 | 8.3 | 1661.6 | 129.0325 | 1661.6
116 |  | 1706.4 | 125.5528 | 1706.4 | 1706.4 | 125.5528 | 1706.4 | 1706.4 | 125.5528 | 1706.4 | 71.5 | 8.69 | 1706.4 | 125.5528 | 1706.4
117 |  | 1655.8 | 127.9442 | 1655.8 | 1655.8 | 127.9442 | 1655.8 | 1655.8 | 127.9442 | 1655.8 | 71.8 | 6.17 | 1655.8 | 127.9442 | 1655.8
118 |  | 1604 | 124.4793 | 1604 | 1604 | 124.4793 | 1604 | 1604 | 124.4793 | 1604 | 72.7 | 7.18 | 1604 | 124.4793 | 1604
119 |  | 1479.4 | 125.8424 | 1479.4 | 1479.4 | 125.8424 | 1479.4 | 1479.4 | 125.8424 | 1479.4 | 71.9 | 7.44 | 1479.4 | 125.8424 | 1479.4
120 |  | 1426.6 | 126.7544 | 1426.6 | 1426.6 | 126.7544 | 1426.6 | 1426.6 | 126.7544 | 1426.6 | 71.3 | 7.72 | 1426.6 | 126.7544 | 1426.6
121 |  | 1403.7 | 126.675 | 1403.7 | 1403.7 | 126.675 | 1403.7 | 1403.7 | 126.675 | 1403.7 | 72 | 7.91 | 1403.7 | 126.675 | 1403.7
122 |  | 1376.1 | 124.7856 | 1376.1 | 1376.1 | 124.7856 | 1376.1 | 1376.1 | 124.7856 | 1376.1 | 71.2 | 8.08 | 1376.1 | 124.7856 | 1376.1
123 |  | 1327.9 | 128.0278 | 1327.9 | 1327.9 | 128.0278 | 1327.9 | 1327.9 | 128.0278 | 1327.9 | 71.6 | 7.73 | 1327.9 | 128.0278 | 1327.9
124 |  | 1333.7 | 123.5756 | 1333.7 | 1333.7 | 123.5756 | 1333.7 | 1333.7 | 123.5756 | 1333.7 | 72.1 | 7.48 | 1333.7 | 123.5756 | 1333.7
125 |  | 1305.4 | 125.2175 | 1305.4 | 1305.4 | 125.2175 | 1305.4 | 1305.4 | 125.2175 | 1305.4 | 72.1 | 6.79 | 1305.4 | 125.2175 | 1305.4
126 |  | 1314 | 126.3976 | 1314 | 1314 | 126.3976 | 1314 | 1314 | 126.3976 | 1314 | 72.6 | 7.01 | 1314 | 126.3976 | 1314
127 |  | 1265.3 | 125.3489 | 1265.3 | 1265.3 | 125.3489 | 1265.3 | 1265.3 | 125.3489 | 1265.3 | 71.8 | 7.46 | 1265.3 | 125.3489 | 1265.3
128 |  | 1223 | 124.4886 | 1223 | 1223 | 124.4886 | 1223 | 1223 | 124.4886 | 1223 | 71.9 | 7.74 | 1223 | 124.4886 | 1223
129 |  | 1230.9 | 113.2237 | 1230.9 | 1230.9 | 113.2237 | 1230.9 | 1230.9 | 113.2237 | 1230.9 | 71.4 | 9.31 | 1230.9 | 113.2237 | 1230.9
130 |  | 1309.1 | 120.1996 | 1309.1 | 1309.1 | 122.066 | 1309.1 | 1309.1 | 120.1996 | 1309.1 | 70.6 | 9.735 | 1309.1 | 120.1996 | 1309.1
131 |  | 1299.9 | 126.7082 | 1299.9 | 1299.9 | 118.8627 | 1299.9 | 1299.9 | 126.7082 | 1299.9 | 71.8 | 9.08 | 1299.9 | 126.7082 | 1299.9
132 |  | 1290.7 | 126.6618 | 1290.7 | 1290.7 | 115.6594 | 1290.7 | 1290.7 | 126.6618 | 1290.7 | 71.1 | 8.425 | 1290.7 | 126.6618 | 1290.7
133 |  | 1311.75 | 127.6653 | 1311.75 | 1311.75 | 116.0236 | 1311.75 | 1311.75 | 127.6653 | 1311.75 | 69.1 | 8.44 | 1311.75 | 127.6653 | 1311.75
134 |  | 1326.55 | 123.6127 | 1326.55 | 1326.55 | 119.5467 | 1326.55 | 1326.55 | 123.6127 | 1326.55 | 69.6 | 9.11 | 1326.55 | 123.6127 | 1326.55
135 |  | 1375.9 | 123.3859 | 1375.9 | 1375.9 | 118.8754 | 1375.9 | 1375.9 | 123.3859 | 1375.9 | 72 | 9.755 | 1375.9 | 123.3859 | 1375.9
136 |  | 1240.6 | 112.1775 | 1240.6 | 1240.6 | 112.1775 | 1240.6 | 1240.6 | 112.1775 | 1240.6 | 71.3 | 10.91 | 1240.6 | 112.1775 | 1240.6
137 |  | 1251.9 | 125.5934 | 1251.9 | 1251.9 | 125.5934 | 1251.9 | 1251.9 | 125.5934 | 1251.9 | 71.5 | 10.12 | 1251.9 | 125.5934 | 1251.9
138 |  | 1302.3 | 124.3089 | 1302.3 | 1302.3 | 124.3089 | 1302.3 | 1302.3 | 124.3089 | 1302.3 | 72.5 | 9.02 | 1302.3 | 124.3089 | 1302.3
139 |  | 1524.8 | 125.8614 | 1524.8 | 1524.8 | 125.8614 | 1524.8 | 1524.8 | 125.8614 | 1524.8 | 71.3 | 10.15 | 1524.8 | 125.8614 | 1524.8
140 |  | 1585.4 | 111.1593 | 1585.4 | 1585.4 | 111.1593 | 1585.4 | 1585.4 | 111.1593 | 1585.4 | 72.3 | 7.94 | 1585.4 | 111.1593 | 1585.4
141 |  | 1547.8 | 129.7186 | 1547.8 | 1547.8 | 129.7186 | 1547.8 | 1547.8 | 129.7186 | 1547.8 | 72.3 | 7.67 | 1547.8 | 129.7186 | 1547.8
142 |  | 1393.9 | 126.6225 | 1393.9 | 1393.9 | 126.6225 | 1393.9 | 1393.9 | 126.6225 | 1393.9 | 72 | 7.45 | 1393.9 | 126.6225 | 1393.9
143 |  | 1363.8 | 127.078 | 1363.8 | 1363.8 | 127.078 | 1363.8 | 1363.8 | 127.078 | 1363.8 | 73 | 7.69 | 1363.8 | 127.078 | 1363.8
144 |  | 1285.4 | 125.3548 | 1285.4 | 1285.4 | 125.3548 | 1285.4 | 1285.4 | 125.3548 | 1285.4 | 72.2 | 7.68 | 1285.4 | 125.3548 | 1285.4
145 |  | 1240.2 | 128.5806 | 1240.2 | 1240.2 | 128.5806 | 1240.2 | 1240.2 | 128.5806 | 1240.2 | 73.1 | 7.66 | 1240.2 | 128.5806 | 1240.2
146 |  | 1272 | 126.0057 | 1272 | 1272 | 126.0057 | 1272 | 1272 | 126.0057 | 1272 | 72.8 | 8.05 | 1272 | 126.0057 | 1272
147 |  | 1216.1 | 125.3629 | 1216.1 | 1216.1 | 125.3629 | 1216.1 | 1216.1 | 125.3629 | 1216.1 | 71.7 | 7.94 | 1216.1 | 125.3629 | 1216.1
148 |  | 1288.25 | 124.3631 | 1288.25 | 1288.25 | 124.6123 | 1288.25 | 1288.25 | 124.3631 | 1288.25 | 72 | 7.97 | 1288.25 | 124.3631 | 1288.25
149 |  | 1218.3 | 125.807 | 1218.3 | 1218.3 | 125.807 | 1218.3 | 1218.3 | 125.807 | 1218.3 | 72.4 | 8.14 | 1218.3 | 125.807 | 1218.3
150 |  | 1242.3 | 125.655 | 1242.3 | 1242.3 | 125.655 | 1242.3 | 1242.3 | 125.655 | 1242.3 | 71 | 7.57 | 1242.3 | 125.655 | 1242.3
151 |  | 1275.6 | 125.6651 | 1275.6 | 1275.6 | 125.0308 | 1275.6 | 1275.6 | 125.6651 | 1275.6 | 71.9 | 7.955 | 1275.6 | 125.6651 | 1275.6
152 |  | 1244.55 | 123.3163 | 1244.55 | 1244.55 | 125.1227 | 1244.55 | 1244.55 | 123.3163 | 1244.55 | 72.1 | 8.07 | 1244.55 | 123.3163 | 1244.55
153 |  | 1255.5 | 120.0208 | 1255.5 | 1255.5 | 120.0208 | 1255.5 | 1255.5 | 120.0208 | 1255.5 | 72.2 | 8.79 | 1255.5 | 120.0208 | 1255.5
154 |  | 1268.8 | 121.0648 | 1268.8 | 1268.8 | 121.0648 | 1268.8 | 1268.8 | 121.0648 | 1268.8 | 71.9 | 10 | 1268.8 | 121.0648 | 1268.8
155 |  | 1260.4 | 118.1781 | 1260.4 | 1260.4 | 118.1781 | 1260.4 | 1260.4 | 118.1781 | 1260.4 | 71.6 | 11.02 | 1260.4 | 118.1781 | 1260.4
156 |  | 1224.8 | 116.7203 | 1224.8 | 1224.8 | 116.7203 | 1224.8 | 1224.8 | 116.7203 | 1224.8 | 72.3 | 9.62 | 1224.8 | 116.7203 | 1224.8
157 |  | 1245.3 | 117.6771 | 1245.3 | 1245.3 | 117.6771 | 1245.3 | 1245.3 | 117.6771 | 1245.3 | 71 | 9.08 | 1245.3 | 117.6771 | 1245.3
158 |  | 1297.7 | 116.9954 | 1297.7 | 1297.7 | 116.9954 | 1297.7 | 1297.7 | 116.9954 | 1297.7 | 72.9 | 9.4 | 1297.7 | 116.9954 | 1297.7
159 |  | 1343 | 116.5845 | 1343 | 1343 | 116.5845 | 1343 | 1343 | 116.5845 | 1343 | 71.3 | 11.36 | 1343 | 116.5845 | 1343
160 |  | 1312.2 | 120.8777 | 1312.2 | 1312.2 | 120.8777 | 1312.2 | 1312.2 | 120.8777 | 1312.2 | 72.3 | 11.18 | 1312.2 | 120.8777 | 1312.2
161 |  | 1341.3 | 120.4049 | 1341.3 | 1341.3 | 120.4049 | 1341.3 | 1341.3 | 120.4049 | 1341.3 | 72.7 | 9.69 | 1341.3 | 120.4049 | 1341.3
162 |  | 1439.3 | 120.5648 | 1439.3 | 1439.3 | 120.5648 | 1439.3 | 1439.3 | 120.5648 | 1439.3 | 72.2 | 10.98 | 1439.3 | 120.5648 | 1439.3
163 |  | 1601.7 | 121.297 | 1601.7 | 1601.7 | 121.297 | 1601.7 | 1601.7 | 121.297 | 1601.7 | 72.2 | 10.9 | 1601.7 | 121.297 | 1601.7
164 |  | 1649.5 | 120.79 | 1649.5 | 1649.5 | 120.79 | 1649.5 | 1649.5 | 120.79 | 1649.5 | 72.9 | 7.84 | 1649.5 | 120.79 | 1649.5
165 |  | 1662.6 | 123.4289 | 1662.6 | 1662.6 | 123.4289 | 1662.6 | 1662.6 | 123.4289 | 1662.6 | 71.6 | 7.34 | 1662.6 | 123.4289 | 1662.6
166 |  | 1609.1 | 125.4401 | 1609.1 | 1609.1 | 125.4401 | 1609.1 | 1609.1 | 125.4401 | 1609.1 | 71.4 | 8.49 | 1609.1 | 125.4401 | 1609.1
167 |  | 1457.9 | 124.5308 | 1457.9 | 1457.9 | 124.5308 | 1457.9 | 1457.9 | 124.5308 | 1457.9 | 72.6 | 7.89 | 1457.9 | 124.5308 | 1457.9
168 |  | 1382.3 | 125.5795 | 1382.3 | 1382.3 | 125.5795 | 1382.3 | 1382.3 | 125.5795 | 1382.3 | 71.9 | 8.33 | 1382.3 | 125.5795 | 1382.3
169 |  | 1356.3 | 125.7014 | 1356.3 | 1356.3 | 125.7014 | 1356.3 | 1356.3 | 125.7014 | 1356.3 | 72.7 | 8.31 | 1356.3 | 125.7014 | 1356.3
170 |  | 1290.1 | 126.2926 | 1290.1 | 1290.1 | 126.2926 | 1290.1 | 1290.1 | 126.2926 | 1290.1 | 71.5 | 8.14 | 1290.1 | 126.2926 | 1290.1
171 |  | 1252.5 | 128.2263 | 1252.5 | 1252.5 | 128.2263 | 1252.5 | 1252.5 | 128.2263 | 1252.5 | 72.6 | 8.16 | 1252.5 | 128.2263 | 1252.5
172 |  | 1242.8 | 125.6491 | 1242.8 | 1242.8 | 125.6491 | 1242.8 | 1242.8 | 125.6491 | 1242.8 | 72.9 | 8.46 | 1242.8 | 125.6491 | 1242.8
173 |  | 1239 | 126.7653 | 1239 | 1239 | 126.7653 | 1239 | 1239 | 126.7653 | 1239 | 71.5 | 8.36 | 1239 | 126.7653 | 1239
174 |  | 1285.9 | 124.7127 | 1285.9 | 1285.9 | 124.7127 | 1285.9 | 1285.9 | 124.7127 | 1285.9 | 72.4 | 8.45 | 1285.9 | 124.7127 | 1285.9
175 |  | 1276 | 127.3048 | 1276 | 1276 | 125.2348 | 1276 | 1276 | 127.3048 | 1276 | 71.7 | 8.425 | 1276 | 127.3048 | 1276
176 |  | 1266.1 | 125.7569 | 1266.1 | 1266.1 | 125.7569 | 1266.1 | 1266.1 | 125.7569 | 1266.1 | 72.3 | 8.4 | 1266.1 | 125.7569 | 1266.1
177 |  | 1350.6 | 126.461 | 1350.6 | 1350.6 | 126.461 | 1350.6 | 1350.6 | 126.461 | 1350.6 | 71.9 | 9.61 | 1350.6 | 126.461 | 1350.6
178 |  | 1231.3 | 126.8969 | 1231.3 | 1231.3 | 126.8969 | 1231.3 | 1231.3 | 126.8969 | 1231.3 | 71.9 | 10.67 | 1231.3 | 126.8969 | 1231.3
179 |  | 1277.25 | 127.6036 | 1277.25 | 1277.25 | 123.2398 | 1277.25 | 1277.25 | 127.6036 | 1277.25 | 71.6 | 10.74 | 1277.25 | 127.6036 | 1277.25
180 |  | 1263.55 | 126.6794 | 1263.55 | 1263.55 | 122.9246 | 1263.55 | 1263.55 | 126.6794 | 1263.55 | 71.8 | 9.39 | 1263.55 | 126.6794 | 1263.55
181 |  | 1273.5 | 127.41 | 1273.5 | 1273.5 | 121.6737 | 1273.5 | 1273.5 | 127.41 | 1273.5 | 72.3 | 9.995 | 1273.5 | 127.41 | 1273.5
182 |  | 1317 | 125.3386 | 1317 | 1317 | 125.3386 | 1317 | 1317 | 125.3386 | 1317 | 72.3 | 9.16 | 1317 | 125.3386 | 1317
183 |  | 1293.9 | 129.0338 | 1293.9 | 1293.9 | 129.0338 | 1293.9 | 1293.9 | 129.0338 | 1293.9 | 71.3 | 10.32 | 1293.9 | 129.0338 | 1293.9
184 |  | 1383 | 128.7602 | 1383 | 1383 | 128.7602 | 1383 | 1383 | 128.7602 | 1383 | 71.8 | 10.1 | 1383 | 128.7602 | 1383
185 |  | 1368.2 | 121.5788 | 1368.2 | 1368.2 | 121.5788 | 1368.2 | 1368.2 | 121.5788 | 1368.2 | 71.9 | 11.74 | 1368.2 | 121.5788 | 1368.2
186 |  | 1399.6 | 122.9516 | 1399.6 | 1399.6 | 122.9516 | 1399.6 | 1399.6 | 122.9516 | 1399.6 | 72.3 | 10.44 | 1399.6 | 122.9516 | 1399.6
187 |  | 1562.1 | 124.1648 | 1562.1 | 1562.1 | 124.1648 | 1562.1 | 1562.1 | 124.1648 | 1562.1 | 68.2 | 10.01 | 1562.1 | 124.1648 | 1562.1
188 |  | 1640.6 | 123.56 | 1640.6 | 1640.6 | 123.56 | 1640.6 | 1640.6 | 123.56 | 1640.6 | 71.2 | 7.29 | 1640.6 | 123.56 | 1640.6
189 |  | 1623.9 | 124.8035 | 1623.9 | 1623.9 | 124.8035 | 1623.9 | 1623.9 | 124.8035 | 1623.9 | 70.6 | 7.41 | 1623.9 | 124.8035 | 1623.9
190 |  | 1546.6 | 124.9298 | 1546.6 | 1546.6 | 124.9298 | 1546.6 | 1546.6 | 124.9298 | 1546.6 | 71.6 | 8 | 1546.6 | 124.9298 | 1546.6
191 |  | 1496.5 | 124.3623 | 1496.5 | 1496.5 | 124.3623 | 1496.5 | 1496.5 | 124.3623 | 1496.5 | 72.1 | 8.06 | 1496.5 | 124.3623 | 1496.5
192 |  | 1398.8 | 123.0653 | 1398.8 | 1398.8 | 123.0653 | 1398.8 | 1398.8 | 123.0653 | 1398.8 | 71.4 | 7.94 | 1398.8 | 123.0653 | 1398.8
193 |  | 1342.6 | 124.42 | 1342.6 | 1342.6 | 124.42 | 1342.6 | 1342.6 | 124.42 | 1342.6 | 71.2 | 8.34 | 1342.6 | 124.42 | 1342.6
194 |  | 1312.1 | 127.8869 | 1312.1 | 1312.1 | 127.8869 | 1312.1 | 1312.1 | 127.8869 | 1312.1 | 71.1 | 7.91 | 1312.1 | 127.8869 | 1312.1
195 |  | 1302.5 | 125.6281 | 1302.5 | 1302.5 | 125.6281 | 1302.5 | 1302.5 | 125.6281 | 1302.5 | 71 | 7.63 | 1302.5 | 125.6281 | 1302.5
196 |  | 1221.9 | 125.9037 | 1221.9 | 1221.9 | 125.9037 | 1221.9 | 1221.9 | 125.9037 | 1221.9 | 70.8 | 7.46 | 1221.9 | 125.9037 | 1221.9
197 |  | 1261.8 | 124.8284 | 1261.8 | 1261.8 | 124.8284 | 1261.8 | 1261.8 | 124.8284 | 1261.8 | 70.8 | 7.96 | 1261.8 | 124.8284 | 1261.8
198 |  | 1303.45 | 124.0345 | 1303.45 | 1303.45 | 125.3761 | 1303.45 | 1303.45 | 124.0345 | 1303.45 | 71 | 7.805 | 1303.45 | 124.0345 | 1303.45
199 |  | 1266.3 | 124.9338 | 1266.3 | 1266.3 | 125.2758 | 1266.3 | 1266.3 | 124.9338 | 1266.3 | 70.4 | 7.5975 | 1266.3 | 124.9338 | 1266.3
200 |  | 1268.05 | 124.2674 | 1268.05 | 1268.05 | 125.4922 | 1268.05 | 1268.05 | 124.2674 | 1268.05 | 69.5 | 7.39 | 1268.05 | 124.2674 | 1268.05
201 |  | 1251.4 | 122.974 | 1251.4 | 1251.4 | 122.974 | 1251.4 | 1251.4 | 122.974 | 1251.4 | 71.1 | 8.51 | 1251.4 | 122.974 | 1251.4
202 |  | 1269.3 | 125.8929 | 1269.3 | 1269.3 | 125.8929 | 1269.3 | 1269.3 | 125.8929 | 1269.3 | 70.9 | 10.85 | 1269.3 | 125.8929 | 1269.3
203 |  | 1294.1 | 128.3016 | 1294.1 | 1294.1 | 128.3016 | 1294.1 | 1294.1 | 128.3016 | 1294.1 | 71.1 | 10.46 | 1294.1 | 128.3016 | 1294.1
204 |  | 1302.3 | 129.129 | 1302.3 | 1302.3 | 129.129 | 1302.3 | 1302.3 | 129.129 | 1302.3 | 71.9 | 9.16 | 1302.3 | 129.129 | 1302.3
205 |  | 1301.7 | 125.6702 | 1301.7 | 1301.7 | 125.6702 | 1301.7 | 1301.7 | 125.6702 | 1301.7 | 71.3 | 10.91 | 1301.7 | 125.6702 | 1301.7
206 |  | 1332.5 | 127.4944 | 1332.5 | 1332.5 | 127.4944 | 1332.5 | 1332.5 | 127.4944 | 1332.5 | 71.6 | 9.65 | 1332.5 | 127.4944 | 1332.5
207 |  | 1280.9 | 126.662 | 1280.9 | 1280.9 | 126.662 | 1280.9 | 1280.9 | 126.662 | 1280.9 | 71.5 | 10.26 | 1280.9 | 126.662 | 1280.9
208 |  | 1300.4 | 124.9539 | 1300.4 | 1300.4 | 124.9539 | 1300.4 | 1300.4 | 124.9539 | 1300.4 | 71.3 | 9.9 | 1300.4 | 124.9539 | 1300.4
209 |  | 1305.5 | 124.9968 | 1305.5 | 1305.5 | 124.9968 | 1305.5 | 1305.5 | 124.9968 | 1305.5 | 71.8 | 8.99 | 1305.5 | 124.9968 | 1305.5
210 |  | 1401.9 | 118.0867 | 1401.9 | 1401.9 | 118.0867 | 1401.9 | 1401.9 | 118.0867 | 1401.9 | 71.8 | 6.82 | 1401.9 | 118.0867 | 1401.9
211 |  | 1650.2 | 123.2979 | 1650.2 | 1650.2 | 123.2979 | 1650.2 | 1650.2 | 123.2979 | 1650.2 | 70.3 | 7.22 | 1650.2 | 123.2979 | 1650.2
212 |  | 1670.2 | 124.0901 | 1670.2 | 1670.2 | 124.0901 | 1670.2 | 1670.2 | 124.0901 | 1670.2 | 71.4 | 7.95 | 1670.2 | 124.0901 | 1670.2
213 |  | 1692.2 | 124.9953 | 1692.2 | 1692.2 | 124.9953 | 1692.2 | 1692.2 | 124.9953 | 1692.2 | 71.7 | 7.5 | 1692.2 | 124.9953 | 1692.2
214 |  | 1648.1 | 125.2614 | 1648.1 | 1648.1 | 125.2614 | 1648.1 | 1648.1 | 125.2614 | 1648.1 | 72.3 | 7.18 | 1648.1 | 125.2614 | 1648.1
215 |  | 1518.8 | 125.2637 | 1518.8 | 1518.8 | 125.2637 | 1518.8 | 1518.8 | 125.2637 | 1518.8 | 72.3 | 7.17 | 1518.8 | 125.2637 | 1518.8
216 |  | 1457.3 | 125.1953 | 1457.3 | 1457.3 | 125.1953 | 1457.3 | 1457.3 | 125.1953 | 1457.3 | 71.7 | 7.31 | 1457.3 | 125.1953 | 1457.3
217 |  | 1380.1 | 124.1924 | 1380.1 | 1380.1 | 124.1924 | 1380.1 | 1380.1 | 124.1924 | 1380.1 | 71.3 | 7.21 | 1380.1 | 124.1924 | 1380.1
218 |  | 1431.5 | 125.1763 | 1431.5 | 1431.5 | 125.1763 | 1431.5 | 1431.5 | 125.1763 | 1431.5 | 71.4 | 7.56 | 1431.5 | 125.1763 | 1431.5
219 |  | 1333 | 124.68 | 1333 | 1333 | 124.68 | 1333 | 1333 | 124.68 | 1333 | 71.1 | 7.69 | 1333 | 124.68 | 1333
220 |  | 1233.7 | 124.3955 | 1233.7 | 1233.7 | 124.3955 | 1233.7 | 1233.7 | 124.3955 | 1233.7 | 71.6 | 7.32 | 1233.7 | 124.3955 | 1233.7
221 |  | 1289.5 | 125.1144 | 1289.5 | 1289.5 | 125.1144 | 1289.5 | 1289.5 | 125.1144 | 1289.5 | 71.7 | 7.15 | 1289.5 | 125.1144 | 1289.5
222 |  | 1321 | 126.0395 | 1321 | 1321 | 126.0395 | 1321 | 1321 | 126.0395 | 1321 | 72.3 | 7.16 | 1321 | 126.0395 | 1321
223 |  | 1256.6 | 125.3168 | 1256.6 | 1256.6 | 125.3168 | 1256.6 | 1256.6 | 125.3168 | 1256.6 | 72.2 | 6.77 | 1256.6 | 125.3168 | 1256.6
224 |  | 1270 | 125.2275 | 1270 | 1270 | 125.2275 | 1270 | 1270 | 125.2275 | 1270 | 71.9 | 6.38 | 1270 | 125.2275 | 1270
225 |  | 1304.35 | 122.8039 | 1304.35 | 1304.35 | 117.4629 | 1304.35 | 1304.35 | 122.8039 | 1304.35 | 72.2 | 8.91 | 1304.35 | 122.8039 | 1304.35
226 |  | 1326.35 | 118.2539 | 1326.35 | 1326.35 | 117.0615 | 1326.35 | 1326.35 | 118.2539 | 1326.35 | 72.5 | 10.44 | 1326.35 | 118.2539 | 1326.35
227 |  | 1348.55 | 119.4828 | 1348.55 | 1348.55 | 125.6886 | 1348.55 | 1348.55 | 119.4828 | 1348.55 | 72.2 | 10.395 | 1348.55 | 119.4828 | 1348.55
228 |  | 1352.9 | 119.1345 | 1352.9 | 1352.9 | 124.7784 | 1352.9 | 1352.9 | 119.1345 | 1352.9 | 71.9 | 10.15 | 1352.9 | 119.1345 | 1352.9
229 |  | 1353.9 | 119.1998 | 1353.9 | 1353.9 | 127.3504 | 1353.9 | 1353.9 | 119.1998 | 1353.9 | 72.1 | 10.335 | 1353.9 | 119.1998 | 1353.9
230 |  | 1259.2 | 122.9196 | 1259.2 | 1259.2 | 122.9196 | 1259.2 | 1259.2 | 122.9196 | 1259.2 | 72.1 | 8.1 | 1259.2 | 122.9196 | 1259.2
231 |  | 1302.5 | 122.5027 | 1302.5 | 1302.5 | 122.5027 | 1302.5 | 1302.5 | 122.5027 | 1302.5 | 71.5 | 7.45 | 1302.5 | 122.5027 | 1302.5
232 |  | 1283 | 123.0145 | 1283 | 1283 | 123.0145 | 1283 | 1283 | 123.0145 | 1283 | 71.7 | 7.36 | 1283 | 123.0145 | 1283
233 |  | 1274.7 | 124.9925 | 1274.7 | 1274.7 | 124.9925 | 1274.7 | 1274.7 | 124.9925 | 1274.7 | 72.3 | 7.91 | 1274.7 | 124.9925 | 1274.7
234 |  | 1340.3 | 123.1998 | 1340.3 | 1340.3 | 123.1998 | 1340.3 | 1340.3 | 123.1998 | 1340.3 | 71.1 | 7.64 | 1340.3 | 123.1998 | 1340.3
235 |  | 1548.4 | 126.8625 | 1548.4 | 1548.4 | 126.8625 | 1548.4 | 1548.4 | 126.8625 | 1548.4 | 72.1 | 7.52 | 1548.4 | 126.8625 | 1548.4
236 |  | 1597.8 | 126.0449 | 1597.8 | 1597.8 | 126.0449 | 1597.8 | 1597.8 | 126.0449 | 1597.8 | 72.5 | 8.32 | 1597.8 | 126.0449 | 1597.8
237 |  | 1621.7 | 124.6674 | 1621.7 | 1621.7 | 124.6674 | 1621.7 | 1621.7 | 124.6674 | 1621.7 | 72.2 | 8.01 | 1621.7 | 124.6674 | 1621.7
238 |  | 1429.6 | 128.3552 | 1429.6 | 1429.6 | 128.3552 | 1429.6 | 1429.6 | 128.3552 | 1429.6 | 71.4 | 7.69 | 1429.6 | 128.3552 | 1429.6
239 |  | 1414.7 | 126.7318 | 1414.7 | 1414.7 | 126.7318 | 1414.7 | 1414.7 | 126.7318 | 1414.7 | 72.4 | 7.7 | 1414.7 | 126.7318 | 1414.7
240 |  | 1314.2 | 125.6492 | 1314.2 | 1314.2 | 125.6492 | 1314.2 | 1314.2 | 125.6492 | 1314.2 | 72.6 | 8.31 | 1314.2 | 125.6492 | 1314.2
241 |  | 1289.8 | 109.7238 | 1289.8 | 1289.8 | 109.7238 | 1289.8 | 1289.8 | 109.7238 | 1289.8 | 72.6 | 7.61 | 1289.8 | 109.7238 | 1289.8
242 |  | 1265.6 | 110.8604 | 1265.6 | 1265.6 | 110.8604 | 1265.6 | 1265.6 | 110.8604 | 1265.6 | 73.2 | 8.01 | 1265.6 | 110.8604 | 1265.6
243 |  | 1280.2 | 112.2205 | 1280.2 | 1280.2 | 112.2205 | 1280.2 | 1280.2 | 112.2205 | 1280.2 | 73.1 | 8.07 | 1280.2 | 112.2205 | 1280.2
244 |  | 1280 | 114.2861 | 1280 | 1280 | 114.2861 | 1280 | 1280 | 114.2861 | 1280 | 72.9 | 7.37 | 1280 | 114.2861 | 1280
245 |  | 1306.8 | 110.419 | 1306.8 | 1306.8 | 110.419 | 1306.8 | 1306.8 | 110.419 | 1306.8 | 72.9 | 7.27 | 1306.8 | 110.419 | 1306.8
246 |  | 1409.4 | 110.849 | 1409.4 | 1409.4 | 110.849 | 1409.4 | 1409.4 | 110.849 | 1409.4 | 72.2 | 7.18 | 1409.4 | 110.849 | 1409.4
247 |  | 1242.6 | 111.4899 | 1242.6 | 1242.6 | 111.4899 | 1242.6 | 1242.6 | 111.4899 | 1242.6 | 71.5 | 7.27 | 1242.6 | 111.4899 | 1242.6
248 |  | 1365.9 | 108.6349 | 1365.9 | 1365.9 | 108.6349 | 1365.9 | 1365.9 | 108.6349 | 1365.9 | 72.5 | 8.13 | 1365.9 | 108.6349 | 1365.9
249 |  | 1357.3 | 111.9518 | 1357.3 | 1357.3 | 111.9518 | 1357.3 | 1357.3 | 111.9518 | 1357.3 | 70.5 | 9.31 | 1357.3 | 111.9518 | 1357.3
250 |  | 1383.4 | 108.2302 | 1383.4 | 1383.4 | 108.2302 | 1383.4 | 1383.4 | 108.2302 | 1383.4 | 71.8 | 10.03 | 1383.4 | 108.2302 | 1383.4
251 |  | 1403 | 123.0757 | 1403 | 1403 | 123.0757 | 1403 | 1403 | 123.0757 | 1403 | 72.4 | 10.33 | 1403 | 123.0757 | 1403
252 |  | 1403.5 | 120.4278 | 1403.5 | 1403.5 | 120.4278 | 1403.5 | 1403.5 | 120.4278 | 1403.5 | 72.7 | 11.14 | 1403.5 | 120.4278 | 1403.5
253 |  | 1406.1 | 129.0305 | 1406.1 | 1406.1 | 129.0305 | 1406.1 | 1406.1 | 129.0305 | 1406.1 | 72.5 | 9.76 | 1406.1 | 129.0305 | 1406.1
254 |  | 1398 | 124.2307 | 1398 | 1398 | 124.2307 | 1398 | 1398 | 124.2307 | 1398 | 72.3 | 9.49 | 1398 | 124.2307 | 1398
255 |  | 1445.7 | 130.5288 | 1445.7 | 1445.7 | 130.5288 | 1445.7 | 1445.7 | 130.5288 | 1445.7 | 72.6 | 10.73 | 1445.7 | 130.5288 | 1445.7
256 |  | 1480.7 | 130.6042 | 1480.7 | 1480.7 | 130.6042 | 1480.7 | 1480.7 | 130.6042 | 1480.7 | 72.6 | 10.72 | 1480.7 | 130.6042 | 1480.7
257 |  | 1407 | 131.0521 | 1407 | 1407 | 131.0521 | 1407 | 1407 | 131.0521 | 1407 | 73.5 | 10.99 | 1407 | 131.0521 | 1407
258 |  | 1530.4 | 128.6556 | 1530.4 | 1530.4 | 128.6556 | 1530.4 | 1530.4 | 128.6556 | 1530.4 | 72.1 | 9.77 | 1530.4 | 128.6556 | 1530.4
259 |  | 1592.7 | 131.4379 | 1592.7 | 1592.7 | 131.4379 | 1592.7 | 1592.7 | 131.4379 | 1592.7 | 73.2 | 9.14 | 1592.7 | 131.4379 | 1592.7
260 |  | 1702.3 | 130.226 | 1702.3 | 1702.3 | 130.226 | 1702.3 | 1702.3 | 130.226 | 1702.3 | 71.9 | 9.97 | 1702.3 | 130.226 | 1702.3
261 |  | 1731.7 | 128.4909 | 1731.7 | 1731.7 | 128.4909 | 1731.7 | 1731.7 | 128.4909 | 1731.7 | 73 | 8.72 | 1731.7 | 128.4909 | 1731.7
262 |  | 1689.6 | 129.3688 | 1689.6 | 1689.6 | 129.3688 | 1689.6 | 1689.6 | 129.3688 | 1689.6 | 73.1 | 8.3 | 1689.6 | 129.3688 | 1689.6
263 |  | 1593.4 | 130.046 | 1593.4 | 1593.4 | 130.046 | 1593.4 | 1593.4 | 130.046 | 1593.4 | 71.5 | 8.34 | 1593.4 | 130.046 | 1593.4
264 |  | 1526.9 | 128.1976 | 1526.9 | 1526.9 | 128.1976 | 1526.9 | 1526.9 | 128.1976 | 1526.9 | 73 | 8.71 | 1526.9 | 128.1976 | 1526.9
265 |  | 1425.9 | 110.708 | 1425.9 | 1425.9 | 110.708 | 1425.9 | 1425.9 | 110.708 | 1425.9 | 72.8 | 8.89 | 1425.9 | 110.708 | 1425.9
266 |  | 1438.4 | 110.6575 | 1438.4 | 1438.4 | 110.6575 | 1438.4 | 1438.4 | 110.6575 | 1438.4 | 73.4 | 8.7 | 1438.4 | 110.6575 | 1438.4
267 |  | 1481.1 | 110.0729 | 1481.1 | 1481.1 | 110.0729 | 1481.1 | 1481.1 | 110.0729 | 1481.1 | 73.2 | 8.19 | 1481.1 | 110.0729 | 1481.1
268 |  | 1404.3 | 109.5182 | 1404.3 | 1404.3 | 109.5182 | 1404.3 | 1404.3 | 109.5182 | 1404.3 | 72.5 | 7.34 | 1404.3 | 109.5182 | 1404.3
269 |  | 1431 | 127.8014 | 1431 | 1431 | 127.8014 | 1431 | 1431 | 127.8014 | 1431 | 72.7 | 8.31 | 1431 | 127.8014 | 1431
270 |  | 1463.9 | 128.6765 | 1463.9 | 1463.9 | 128.6765 | 1463.9 | 1463.9 | 128.6765 | 1463.9 | 73.2 | 8.11 | 1463.9 | 128.6765 | 1463.9
271 |  | 1404.5 | 128.9402 | 1404.5 | 1404.5 | 128.9402 | 1404.5 | 1404.5 | 128.9402 | 1404.5 | 71.6 | 8.1 | 1404.5 | 128.9402 | 1404.5
272 |  | 1412.2 | 127.6925 | 1412.2 | 1412.2 | 127.6925 | 1412.2 | 1412.2 | 127.6925 | 1412.2 | 72.5 | 8.76 | 1412.2 | 127.6925 | 1412.2
273 |  | 1404 | 129.4264 | 1404 | 1404 | 129.4264 | 1404 | 1404 | 129.4264 | 1404 | 72.2 | 11.295 | 1404 | 129.4264 | 1404
274 |  | 1368 | 125.6 | 1368 | 1368 | 125.6 | 1368 | 1368 | 125.6 | 1368 | 72.4 | 10.09 | 1368 | 125.6 | 1368
275 |  | 1482.2 | 125.3747 | 1482.2 | 1482.2 | 125.3747 | 1482.2 | 1482.2 | 125.3747 | 1482.2 | 71.4 | 10.82 | 1482.2 | 125.3747 | 1482.2
276 |  | 1412 | 126.0199 | 1412 | 1412 | 126.0199 | 1412 | 1412 | 126.0199 | 1412 | 70.3 | 11.31 | 1412 | 126.0199 | 1412
277 |  | 1441.8 | 128.6628 | 1441.8 | 1441.8 | 128.6628 | 1441.8 | 1441.8 | 128.6628 | 1441.8 | 70.8 | 10.53 | 1441.8 | 128.6628 | 1441.8
278 |  | 1441 | 126.4839 | 1441 | 1441 | 126.4839 | 1441 | 1441 | 126.4839 | 1441 | 71.7 | 11.04 | 1441 | 126.4839 | 1441
279 |  | 1438.9 | 131.9672 | 1438.9 | 1438.9 | 131.9672 | 1438.9 | 1438.9 | 131.9672 | 1438.9 | 73.3 | 11.11 | 1438.9 | 131.9672 | 1438.9
280 |  | 1456.9 | 133.2247 | 1456.9 | 1456.9 | 133.2247 | 1456.9 | 1456.9 | 133.2247 | 1456.9 | 72.4 | 11.29 | 1456.9 | 133.2247 | 1456.9
281 |  | 1422.8 | 131.4835 | 1422.8 | 1422.8 | 131.4835 | 1422.8 | 1422.8 | 131.4835 | 1422.8 | 73.4 | 12.31 | 1422.8 | 131.4835 | 1422.8
282 |  | 1486.1 | 128.2875 | 1486.1 | 1486.1 | 128.2875 | 1486.1 | 1486.1 | 128.2875 | 1486.1 | 70.1 | 11.46 | 1486.1 | 128.2875 | 1486.1
283 |  | 1687.9 | 131.0077 | 1687.9 | 1687.9 | 131.0077 | 1687.9 | 1687.9 | 131.0077 | 1687.9 | 71.7 | 9.87 | 1687.9 | 131.0077 | 1687.9
284 |  | 1731.3 | 131.1689 | 1731.3 | 1731.3 | 131.1689 | 1731.3 | 1731.3 | 131.1689 | 1731.3 | 71.5 | 8.99 | 1731.3 | 131.1689 | 1731.3
285 |  | 1730.2 | 129.1099 | 1730.2 | 1730.2 | 129.1099 | 1730.2 | 1730.2 | 129.1099 | 1730.2 | 71.8 | 8.89 | 1730.2 | 129.1099 | 1730.2
286 |  | 1699.7 | 127.0138 | 1699.7 | 1699.7 | 127.0138 | 1699.7 | 1699.7 | 127.0138 | 1699.7 | 72.7 | 8.69 | 1699.7 | 127.0138 | 1699.7
287 |  | 1596.1 | 130.775 | 1596.1 | 1596.1 | 130.775 | 1596.1 | 1596.1 | 130.775 | 1596.1 | 71.9 | 8.67 | 1596.1 | 130.775 | 1596.1
288 |  | 1552.7 | 127.1076 | 1552.7 | 1552.7 | 127.1076 | 1552.7 | 1552.7 | 127.1076 | 1552.7 | 71.3 | 9.11 | 1552.7 | 127.1076 | 1552.7
289 |  | 1493.3 | 126.1471 | 1493.3 | 1493.3 | 126.1471 | 1493.3 | 1493.3 | 126.1471 | 1493.3 | 72 | 9.28 | 1493.3 | 126.1471 | 1493.3
290 |  | 1473.9 | 126.35 | 1473.9 | 1473.9 | 126.35 | 1473.9 | 1473.9 | 126.35 | 1473.9 | 71.2 | 8.73 | 1473.9 | 126.35 | 1473.9
291 |  | 1515.3 | 127.1126 | 1515.3 | 1515.3 | 127.1126 | 1515.3 | 1515.3 | 127.1126 | 1515.3 | 71.6 | 8.72 | 1515.3 | 127.1126 | 1515.3
292 |  | 1476.3 | 127.903 | 1476.3 | 1476.3 | 127.903 | 1476.3 | 1476.3 | 127.903 | 1476.3 | 72.1 | 8.97 | 1476.3 | 127.903 | 1476.3
293 |  | 1488.7 | 130.8808 | 1488.7 | 1488.7 | 130.8808 | 1488.7 | 1488.7 | 130.8808 | 1488.7 | 72.1 | 8.99 | 1488.7 | 130.8808 | 1488.7
294 |  | 1467.5 | 130.5704 | 1467.5 | 1467.5 | 130.5704 | 1467.5 | 1467.5 | 130.5704 | 1467.5 | 72.6 | 8.84 | 1467.5 | 130.5704 | 1467.5
295 |  | 1433.3 | 129.2072 | 1433.3 | 1433.3 | 129.2072 | 1433.3 | 1433.3 | 129.2072 | 1433.3 | 71.8 | 9.06 | 1433.3 | 129.2072 | 1433.3
296 |  | 1394.7 | 128.4723 | 1394.7 | 1394.7 | 128.4723 | 1394.7 | 1394.7 | 128.4723 | 1394.7 | 71.9 | 9.76 | 1394.7 | 128.4723 | 1394.7
297 |  | 1455.5 | 129.7519 | 1455.5 | 1455.5 | 129.7519 | 1455.5 | 1455.5 | 129.7519 | 1455.5 | 71.4 | 13.28 | 1455.5 | 129.7519 | 1455.5
298 |  | 1424.3 | 126.7714 | 1424.3 | 1424.3 | 126.7714 | 1424.3 | 1424.3 | 126.7714 | 1424.3 | 70.6 | 14.19 | 1424.3 | 126.7714 | 1424.3
299 |  | 1503.1 | 126.2853 | 1503.1 | 1503.1 | 126.2853 | 1503.1 | 1503.1 | 126.2853 | 1503.1 | 71.8 | 15.44 | 1503.1 | 126.2853 | 1503.1
300 |  | 1428 | 126.7914 | 1428 | 1428 | 126.7914 | 1428 | 1428 | 126.7914 | 1428 | 71.1 | 14.235 | 1428 | 126.7914 | 1428
301 |  | 1463.2 | 130.3741 | 1463.2 | 1463.2 | 130.3741 | 1463.2 | 1463.2 | 130.3741 | 1463.2 | 69.1 | 14.24 | 1463.2 | 130.3741 | 1463.2
302 |  | 1515.3 | 128.1347 | 1515.3 | 1515.3 | 128.1347 | 1515.3 | 1515.3 | 128.1347 | 1515.3 | 69.6 | 15.045 | 1515.3 | 128.1347 | 1515.3
303 |  | 1416 | 109.7715 | 1416 | 1416 | 109.7715 | 1416 | 1416 | 109.7715 | 1416 | 72 | 13.81 | 1416 | 109.7715 | 1416
304 |  | 1486.3 | 107.9946 | 1486.3 | 1486.3 | 107.9946 | 1486.3 | 1486.3 | 107.9946 | 1486.3 | 71.3 | 15.935 | 1486.3 | 107.9946 | 1486.3
305 |  | 1466.6 | 120.7568 | 1466.6 | 1466.6 | 120.7568 | 1466.6 | 1466.6 | 120.7568 | 1466.6 | 71.5 | 13.78 | 1466.6 | 120.7568 | 1466.6
306 |  | 1511.2 | 129.3517 | 1511.2 | 1511.2 | 129.3517 | 1511.2 | 1511.2 | 129.3517 | 1511.2 | 72.5 | 14.825 | 1511.2 | 129.3517 | 1511.2
307 |  | 1662.9 | 126.3724 | 1662.9 | 1662.9 | 126.3724 | 1662.9 | 1662.9 | 126.3724 | 1662.9 | 71.3 | 16.19 | 1662.9 | 126.3724 | 1662.9
308 |  | 1718.9 | 129.8512 | 1718.9 | 1718.9 | 129.8512 | 1718.9 | 1718.9 | 129.8512 | 1718.9 | 72.3 | 8.65 | 1718.9 | 129.8512 | 1718.9
309 |  | 1683.2 | 129.1293 | 1683.2 | 1683.2 | 129.1293 | 1683.2 | 1683.2 | 129.1293 | 1683.2 | 72.3 | 7.27 | 1683.2 | 129.1293 | 1683.2
310 |  | 1651.3 | 129.7703 | 1651.3 | 1651.3 | 129.7703 | 1651.3 | 1651.3 | 129.7703 | 1651.3 | 72 | 7.41 | 1651.3 | 129.7703 | 1651.3
311 |  | 1540.9 | 132.1835 | 1540.9 | 1540.9 | 132.1835 | 1540.9 | 1540.9 | 132.1835 | 1540.9 | 73 | 7.51 | 1540.9 | 132.1835 | 1540.9
312 |  | 1406.9 | 128.3789 | 1406.9 | 1406.9 | 128.3789 | 1406.9 | 1406.9 | 128.3789 | 1406.9 | 72.2 | 8.08 | 1406.9 | 128.3789 | 1406.9
313 |  | 1441.9 | 131.9316 | 1441.9 | 1441.9 | 131.9316 | 1441.9 | 1441.9 | 131.9316 | 1441.9 | 73.1 | 8.02 | 1441.9 | 131.9316 | 1441.9
314 |  | 1429.3 | 135.7024 | 1429.3 | 1429.3 | 135.7024 | 1429.3 | 1429.3 | 135.7024 | 1429.3 | 72.8 | 8.03 | 1429.3 | 135.7024 | 1429.3
315 |  | 1394.1 | 139.3362 | 1394.1 | 1394.1 | 139.3362 | 1394.1 | 1394.1 | 139.3362 | 1394.1 | 71.7 | 8.04 | 1394.1 | 139.3362 | 1394.1
316 |  | 1372.3 | 131.0929 | 1372.3 | 1372.3 | 131.0929 | 1372.3 | 1372.3 | 131.0929 | 1372.3 | 72 | 8 | 1372.3 | 131.0929 | 1372.3
317 |  | 1225.1 | 130.4263 | 1225.1 | 1225.1 | 130.4263 | 1225.1 | 1225.1 | 130.4263 | 1225.1 | 72.4 | 8.18 | 1225.1 | 130.4263 | 1225.1
318 |  | 1364.4 | 131.2976 | 1364.4 | 1364.4 | 131.2976 | 1364.4 | 1364.4 | 131.2976 | 1364.4 | 71 | 8.27 | 1364.4 | 131.2976 | 1364.4
319 |  | 1406.6 | 129.4574 | 1406.6 | 1406.6 | 129.4574 | 1406.6 | 1406.6 | 129.4574 | 1406.6 | 71.9 | 8.6 | 1406.6 | 129.4574 | 1406.6
320 |  | 1304.2 | 124.5126 | 1304.2 | 1304.2 | 124.5126 | 1304.2 | 1304.2 | 124.5126 | 1304.2 | 72.1 | 9.57 | 1304.2 | 124.5126 | 1304.2
321 |  | 1331 | 123.4078 | 1331 | 1331 | 123.4078 | 1331 | 1331 | 123.4078 | 1331 | 72.2 | 13.96 | 1331 | 123.4078 | 1331
322 |  | 1297.6 | 124.6889 | 1297.6 | 1297.6 | 124.6889 | 1297.6 | 1297.6 | 124.6889 | 1297.6 | 71.9 | 14.42 | 1297.6 | 124.6889 | 1297.6
323 |  | 1383.4 | 127.1148 | 1383.4 | 1383.4 | 127.1148 | 1383.4 | 1383.4 | 127.1148 | 1383.4 | 71.6 | 13.82 | 1383.4 | 127.1148 | 1383.4
324 |  | 1379.7 | 128.4041 | 1379.7 | 1379.7 | 128.4041 | 1379.7 | 1379.7 | 128.4041 | 1379.7 | 72.3 | 17.16 | 1379.7 | 128.4041 | 1379.7
325 |  | 1397.7 | 126.2916 | 1397.7 | 1397.7 | 126.2916 | 1397.7 | 1397.7 | 126.2916 | 1397.7 | 71 | 17.95 | 1397.7 | 126.2916 | 1397.7
326 |  | 1408.8 | 127.9374 | 1408.8 | 1408.8 | 127.9374 | 1408.8 | 1408.8 | 127.9374 | 1408.8 | 72.9 | 19.05 | 1408.8 | 127.9374 | 1408.8
327 |  | 1427.9 | 128.3983 | 1427.9 | 1427.9 | 128.3983 | 1427.9 | 1427.9 | 128.3983 | 1427.9 | 71.3 | 16.51 | 1427.9 | 128.3983 | 1427.9
328 |  | 1416.1 | 134.2197 | 1416.1 | 1416.1 | 134.2197 | 1416.1 | 1416.1 | 134.2197 | 1416.1 | 72.3 | 20.58 | 1416.1 | 134.2197 | 1416.1
329 |  | 1416.6 | 132.3537 | 1416.6 | 1416.6 | 132.3537 | 1416.6 | 1416.6 | 132.3537 | 1416.6 | 72.7 | 15.25 | 1416.6 | 132.3537 | 1416.6
330 |  | 1474 | 129.0675 | 1474 | 1474 | 129.0675 | 1474 | 1474 | 129.0675 | 1474 | 72.2 | 18.19 | 1474 | 129.0675 | 1474
331 |  | 1573.2 | 128.4251 | 1573.2 | 1573.2 | 128.4251 | 1573.2 | 1573.2 | 128.4251 | 1573.2 | 72.2 | 10.21 | 1573.2 | 128.4251 | 1573.2
332 |  | 1709.6 | 130.4029 | 1709.6 | 1709.6 | 130.4029 | 1709.6 | 1709.6 | 130.4029 | 1709.6 | 72.9 | 9.1 | 1709.6 | 130.4029 | 1709.6
333 |  | 1608.4 | 129.9002 | 1608.4 | 1608.4 | 129.9002 | 1608.4 | 1608.4 | 129.9002 | 1608.4 | 71.6 | 8.97 | 1608.4 | 129.9002 | 1608.4
334 |  | 1652.4 | 133.7705 | 1652.4 | 1652.4 | 133.7705 | 1652.4 | 1652.4 | 133.7705 | 1652.4 | 71.4 | 9.08 | 1652.4 | 133.7705 | 1652.4
335 |  | 1533.5 | 129.6239 | 1533.5 | 1533.5 | 129.6239 | 1533.5 | 1533.5 | 129.6239 | 1533.5 | 72.6 | 8.92 | 1533.5 | 129.6239 | 1533.5
336 |  | 1435 | 129.6407 | 1435 | 1435 | 129.6407 | 1435 | 1435 | 129.6407 | 1435 | 71.9 | 9.12 | 1435 | 129.6407 | 1435
337 |  | 1407.9 | 132.5086 | 1407.9 | 1407.9 | 132.5086 | 1407.9 | 1407.9 | 132.5086 | 1407.9 | 72.7 | 9.18 | 1407.9 | 132.5086 | 1407.9
338 |  | 1233.4 | 130.6139 | 1233.4 | 1233.4 | 130.6139 | 1233.4 | 1233.4 | 130.6139 | 1233.4 | 71.5 | 9.24 | 1233.4 | 130.6139 | 1233.4
339 |  | 1373.8 | 128.2118 | 1373.8 | 1373.8 | 128.2118 | 1373.8 | 1373.8 | 128.2118 | 1373.8 | 72.6 | 9.25 | 1373.8 | 128.2118 | 1373.8
340 |  | 1368.2 | 126.116 | 1368.2 | 1368.2 | 126.116 | 1368.2 | 1368.2 | 126.116 | 1368.2 | 72.9 | 9.33 | 1368.2 | 126.116 | 1368.2
341 |  | 1435.8 | 133.5832 | 1435.8 | 1435.8 | 133.5832 | 1435.8 | 1435.8 | 133.5832 | 1435.8 | 71.5 | 9.41 | 1435.8 | 133.5832 | 1435.8
342 |  | 1434.1 | 108.2094 | 1434.1 | 1434.1 | 108.2094 | 1434.1 | 1434.1 | 108.2094 | 1434.1 | 72.4 | 9.05 | 1434.1 | 108.2094 | 1434.1
343 |  | 1406.9 | 121.6538 | 1406.9 | 1406.9 | 121.6538 | 1406.9 | 1406.9 | 121.6538 | 1406.9 | 71.7 | 8.9 | 1406.9 | 121.6538 | 1406.9
344 |  | 1359.6 | 127.5866 | 1359.6 | 1359.6 | 127.5866 | 1359.6 | 1359.6 | 127.5866 | 1359.6 | 72.3 | 9.88 | 1359.6 | 127.5866 | 1359.6
345 |  | 1378 | 127.4795 | 1378 | 1378 | 127.4795 | 1378 | 1378 | 127.4795 | 1378 | 71.9 | 19.97 | 1378 | 127.4795 | 1378
346 |  | 1408.8 | 128.7108 | 1408.8 | 1408.8 | 128.7108 | 1408.8 | 1408.8 | 128.7108 | 1408.8 | 71.9 | 18.97 | 1408.8 | 128.7108 | 1408.8
347 |  | 1392.9 | 128.2948 | 1392.9 | 1392.9 | 128.2948 | 1392.9 | 1392.9 | 128.2948 | 1392.9 | 71.6 | 16.43 | 1392.9 | 128.2948 | 1392.9
348 |  | 1381.3 | 125.2068 | 1381.3 | 1381.3 | 125.2068 | 1381.3 | 1381.3 | 125.2068 | 1381.3 | 71.8 | 23.45 | 1381.3 | 125.2068 | 1381.3
349 |  | 1409 | 127.6495 | 1409 | 1409 | 127.6495 | 1409 | 1409 | 127.6495 | 1409 | 72.3 | 21.12 | 1409 | 127.6495 | 1409
350 |  | 1406.1 | 128.7229 | 1406.1 | 1406.1 | 128.7229 | 1406.1 | 1406.1 | 128.7229 | 1406.1 | 72.3 | 19.37 | 1406.1 | 128.7229 | 1406.1
351 |  | 1469.1 | 128.0039 | 1469.1 | 1469.1 | 128.0039 | 1469.1 | 1469.1 | 128.0039 | 1469.1 | 71.3 | 17.64 | 1469.1 | 128.0039 | 1469.1
352 |  | 1470.4 | 127.6488 | 1470.4 | 1470.4 | 127.6488 | 1470.4 | 1470.4 | 127.6488 | 1470.4 | 71.8 | 18.73 | 1470.4 | 127.6488 | 1470.4
353 |  | 1462.7 | 128.8773 | 1462.7 | 1462.7 | 128.8773 | 1462.7 | 1462.7 | 128.8773 | 1462.7 | 71.9 | 14.22 | 1462.7 | 128.8773 | 1462.7
354 |  | 1542.6 | 124.3167 | 1542.6 | 1542.6 | 124.3167 | 1542.6 | 1542.6 | 124.3167 | 1542.6 | 72.3 | 16.98 | 1542.6 | 124.3167 | 1542.6
355 |  | 1749.5 | 127.125 | 1749.5 | 1749.5 | 127.125 | 1749.5 | 1749.5 | 127.125 | 1749.5 | 68.2 | 11.22 | 1749.5 | 127.125 | 1749.5
356 |  | 1739.7 | 122.8043 | 1739.7 | 1739.7 | 122.8043 | 1739.7 | 1739.7 | 122.8043 | 1739.7 | 71.2 | 9.76 | 1739.7 | 122.8043 | 1739.7
357 |  | 1707.8 | 126.1706 | 1707.8 | 1707.8 | 126.1706 | 1707.8 | 1707.8 | 126.1706 | 1707.8 | 70.6 | 9.69 | 1707.8 | 126.1706 | 1707.8
358 |  | 1708.8 | 126.3515 | 1708.8 | 1708.8 | 126.3515 | 1708.8 | 1708.8 | 126.3515 | 1708.8 | 71.6 | 9.36 | 1708.8 | 126.3515 | 1708.8
359 |  | 1641.5 | 126.7571 | 1641.5 | 1641.5 | 126.7571 | 1641.5 | 1641.5 | 126.7571 | 1641.5 | 72.1 | 9.9 | 1641.5 | 126.7571 | 1641.5
360 |  | 1446.1 | 125.7761 | 1446.1 | 1446.1 | 125.7761 | 1446.1 | 1446.1 | 125.7761 | 1446.1 | 71.4 | 9.88 | 1446.1 | 125.7761 | 1446.1
361 |  | 1673.7 | 127.236 | 1673.7 | 1673.7 | 127.236 | 1673.7 | 1673.7 | 127.236 | 1673.7 | 71.2 | 9.28 | 1673.7 | 127.236 | 1673.7
362 |  | 1692.4 | 125.7515 | 1692.4 | 1692.4 | 125.7515 | 1692.4 | 1692.4 | 125.7515 | 1692.4 | 71.1 | 9.28 | 1692.4 | 125.7515 | 1692.4
363 |  | 1675.9 | 123.9651 | 1675.9 | 1675.9 | 123.9651 | 1675.9 | 1675.9 | 123.9651 | 1675.9 | 71 | 8.72 | 1675.9 | 123.9651 | 1675.9
364 |  | 1618.2 | 126.1945 | 1618.2 | 1618.2 | 126.1945 | 1618.2 | 1618.2 | 126.1945 | 1618.2 | 70.8 | 9.25 | 1618.2 | 126.1945 | 1618.2
365 |  | 1621.3 | 126.9754 | 1621.3 | 1621.3 | 126.9754 | 1621.3 | 1621.3 | 126.9754 | 1621.3 | 70.8 | 9.69 | 1621.3 | 126.9754 | 1621.3
366 |  | 1703.5 | 128.3177 | 1703.5 | 1703.5 | 128.3177 | 1703.5 | 1703.5 | 128.3177 | 1703.5 | 71 | 9.57 | 1703.5 | 128.3177 | 1703.5
367 |  | 1469 | 125.0348 | 1469 | 1469 | 125.0348 | 1469 | 1469 | 125.0348 | 1469 | 70.4 | 9.2 | 1469 | 125.0348 | 1469
368 |  | 1465.2 | 119.4818 | 1465.2 | 1465.2 | 119.4818 | 1465.2 | 1465.2 | 119.4818 | 1465.2 | 69.5 | 9.98 | 1465.2 | 119.4818 | 1465.2
369 |  | 1492 | 123.0932 | 1492 | 1492 | 123.0932 | 1492 | 1492 | 123.0932 | 1492 | 71.1 | 19.22 | 1492 | 123.0932 | 1492
370 |  | 1532.4 | 123.2841 | 1532.4 | 1532.4 | 123.2841 | 1532.4 | 1532.4 | 123.2841 | 1532.4 | 70.9 | 18.01 | 1532.4 | 123.2841 | 1532.4
371 |  | 1512.7 | 126.7068 | 1512.7 | 1512.7 | 126.7068 | 1512.7 | 1512.7 | 126.7068 | 1512.7 | 71.1 | 19.89 | 1512.7 | 126.7068 | 1512.7
372 |  | 1481.4 | 124.9651 | 1481.4 | 1481.4 | 124.9651 | 1481.4 | 1481.4 | 124.9651 | 1481.4 | 71.9 | 22.43 | 1481.4 | 124.9651 | 1481.4
373 |  | 1476.5 | 126.3718 | 1476.5 | 1476.5 | 126.3718 | 1476.5 | 1476.5 | 126.3718 | 1476.5 | 71.3 | 20.5 | 1476.5 | 126.3718 | 1476.5
374 |  | 1498.4 | 126.2645 | 1498.4 | 1498.4 | 126.2645 | 1498.4 | 1498.4 | 126.2645 | 1498.4 | 71.6 | 17.39 | 1498.4 | 126.2645 | 1498.4
375 |  | 1420.7 | 122.9673 | 1420.7 | 1420.7 | 122.9673 | 1420.7 | 1420.7 | 122.9673 | 1420.7 | 71.5 | 14.27 | 1420.7 | 122.9673 | 1420.7
376 |  | 1584.4 | 124.877 | 1584.4 | 1584.4 | 124.877 | 1584.4 | 1584.4 | 124.877 | 1584.4 | 71.3 | 14.84 | 1584.4 | 124.877 | 1584.4
377 |  | 1562.3 | 127.6791 | 1562.3 | 1562.3 | 127.6791 | 1562.3 | 1562.3 | 127.6791 | 1562.3 | 71.8 | 20.44 | 1562.3 | 127.6791 | 1562.3
378 |  | 1537.8 | 124.799 | 1537.8 | 1537.8 | 124.799 | 1537.8 | 1537.8 | 124.799 | 1537.8 | 71.8 | 13.64 | 1537.8 | 124.799 | 1537.8
379 |  | 1819.3 | 126.0429 | 1819.3 | 1819.3 | 126.0429 | 1819.3 | 1819.3 | 126.0429 | 1819.3 | 70.3 | 12.59 | 1819.3 | 126.0429 | 1819.3
380 |  | 1926.6 | 123.021 | 1926.6 | 1926.6 | 123.021 | 1926.6 | 1926.6 | 123.021 | 1926.6 | 71.4 | 11.82 | 1926.6 | 123.021 | 1926.6
381 |  | 1925 | 125.773 | 1925 | 1925 | 125.773 | 1925 | 1925 | 125.773 | 1925 | 71.7 | 9.51 | 1925 | 125.773 | 1925
382 |  | 1935.3 | 122.4906 | 1935.3 | 1935.3 | 122.4906 | 1935.3 | 1935.3 | 122.4906 | 1935.3 | 72.3 | 10.01 | 1935.3 | 122.4906 | 1935.3
383 |  | 1852.5 | 124.8948 | 1852.5 | 1852.5 | 124.8948 | 1852.5 | 1852.5 | 124.8948 | 1852.5 | 72.3 | 9.65 | 1852.5 | 124.8948 | 1852.5
384 |  | 1745.8 | 124.999 | 1745.8 | 1745.8 | 124.999 | 1745.8 | 1745.8 | 124.999 | 1745.8 | 71.7 | 9.82 | 1745.8 | 124.999 | 1745.8
385 |  | 1585.6 | 124.9507 | 1585.6 | 1585.6 | 124.9507 | 1585.6 | 1585.6 | 124.9507 | 1585.6 | 71.3 | 9.92 | 1585.6 | 124.9507 | 1585.6
386 |  | 1532.3 | 123.9924 | 1532.3 | 1532.3 | 123.9924 | 1532.3 | 1532.3 | 123.9924 | 1532.3 | 71.4 | 9.32 | 1532.3 | 123.9924 | 1532.3
387 |  | 1511.1 | 121.9734 | 1511.1 | 1511.1 | 121.9734 | 1511.1 | 1511.1 | 121.9734 | 1511.1 | 71.1 | 9.11 | 1511.1 | 121.9734 | 1511.1
388 |  | 1513.9 | 123.6702 | 1513.9 | 1513.9 | 123.6702 | 1513.9 | 1513.9 | 123.6702 | 1513.9 | 71.6 | 9.23 | 1513.9 | 123.6702 | 1513.9
389 |  | 1517.6 | 125.775 | 1517.6 | 1517.6 | 125.775 | 1517.6 | 1517.6 | 125.775 | 1517.6 | 71.7 | 8.8 | 1517.6 | 125.775 | 1517.6
390 |  | 1644.2 | 123.4532 | 1644.2 | 1644.2 | 123.4532 | 1644.2 | 1644.2 | 123.4532 | 1644.2 | 72.3 | 8.58 | 1644.2 | 123.4532 | 1644.2
391 |  | 1597.8 | 126.5297 | 1597.8 | 1597.8 | 126.5297 | 1597.8 | 1597.8 | 126.5297 | 1597.8 | 72.2 | 7.94 | 1597.8 | 126.5297 | 1597.8
392 |  | 1493.2 | 120.0729 | 1493.2 | 1493.2 | 120.0729 | 1493.2 | 1493.2 | 120.0729 | 1493.2 | 71.9 | 7.7 | 1493.2 | 120.0729 | 1493.2
393 |  | 1435.3 | 121.391 | 1435.3 | 1435.3 | 121.391 | 1435.3 | 1435.3 | 121.391 | 1435.3 | 72.2 | 8.72 | 1435.3 | 121.391 | 1435.3
394 |  | 1397.2 | 121.0337 | 1397.2 | 1397.2 | 121.0337 | 1397.2 | 1397.2 | 121.0337 | 1397.2 | 72.5 | 8.79 | 1397.2 | 121.0337 | 1397.2
395 |  | 1367.5 | 118.0467 | 1367.5 | 1367.5 | 118.0467 | 1367.5 | 1367.5 | 118.0467 | 1367.5 | 72.2 | 9.43 | 1367.5 | 118.0467 | 1367.5
396 |  | 1413.6 | 118.2899 | 1413.6 | 1413.6 | 118.2899 | 1413.6 | 1413.6 | 118.2899 | 1413.6 | 71.9 | 11.31 | 1413.6 | 118.2899 | 1413.6
397 |  | 1474.2 | 120.1247 | 1474.2 | 1474.2 | 120.1247 | 1474.2 | 1474.2 | 120.1247 | 1474.2 | 72.1 | 11.39 | 1474.2 | 120.1247 | 1474.2
398 |  | 1555.8 | 120.2744 | 1555.8 | 1555.8 | 120.2744 | 1555.8 | 1555.8 | 120.2744 | 1555.8 | 72.1 | 9.28 | 1555.8 | 120.2744 | 1555.8
399 |  | 1537.4 | 121.8149 | 1537.4 | 1537.4 | 121.8149 | 1537.4 | 1537.4 | 121.8149 | 1537.4 | 71.5 | 9.34 | 1537.4 | 121.8149 | 1537.4
400 |  | 1575 | 122.0087 | 1575 | 1575 | 122.0087 | 1575 | 1575 | 122.0087 | 1575 | 71.7 | 9.67 | 1575 | 122.0087 | 1575
401 |  | 1568.7 | 125.1424 | 1568.7 | 1568.7 | 125.1424 | 1568.7 | 1568.7 | 125.1424 | 1568.7 | 72.3 | 9.66 | 1568.7 | 125.1424 | 1568.7
402 |  | 1623.7 | 122.776 | 1623.7 | 1623.7 | 122.776 | 1623.7 | 1623.7 | 122.776 | 1623.7 | 71.1 | 9.06 | 1623.7 | 122.776 | 1623.7
403 |  | 1900.2 | 124.2231 | 1900.2 | 1900.2 | 124.2231 | 1900.2 | 1900.2 | 124.2231 | 1900.2 | 72.1 | 8.72 | 1900.2 | 124.2231 | 1900.2
404 |  | 1951.9 | 124.8519 | 1951.9 | 1951.9 | 124.8519 | 1951.9 | 1951.9 | 124.8519 | 1951.9 | 72.5 | 8.66 | 1951.9 | 124.8519 | 1951.9
405 |  | 1864 | 125.0039 | 1864 | 1864 | 125.0039 | 1864 | 1864 | 125.0039 | 1864 | 72.2 | 8.21 | 1864 | 125.0039 | 1864
406 |  | 1793.1 | 123.2255 | 1793.1 | 1793.1 | 123.2255 | 1793.1 | 1793.1 | 123.2255 | 1793.1 | 71.4 | 8.89 | 1793.1 | 123.2255 | 1793.1
407 |  | 1706.4 | 124.1859 | 1706.4 | 1706.4 | 124.1859 | 1706.4 | 1706.4 | 124.1859 | 1706.4 | 72.4 | 8.52 | 1706.4 | 124.1859 | 1706.4
408 |  | 1662.3 | 125.8154 | 1662.3 | 1662.3 | 125.8154 | 1662.3 | 1662.3 | 125.8154 | 1662.3 | 72.6 | 8.65 | 1662.3 | 125.8154 | 1662.3
409 |  | 1641.6 | 128.6328 | 1641.6 | 1641.6 | 128.6328 | 1641.6 | 1641.6 | 128.6328 | 1641.6 | 72.6 | 8.76 | 1641.6 | 128.6328 | 1641.6
410 |  | 1617.8 | 124.212 | 1617.8 | 1617.8 | 124.212 | 1617.8 | 1617.8 | 124.212 | 1617.8 | 73.2 | 8.51 | 1617.8 | 124.212 | 1617.8
411 |  | 1584.7 | 123.341 | 1584.7 | 1584.7 | 123.341 | 1584.7 | 1584.7 | 123.341 | 1584.7 | 73.1 | 8.7 | 1584.7 | 123.341 | 1584.7
412 |  | 1556.9 | 123.3897 | 1556.9 | 1556.9 | 123.3897 | 1556.9 | 1556.9 | 123.3897 | 1556.9 | 72.9 | 8.44 | 1556.9 | 123.3897 | 1556.9
413 |  | 1606.8 | 123.136 | 1606.8 | 1606.8 | 123.136 | 1606.8 | 1606.8 | 123.136 | 1606.8 | 72.9 | 8.74 | 1606.8 | 123.136 | 1606.8
414 |  | 1684.7 | 126.2918 | 1684.7 | 1684.7 | 126.2918 | 1684.7 | 1684.7 | 126.2918 | 1684.7 | 72.2 | 8.53 | 1684.7 | 126.2918 | 1684.7
415 |  | 1598.1 | 126.7392 | 1598.1 | 1598.1 | 126.7392 | 1598.1 | 1598.1 | 126.7392 | 1598.1 | 71.5 | 8.93 | 1598.1 | 126.7392 | 1598.1
416 |  | 1502.9 | 125.1727 | 1502.9 | 1502.9 | 125.1727 | 1502.9 | 1502.9 | 125.1727 | 1502.9 | 72.5 | 9.14 | 1502.9 | 125.1727 | 1502.9
417 |  | 1568.3 | 125.4932 | 1568.3 | 1568.3 | 125.4932 | 1568.3 | 1568.3 | 125.4932 | 1568.3 | 70.5 | 10.77 | 1568.3 | 125.4932 | 1568.3
418 |  | 1615.3 | 123.8331 | 1615.3 | 1615.3 | 123.8331 | 1615.3 | 1615.3 | 123.8331 | 1615.3 | 71.8 | 10.73 | 1615.3 | 123.8331 | 1615.3
419 |  | 1680 | 127.2147 | 1680 | 1680 | 127.2147 | 1680 | 1680 | 127.2147 | 1680 | 72.4 | 10.9 | 1680 | 127.2147 | 1680
420 |  | 1486.5 | 126.3417 | 1486.5 | 1486.5 | 126.3417 | 1486.5 | 1486.5 | 126.3417 | 1486.5 | 72.7 | 11.31 | 1486.5 | 126.3417 | 1486.5
421 |  | 1535.8 | 124.624 | 1535.8 | 1535.8 | 124.624 | 1535.8 | 1535.8 | 124.624 | 1535.8 | 72.5 | 10.86 | 1535.8 | 124.624 | 1535.8
422 |  | 1560 | 124.5697 | 1560 | 1560 | 124.5697 | 1560 | 1560 | 124.5697 | 1560 | 72.3 | 10.89 | 1560 | 124.5697 | 1560
423 |  | 1616.2 | 103.8754 | 1616.2 | 1616.2 | 103.8754 | 1616.2 | 1616.2 | 103.8754 | 1616.2 | 72.6 | 11.02 | 1616.2 | 103.8754 | 1616.2
424 |  | 1574.3 | 103.6039 | 1574.3 | 1574.3 | 103.6039 | 1574.3 | 1574.3 | 103.6039 | 1574.3 | 72.6 | 11.77 | 1574.3 | 103.6039 | 1574.3
425 |  | 1660.6 | 103.9062 | 1660.6 | 1660.6 | 103.9062 | 1660.6 | 1660.6 | 103.9062 | 1660.6 | 73.5 | 12.16 | 1660.6 | 103.9062 | 1660.6
426 |  | 1679.5 | 102.2055 | 1679.5 | 1679.5 | 102.2055 | 1679.5 | 1679.5 | 102.2055 | 1679.5 | 72.1 | 11.05 | 1679.5 | 102.2055 | 1679.5
427 |  | 1938.5 | 114.5721 | 1938.5 | 1938.5 | 114.5721 | 1938.5 | 1938.5 | 114.5721 | 1938.5 | 73.2 | 10.49 | 1938.5 | 114.5721 | 1938.5
428 |  | 1962 | 124.3342 | 1962 | 1962 | 124.3342 | 1962 | 1962 | 124.3342 | 1962 | 71.9 | 10.08 | 1962 | 124.3342 | 1962
429 |  | 2004.5 | 126.0595 | 2004.5 | 2004.5 | 126.0595 | 2004.5 | 2004.5 | 126.0595 | 2004.5 | 73 | 9.77 | 2004.5 | 126.0595 | 2004.5
430 |  | 1950.5 | 121.8031 | 1950.5 | 1950.5 | 121.8031 | 1950.5 | 1950.5 | 121.8031 | 1950.5 | 73.1 | 9.82 | 1950.5 | 121.8031 | 1950.5
431 |  | 1846.8 | 125.8907 | 1846.8 | 1846.8 | 125.8907 | 1846.8 | 1846.8 | 125.8907 | 1846.8 | 71.5 | 9.81 | 1846.8 | 125.8907 | 1846.8
432 |  | 1751.6 | 125.0494 | 1751.6 | 1751.6 | 125.0494 | 1751.6 | 1751.6 | 125.0494 | 1751.6 | 73 | 9.96 | 1751.6 | 125.0494 | 1751.6
433 |  | 1724.3 | 122.8208 | 1724.3 | 1724.3 | 122.8208 | 1724.3 | 1724.3 | 122.8208 | 1724.3 | 72.8 | 9.91 | 1724.3 | 122.8208 | 1724.3
434 |  | 1662.2 | 121.3611 | 1662.2 | 1662.2 | 121.3611 | 1662.2 | 1662.2 | 121.3611 | 1662.2 | 73.4 | 9.64 | 1662.2 | 121.3611 | 1662.2
435 |  | 1669.1 | 122.6514 | 1669.1 | 1669.1 | 122.6514 | 1669.1 | 1669.1 | 122.6514 | 1669.1 | 73.2 | 9.92 | 1669.1 | 122.6514 | 1669.1
436 |  | 1646.6 | 124.2602 | 1646.6 | 1646.6 | 124.2602 | 1646.6 | 1646.6 | 124.2602 | 1646.6 | 72.5 | 9.5 | 1646.6 | 124.2602 | 1646.6
437 |  | 1633.8 | 123.2617 | 1633.8 | 1633.8 | 123.2617 | 1633.8 | 1633.8 | 123.2617 | 1633.8 | 72.7 | 8.28 | 1633.8 | 123.2617 | 1633.8
438 |  | 1712.7 | 122.1223 | 1712.7 | 1712.7 | 122.1223 | 1712.7 | 1712.7 | 122.1223 | 1712.7 | 73.2 | 8.61 | 1712.7 | 122.1223 | 1712.7
439 |  | 1578.9 | 121.9732 | 1578.9 | 1578.9 | 121.9732 | 1578.9 | 1578.9 | 121.9732 | 1578.9 | 71.6 | 9.42 | 1578.9 | 121.9732 | 1578.9
440 |  | 1595.2 | 121.5326 | 1595.2 | 1595.2 | 121.5326 | 1595.2 | 1595.2 | 121.5326 | 1595.2 | 72.5 | 9.73 | 1595.2 | 121.5326 | 1595.2
441 |  | 1604.3 | 121.8846 | 1604.3 | 1604.3 | 121.8846 | 1604.3 | 1604.3 | 121.8846 | 1604.3 | 72.2 | 11.18 | 1604.3 | 121.8846 | 1604.3
442 |  | 1621 | 124.7462 | 1621 | 1621 | 124.7462 | 1621 | 1621 | 124.7462 | 1621 | 72.4 | 11.23 | 1621 | 124.7462 | 1621
443 |  | 1665.3 | 118.9664 | 1665.3 | 1665.3 | 118.9664 | 1665.3 | 1665.3 | 118.9664 | 1665.3 | 71.4 | 8.5 | 1665.3 | 118.9664 | 1665.3
444 |  | 1624.8 | 120.7294 | 1624.8 | 1624.8 | 120.7294 | 1624.8 | 1624.8 | 120.7294 | 1624.8 | 70.3 | 13.12 | 1624.8 | 120.7294 | 1624.8
445 |  | 1661.2 | 119.274 | 1661.2 | 1661.2 | 119.274 | 1661.2 | 1661.2 | 119.274 | 1661.2 | 70.8 | 11.84 | 1661.2 | 119.274 | 1661.2
446 |  | 1658.9 | 120.2533 | 1658.9 | 1658.9 | 120.2533 | 1658.9 | 1658.9 | 120.2533 | 1658.9 | 71.7 | 13.75 | 1658.9 | 120.2533 | 1658.9
447 |  | 1678.2 | 121.7482 | 1678.2 | 1678.2 | 121.7482 | 1678.2 | 1678.2 | 121.7482 | 1678.2 | 73.3 | 13.21 | 1678.2 | 121.7482 | 1678.2
448 |  | 1679.1 | 126.1437 | 1679.1 | 1679.1 | 126.1437 | 1679.1 | 1679.1 | 126.1437 | 1679.1 | 72.4 | 11.94 | 1679.1 | 126.1437 | 1679.1
449 |  | 1645.6 | 126.9444 | 1645.6 | 1645.6 | 126.9444 | 1645.6 | 1645.6 | 126.9444 | 1645.6 | 73.4 | 12.91 | 1645.6 | 126.9444 | 1645.6
450 |  | 1706.7 | 129.4523 | 1706.7 | 1706.7 | 129.4523 | 1706.7 | 1706.7 | 129.4523 | 1706.7 | 70.1 | 11.69 | 1706.7 | 129.4523 | 1706.7
451 |  | 1893.2 | 132.5496 | 1893.2 | 1893.2 | 132.5496 | 1893.2 | 1893.2 | 132.5496 | 1893.2 | 71.7 | 10.95 | 1893.2 | 132.5496 | 1893.2
452 |  | 1943.1 | 131.6521 | 1943.1 | 1943.1 | 131.6521 | 1943.1 | 1943.1 | 131.6521 | 1943.1 | 71.5 | 8.84 | 1943.1 | 131.6521 | 1943.1
453 |  | 1965 | 126.5498 | 1965 | 1965 | 126.5498 | 1965 | 1965 | 126.5498 | 1965 | 71.8 | 8.08 | 1965 | 126.5498 | 1965
454 |  | 1928.5 | 129.421 | 1928.5 | 1928.5 | 129.421 | 1928.5 | 1928.5 | 129.421 | 1928.5 | 72.7 | 7.91 | 1928.5 | 129.421 | 1928.5
455 |  | 1794.4 | 129.3111 | 1794.4 | 1794.4 | 129.3111 | 1794.4 | 1794.4 | 129.3111 | 1794.4 | 71.9 | 8.04 | 1794.4 | 129.3111 | 1794.4
456 |  | 1764.7 | 127.7241 | 1764.7 | 1764.7 | 127.7241 | 1764.7 | 1764.7 | 127.7241 | 1764.7 | 71.3 | 9.63 | 1764.7 | 127.7241 | 1764.7
457 |  | 1664.7 | 127.9536 | 1664.7 | 1664.7 | 127.9536 | 1664.7 | 1664.7 | 127.9536 | 1664.7 | 72 | 9.51 | 1664.7 | 127.9536 | 1664.7
458 |  | 1679.3 | 127.3918 | 1679.3 | 1679.3 | 127.3918 | 1679.3 | 1679.3 | 127.3918 | 1679.3 | 71.2 | 9.74 | 1679.3 | 127.3918 | 1679.3
459 |  | 1621.3 | 126.7877 | 1621.3 | 1621.3 | 126.7877 | 1621.3 | 1621.3 | 126.7877 | 1621.3 | 71.6 | 9.38 | 1621.3 | 126.7877 | 1621.3
460 |  | 1621.6 | 127.7758 | 1621.6 | 1621.6 | 127.7758 | 1621.6 | 1621.6 | 127.7758 | 1621.6 | 72.1 | 9.15 | 1621.6 | 127.7758 | 1621.6
461 |  | 1653.7 | 127.2021 | 1653.7 | 1653.7 | 127.2021 | 1653.7 | 1653.7 | 127.2021 | 1653.7 | 72.1 | 9.46 | 1653.7 | 127.2021 | 1653.7
462 |  | 1707.9 | 126.8252 | 1707.9 | 1707.9 | 126.8252 | 1707.9 | 1707.9 | 126.8252 | 1707.9 | 72.6 | 9.21 | 1707.9 | 126.8252 | 1707.9
463 |  | 1585.6 | 129.6977 | 1585.6 | 1585.6 | 129.6977 | 1585.6 | 1585.6 | 129.6977 | 1585.6 | 71.8 | 8.88 | 1585.6 | 129.6977 | 1585.6
464 |  | 1578.7 | 128.5928 | 1578.7 | 1578.7 | 128.5928 | 1578.7 | 1578.7 | 128.5928 | 1578.7 | 71.9 | 10.03 | 1578.7 | 128.5928 | 1578.7
465 |  | 1572.8 | 129.1746 | 1572.8 | 1572.8 | 129.1746 | 1572.8 | 1572.8 | 129.1746 | 1572.8 | 71.4 | 12.41 | 1572.8 | 129.1746 | 1572.8
466 |  | 1648.3 | 127.4141 | 1648.3 | 1648.3 | 127.4141 | 1648.3 | 1648.3 | 127.4141 | 1648.3 | 70.6 | 12.93 | 1648.3 | 127.4141 | 1648.3
467 |  | 1682.6 | 130.6092 | 1682.6 | 1682.6 | 130.6092 | 1682.6 | 1682.6 | 130.6092 | 1682.6 | 71.8 | 14.05 | 1682.6 | 130.6092 | 1682.6
468 |  | 1608 | 130.4393 | 1608 | 1608 | 130.4393 | 1608 | 1608 | 130.4393 | 1608 | 71.1 | 12.38 | 1608 | 130.4393 | 1608
469 |  | 1658.1 | 131.8136 | 1658.1 | 1658.1 | 131.8136 | 1658.1 | 1658.1 | 131.8136 | 1658.1 | 69.1 | 13.03 | 1658.1 | 131.8136 | 1658.1
470 |  | 1669.1 | 127.0232 | 1669.1 | 1669.1 | 127.0232 | 1669.1 | 1669.1 | 127.0232 | 1669.1 | 69.6 | 11.8 | 1669.1 | 127.0232 | 1669.1
471 |  | 1662.2 | 130.4714 | 1662.2 | 1662.2 | 130.4714 | 1662.2 | 1662.2 | 130.4714 | 1662.2 | 72 | 12.06 | 1662.2 | 130.4714 | 1662.2
472 |  | 1643.5 | 126.8116 | 1643.5 | 1643.5 | 126.8116 | 1643.5 | 1643.5 | 126.8116 | 1643.5 | 71.3 | 14.24 | 1643.5 | 126.8116 | 1643.5
473 |  | 1625.4 | 126.5875 | 1625.4 | 1625.4 | 126.5875 | 1625.4 | 1625.4 | 126.5875 | 1625.4 | 71.5 | 11.24 | 1625.4 | 126.5875 | 1625.4
474 |  | 1666.2 | 125.2955 | 1666.2 | 1666.2 | 125.2955 | 1666.2 | 1666.2 | 125.2955 | 1666.2 | 72.5 | 11.86 | 1666.2 | 125.2955 | 1666.2
475 |  | 1923.6 | 124.4257 | 1923.6 | 1923.6 | 124.4257 | 1923.6 | 1923.6 | 124.4257 | 1923.6 | 71.3 | 12.55 | 1923.6 | 124.4257 | 1923.6
476 |  | 1974.2 | 126.1033 | 1974.2 | 1974.2 | 126.1033 | 1974.2 | 1974.2 | 126.1033 | 1974.2 | 72.3 | 10.8 | 1974.2 | 126.1033 | 1974.2
477 |  | 1955.4 | 132.1077 | 1955.4 | 1955.4 | 132.1077 | 1955.4 | 1955.4 | 132.1077 | 1955.4 | 72.3 | 9.27 | 1955.4 | 132.1077 | 1955.4
478 |  | 1893.3 | 127.1493 | 1893.3 | 1893.3 | 127.1493 | 1893.3 | 1893.3 | 127.1493 | 1893.3 | 72 | 9.37 | 1893.3 | 127.1493 | 1893.3
479 |  | 1790.4 | 123.4252 | 1790.4 | 1790.4 | 123.4252 | 1790.4 | 1790.4 | 123.4252 | 1790.4 | 73 | 9.05 | 1790.4 | 123.4252 | 1790.4
480 |  | 1762.8 | 124.3506 | 1762.8 | 1762.8 | 124.3506 | 1762.8 | 1762.8 | 124.3506 | 1762.8 | 72.2 | 9.23 | 1762.8 | 124.3506 | 1762.8
481 |  | 1658.5 | 123.9287 | 1658.5 | 1658.5 | 123.9287 | 1658.5 | 1658.5 | 123.9287 | 1658.5 | 73.1 | 9.7 | 1658.5 | 123.9287 | 1658.5
482 |  | 1622.8 | 124.3791 | 1622.8 | 1622.8 | 124.3791 | 1622.8 | 1622.8 | 124.3791 | 1622.8 | 72.8 | 9.07 | 1622.8 | 124.3791 | 1622.8
483 |  | 1634.2 | 125.1275 | 1634.2 | 1634.2 | 125.1275 | 1634.2 | 1634.2 | 125.1275 | 1634.2 | 71.7 | 9.07 | 1634.2 | 125.1275 | 1634.2
484 |  | 1627.3 | 130.2211 | 1627.3 | 1627.3 | 130.2211 | 1627.3 | 1627.3 | 130.2211 | 1627.3 | 72 | 8.3 | 1627.3 | 130.2211 | 1627.3
485 |  | 1577.5 | 127.3603 | 1577.5 | 1577.5 | 127.3603 | 1577.5 | 1577.5 | 127.3603 | 1577.5 | 72.4 | 8.8 | 1577.5 | 127.3603 | 1577.5
486 |  | 1652.35 | 126.6249 | 1652.35 | 1652.35 | 126.6249 | 1652.35 | 1652.35 | 126.6249 | 1652.35 | 71 | 9.47 | 1652.35 | 126.6249 | 1652.35
487 |  | 1536.65 | 128.5791 | 1536.65 | 1536.65 | 128.5791 | 1536.65 | 1536.65 | 128.5791 | 1536.65 | 71.9 | 9.055 | 1536.65 | 128.5791 | 1536.65
488 |  | 1523.8 | 129.046 | 1523.8 | 1523.8 | 129.046 | 1523.8 | 1523.8 | 129.046 | 1523.8 | 72.1 | 9.87 | 1523.8 | 129.046 | 1523.8
489 |  | 1313.6 | 127.9871 | 1313.6 | 1313.6 | 127.9871 | 1313.6 | 1313.6 | 127.9871 | 1313.6 | 72.2 | 12.97 | 1313.6 | 127.9871 | 1313.6
490 |  | 1531.3 | 126.6354 | 1531.3 | 1531.3 | 126.6354 | 1531.3 | 1531.3 | 126.6354 | 1531.3 | 71.9 | 13.52 | 1531.3 | 126.6354 | 1531.3
491 |  | 1587.8 | 124.0939 | 1587.8 | 1587.8 | 124.0939 | 1587.8 | 1587.8 | 124.0939 | 1587.8 | 71.6 | 14.525 | 1587.8 | 124.0939 | 1587.8
492 |  | 1538.3 | 130.2808 | 1538.3 | 1538.3 | 130.2808 | 1538.3 | 1538.3 | 130.2808 | 1538.3 | 72.3 | 13.48 | 1538.3 | 130.2808 | 1538.3
493 |  | 1586.8 | 130.1392 | 1586.8 | 1586.8 | 130.1392 | 1586.8 | 1586.8 | 130.1392 | 1586.8 | 71 | 12.57 | 1586.8 | 130.1392 | 1586.8
494 |  | 1597.4 | 131.0604 | 1597.4 | 1597.4 | 131.0604 | 1597.4 | 1597.4 | 131.0604 | 1597.4 | 72.9 | 11.445 | 1597.4 | 131.0604 | 1597.4
495 |  | 1639.7 | 132.4476 | 1639.7 | 1639.7 | 132.4476 | 1639.7 | 1639.7 | 132.4476 | 1639.7 | 71.3 | 11.79 | 1639.7 | 132.4476 | 1639.7
496 |  | 1637.3 | 131.3066 | 1637.3 | 1637.3 | 131.3066 | 1637.3 | 1637.3 | 131.3066 | 1637.3 | 72.3 | 12.69 | 1637.3 | 131.3066 | 1637.3
497 |  | 1683.7 | 133.8718 | 1683.7 | 1683.7 | 133.8718 | 1683.7 | 1683.7 | 133.8718 | 1683.7 | 72.7 | 9.53 | 1683.7 | 133.8718 | 1683.7
498 |  | 1727.7 | 132.9 | 1727.7 | 1727.7 | 132.9 | 1727.7 | 1727.7 | 132.9 | 1727.7 | 72.2 | 10.72 | 1727.7 | 132.9 | 1727.7
499 |  | 1961.3 | 130.2509 | 1961.3 | 1961.3 | 130.2509 | 1961.3 | 1961.3 | 130.2509 | 1961.3 | 72.2 | 12.79 | 1961.3 | 130.2509 | 1961.3
500 |  | 1995.6 | 133.1519 | 1995.6 | 1995.6 | 133.1519 | 1995.6 | 1995.6 | 133.1519 | 1995.6 | 72.9 | 9.77 | 1995.6 | 133.1519 | 1995.6
501 |  | 1988.1 | 131.2673 | 1988.1 | 1988.1 | 131.2673 | 1988.1 | 1988.1 | 131.2673 | 1988.1 | 71.6 | 9.84 | 1988.1 | 131.2673 | 1988.1
502 |  | 1933.1 | 130.527 | 1933.1 | 1933.1 | 130.527 | 1933.1 | 1933.1 | 130.527 | 1933.1 | 71.4 | 9.5 | 1933.1 | 130.527 | 1933.1
503 |  | 1725.1 | 133.6966 | 1725.1 | 1725.1 | 133.6966 | 1725.1 | 1725.1 | 133.6966 | 1725.1 | 72.6 | 9.42 | 1725.1 | 133.6966 | 1725.1
504 |  | 1684.7 | 131.5129 | 1684.7 | 1684.7 | 131.5129 | 1684.7 | 1684.7 | 131.5129 | 1684.7 | 71.9 | 9.99 | 1684.7 | 131.5129 | 1684.7
505 |  | 1632.7 | 123.8503 | 1632.7 | 1632.7 | 123.8503 | 1632.7 | 1632.7 | 123.8503 | 1632.7 | 72.7 | 9.84 | 1632.7 | 123.8503 | 1632.7
506 |  | 1605.9 | 124.4841 | 1605.9 | 1605.9 | 124.4841 | 1605.9 | 1605.9 | 124.4841 | 1605.9 | 71.5 | 9.83 | 1605.9 | 124.4841 | 1605.9
507 |  | 1565.8 | 124.9594 | 1565.8 | 1565.8 | 124.9594 | 1565.8 | 1565.8 | 124.9594 | 1565.8 | 72.6 | 9.88 | 1565.8 | 124.9594 | 1565.8
508 |  | 1528.5 | 126.8174 | 1528.5 | 1528.5 | 126.8174 | 1528.5 | 1528.5 | 126.8174 | 1528.5 | 72.9 | 9.32 | 1528.5 | 126.8174 | 1528.5
509 |  | 1556.9 | 130.3284 | 1556.9 | 1556.9 | 130.3284 | 1556.9 | 1556.9 | 130.3284 | 1556.9 | 71.5 | 9.59 | 1556.9 | 130.3284 | 1556.9
510 |  | 1596.8 | 129.8121 | 1596.8 | 1596.8 | 129.8121 | 1596.8 | 1596.8 | 129.8121 | 1596.8 | 72.4 | 9.6 | 1596.8 | 129.8121 | 1596.8
511 |  | 1487.7 | 129.2262 | 1487.7 | 1487.7 | 129.2262 | 1487.7 | 1487.7 | 129.2262 | 1487.7 | 71.7 | 9.23 | 1487.7 | 129.2262 | 1487.7
512 |  | 1468.9 | 128.1302 | 1468.9 | 1468.9 | 128.1302 | 1468.9 | 1468.9 | 128.1302 | 1468.9 | 72.3 | 9.71 | 1468.9 | 128.1302 | 1468.9
513 |  | 1448.3 | 127.4002 | 1448.3 | 1448.3 | 127.4002 | 1448.3 | 1448.3 | 127.4002 | 1448.3 | 71.9 | 13.53 | 1448.3 | 127.4002 | 1448.3
514 |  | 1474.5 | 131.1412 | 1474.5 | 1474.5 | 131.1412 | 1474.5 | 1474.5 | 131.1412 | 1474.5 | 71.9 | 14.11 | 1474.5 | 131.1412 | 1474.5
515 |  | 1526.3 | 130.7748 | 1526.3 | 1526.3 | 130.7748 | 1526.3 | 1526.3 | 130.7748 | 1526.3 | 71.6 | 15 | 1526.3 | 130.7748 | 1526.3
516 |  | 1472.6 | 131.5589 | 1472.6 | 1472.6 | 131.5589 | 1472.6 | 1472.6 | 131.5589 | 1472.6 | 71.8 | 14.58 | 1472.6 | 131.5589 | 1472.6
517 |  | 1483.9 | 131.2706 | 1483.9 | 1483.9 | 131.2706 | 1483.9 | 1483.9 | 131.2706 | 1483.9 | 72.3 | 12.11 | 1483.9 | 131.2706 | 1483.9
518 |  | 1531.8 | 133.5051 | 1531.8 | 1531.8 | 133.5051 | 1531.8 | 1531.8 | 133.5051 | 1531.8 | 72.3 | 11.09 | 1531.8 | 133.5051 | 1531.8
519 |  | 1514.3 | 129.6603 | 1514.3 | 1514.3 | 129.6603 | 1514.3 | 1514.3 | 129.6603 | 1514.3 | 71.3 | 11.52 | 1514.3 | 129.6603 | 1514.3
520 |  | 1509.1 | 132.8881 | 1509.1 | 1509.1 | 132.8881 | 1509.1 | 1509.1 | 132.8881 | 1509.1 | 71.8 | 11.14 | 1509.1 | 132.8881 | 1509.1
521 |  | 1577.9 | 133.9757 | 1577.9 | 1577.9 | 133.9757 | 1577.9 | 1577.9 | 133.9757 | 1577.9 | 71.9 | 7.82 | 1577.9 | 133.9757 | 1577.9
522 |  | 1601 | 132.2295 | 1601 | 1601 | 132.2295 | 1601 | 1601 | 132.2295 | 1601 | 72.3 | 9.58 | 1601 | 132.2295 | 1601
523 |  | 1823.1 | 131.6432 | 1823.1 | 1823.1 | 131.6432 | 1823.1 | 1823.1 | 131.6432 | 1823.1 | 68.2 | 9.95 | 1823.1 | 131.6432 | 1823.1
524 |  | 1841.7 | 131.3404 | 1841.7 | 1841.7 | 131.3404 | 1841.7 | 1841.7 | 131.3404 | 1841.7 | 71.2 | 10.13 | 1841.7 | 131.3404 | 1841.7
525 |  | 1869.1 | 128.8505 | 1869.1 | 1869.1 | 128.8505 | 1869.1 | 1869.1 | 128.8505 | 1869.1 | 70.6 | 9.89 | 1869.1 | 128.8505 | 1869.1
526 |  | 1850.3 | 130.0829 | 1850.3 | 1850.3 | 130.0829 | 1850.3 | 1850.3 | 130.0829 | 1850.3 | 71.6 | 9.39 | 1850.3 | 130.0829 | 1850.3
527 |  | 1760.2 | 128.2882 | 1760.2 | 1760.2 | 128.2882 | 1760.2 | 1760.2 | 128.2882 | 1760.2 | 72.1 | 9.77 | 1760.2 | 128.2882 | 1760.2
528 |  | 1615 | 127.1456 | 1615 | 1615 | 127.1456 | 1615 | 1615 | 127.1456 | 1615 | 71.4 | 9.65 | 1615 | 127.1456 | 1615
529 |  | 1583.7 | 128.1936 | 1583.7 | 1583.7 | 128.1936 | 1583.7 | 1583.7 | 128.1936 | 1583.7 | 71.2 | 9.53 | 1583.7 | 128.1936 | 1583.7
530 |  | 1549.1 | 128.5486 | 1549.1 | 1549.1 | 128.5486 | 1549.1 | 1549.1 | 128.5486 | 1549.1 | 71.1 | 9.58 | 1549.1 | 128.5486 | 1549.1
531 |  | 1542.7 | 128.245 | 1542.7 | 1542.7 | 128.245 | 1542.7 | 1542.7 | 128.245 | 1542.7 | 71 | 8.8 | 1542.7 | 128.245 | 1542.7
532 |  | 1519 | 128.7613 | 1519 | 1519 | 128.7613 | 1519 | 1519 | 128.7613 | 1519 | 70.8 | 9.59 | 1519 | 128.7613 | 1519
533 |  | 1525.3 | 128.6519 | 1525.3 | 1525.3 | 128.6519 | 1525.3 | 1525.3 | 128.6519 | 1525.3 | 70.8 | 9.9 | 1525.3 | 128.6519 | 1525.3
534 |  | 1546.1 | 131.4802 | 1546.1 | 1546.1 | 131.4802 | 1546.1 | 1546.1 | 131.4802 | 1546.1 | 71 | 9.23 | 1546.1 | 131.4802 | 1546.1
535 |  | 1402.6 | 130.9362 | 1402.6 | 1402.6 | 130.9362 | 1402.6 | 1402.6 | 130.9362 | 1402.6 | 70.4 | 9.62 | 1402.6 | 130.9362 | 1402.6
536 |  | 1382.3 | 130.3352 | 1382.3 | 1382.3 | 130.3352 | 1382.3 | 1382.3 | 130.3352 | 1382.3 | 69.5 | 9.91 | 1382.3 | 130.3352 | 1382.3
537 |  | 1447.8 | 126.1989 | 1447.8 | 1447.8 | 126.1989 | 1447.8 | 1447.8 | 126.1989 | 1447.8 | 71.1 | 10.83 | 1447.8 | 126.1989 | 1447.8
538 |  | 1429.2 | 130.8476 | 1429.2 | 1429.2 | 130.8476 | 1429.2 | 1429.2 | 130.8476 | 1429.2 | 70.9 | 11.77 | 1429.2 | 130.8476 | 1429.2
539 |  | 1408.7 | 127.0704 | 1408.7 | 1408.7 | 127.0704 | 1408.7 | 1408.7 | 127.0704 | 1408.7 | 71.1 | 11.34 | 1408.7 | 127.0704 | 1408.7
540 |  | 1424.8 | 128.2659 | 1424.8 | 1424.8 | 128.2659 | 1424.8 | 1424.8 | 128.2659 | 1424.8 | 71.9 | 11.8 | 1424.8 | 128.2659 | 1424.8
541 |  | 1530.8 | 128.1331 | 1530.8 | 1530.8 | 128.1331 | 1530.8 | 1530.8 | 128.1331 | 1530.8 | 71.3 | 11.47 | 1530.8 | 128.1331 | 1530.8
542 |  | 1508.8 | 131.296 | 1508.8 | 1508.8 | 131.296 | 1508.8 | 1508.8 | 131.296 | 1508.8 | 71.6 | 12.61 | 1508.8 | 131.296 | 1508.8
543 |  | 1579.8 | 130.0324 | 1579.8 | 1579.8 | 130.0324 | 1579.8 | 1579.8 | 130.0324 | 1579.8 | 71.5 | 12.69 | 1579.8 | 130.0324 | 1579.8
544 |  | 1365.5 | 132.073 | 1365.5 | 1365.5 | 132.073 | 1365.5 | 1365.5 | 132.073 | 1365.5 | 71.3 | 12.16 | 1365.5 | 132.073 | 1365.5
545 |  | 1408.7 | 127.0158 | 1408.7 | 1408.7 | 127.0158 | 1408.7 | 1408.7 | 127.0158 | 1408.7 | 71.8 | 12.3 | 1408.7 | 127.0158 | 1408.7
546 |  | 1614.4 | 126.7973 | 1614.4 | 1614.4 | 126.7973 | 1614.4 | 1614.4 | 126.7973 | 1614.4 | 71.8 | 9.99 | 1614.4 | 126.7973 | 1614.4
547 |  | 1881.9 | 130.4343 | 1881.9 | 1881.9 | 130.4343 | 1881.9 | 1881.9 | 130.4343 | 1881.9 | 70.3 | 12.11 | 1881.9 | 130.4343 | 1881.9
548 |  | 1962.2 | 129.2173 | 1962.2 | 1962.2 | 129.2173 | 1962.2 | 1962.2 | 129.2173 | 1962.2 | 71.4 | 10.22 | 1962.2 | 129.2173 | 1962.2
549 |  | 1987.4 | 129.3171 | 1987.4 | 1987.4 | 129.3171 | 1987.4 | 1987.4 | 129.3171 | 1987.4 | 71.7 | 9.1 | 1987.4 | 129.3171 | 1987.4
550 |  | 1953.5 | 132.0371 | 1953.5 | 1953.5 | 132.0371 | 1953.5 | 1953.5 | 132.0371 | 1953.5 | 72.3 | 8.89 | 1953.5 | 132.0371 | 1953.5
551 |  | 1849.9 | 132.1465 | 1849.9 | 1849.9 | 132.1465 | 1849.9 | 1849.9 | 132.1465 | 1849.9 | 72.3 | 9.17 | 1849.9 | 132.1465 | 1849.9
552 |  | 1762.2 | 132.2192 | 1762.2 | 1762.2 | 132.2192 | 1762.2 | 1762.2 | 132.2192 | 1762.2 | 71.7 | 8.96 | 1762.2 | 132.2192 | 1762.2
553 |  | 1576.6 | 129.7878 | 1576.6 | 1576.6 | 129.7878 | 1576.6 | 1576.6 | 129.7878 | 1576.6 | 71.3 | 8.98 | 1576.6 | 129.7878 | 1576.6
554 |  | 1580.9 | 129.6621 | 1580.9 | 1580.9 | 129.6621 | 1580.9 | 1580.9 | 129.6621 | 1580.9 | 71.4 | 8.89 | 1580.9 | 129.6621 | 1580.9
555 |  | 1567.6 | 128.5919 | 1567.6 | 1567.6 | 128.5919 | 1567.6 | 1567.6 | 128.5919 | 1567.6 | 71.1 | 8.82 | 1567.6 | 128.5919 | 1567.6
556 |  | 1532.4 | 129.6845 | 1532.4 | 1532.4 | 129.6845 | 1532.4 | 1532.4 | 129.6845 | 1532.4 | 71.6 | 9.13 | 1532.4 | 129.6845 | 1532.4
557 |  | 1540 | 129.4897 | 1540 | 1540 | 129.4897 | 1540 | 1540 | 129.4897 | 1540 | 71.7 | 8.64 | 1540 | 129.4897 | 1540
558 |  | 1516.2 | 129.9426 | 1516.2 | 1516.2 | 129.9426 | 1516.2 | 1516.2 | 129.9426 | 1516.2 | 72.3 | 8.71 | 1516.2 | 129.9426 | 1516.2
559 |  | 1506.6 | 128.7308 | 1506.6 | 1506.6 | 128.7308 | 1506.6 | 1506.6 | 128.7308 | 1506.6 | 72.2 | 8.32 | 1506.6 | 128.7308 | 1506.6
560 |  | 1440.1 | 128.6783 | 1440.1 | 1440.1 | 128.6783 | 1440.1 | 1440.1 | 128.6783 | 1440.1 | 71.9 | 8.58 | 1440.1 | 128.6783 | 1440.1
561 |  | 1362 | 129.1301 | 1362 | 1362 | 129.1301 | 1362 | 1362 | 129.1301 | 1362 | 72.2 | 10.745 | 1362 | 129.1301 | 1362
562 |  | 1302.1 | 129.2086 | 1302.1 | 1302.1 | 129.2086 | 1302.1 | 1302.1 | 129.2086 | 1302.1 | 72.5 | 10.87 | 1302.1 | 129.2086 | 1302.1
563 |  | 1276.5 | 132.9639 | 1276.5 | 1276.5 | 132.9639 | 1276.5 | 1276.5 | 132.9639 | 1276.5 | 72.2 | 10.07 | 1276.5 | 132.9639 | 1276.5
564 |  | 1294.9 | 132.4198 | 1294.9 | 1294.9 | 132.4198 | 1294.9 | 1294.9 | 132.4198 | 1294.9 | 71.9 | 9.89 | 1294.9 | 132.4198 | 1294.9
565 |  | 1334.6 | 132.1294 | 1334.6 | 1334.6 | 132.1294 | 1334.6 | 1334.6 | 132.1294 | 1334.6 | 72.1 | 9.81 | 1334.6 | 132.1294 | 1334.6
566 |  | 1377.4 | 130.941 | 1377.4 | 1377.4 | 130.941 | 1377.4 | 1377.4 | 130.941 | 1377.4 | 72.1 | 11.47 | 1377.4 | 130.941 | 1377.4
567 |  | 1376.2 | 88.8557 | 1376.2 | 1376.2 | 122.2223 | 1376.2 | 1376.2 | 88.8557 | 1376.2 | 71.5 | 8.86 | 1376.2 | 88.8557 | 1376.2
568 |  | 1410.5 | 113.5037 | 1410.5 | 1410.5 | 113.5037 | 1410.5 | 1410.5 | 113.5037 | 1410.5 | 71.7 | 8.89 | 1410.5 | 113.5037 | 1410.5
569 |  | 1439.8 | 125.3399 | 1439.8 | 1439.8 | 125.3399 | 1439.8 | 1439.8 | 125.3399 | 1439.8 | 72.3 | 7.98 | 1439.8 | 125.3399 | 1439.8
570 |  | 1578.4 | 125.4018 | 1578.4 | 1578.4 | 125.4018 | 1578.4 | 1578.4 | 125.4018 | 1578.4 | 71.1 | 7.39 | 1578.4 | 125.4018 | 1578.4
571 |  | 1728.3 | 127.7007 | 1728.3 | 1728.3 | 127.7007 | 1728.3 | 1728.3 | 127.7007 | 1728.3 | 72.1 | 7.59 | 1728.3 | 127.7007 | 1728.3
572 |  | 1841.9 | 127.9987 | 1841.9 | 1841.9 | 127.9987 | 1841.9 | 1841.9 | 127.9987 | 1841.9 | 72.5 | 7.24 | 1841.9 | 127.9987 | 1841.9
573 |  | 1827.2 | 129.3304 | 1827.2 | 1827.2 | 129.3304 | 1827.2 | 1827.2 | 129.3304 | 1827.2 | 72.2 | 6.57 | 1827.2 | 129.3304 | 1827.2
574 |  | 1754.3 | 126.2354 | 1754.3 | 1754.3 | 126.2354 | 1754.3 | 1754.3 | 126.2354 | 1754.3 | 71.4 | 6.69 | 1754.3 | 126.2354 | 1754.3
575 |  | 1649.8 | 126.2546 | 1649.8 | 1649.8 | 126.2546 | 1649.8 | 1649.8 | 126.2546 | 1649.8 | 72.4 | 6.81 | 1649.8 | 126.2546 | 1649.8
576 |  | 1533.6 | 125.5321 | 1533.6 | 1533.6 | 125.5321 | 1533.6 | 1533.6 | 125.5321 | 1533.6 | 72.6 | 9.08 | 1533.6 | 125.5321 | 1533.6
577 |  | 1476.5 | 128.1049 | 1476.5 | 1476.5 | 128.1049 | 1476.5 | 1476.5 | 128.1049 | 1476.5 | 72.6 | 7.21 | 1476.5 | 128.1049 | 1476.5
578 |  | 1495.3 | 123.0104 | 1495.3 | 1495.3 | 123.0104 | 1495.3 | 1495.3 | 123.0104 | 1495.3 | 73.2 | 8.01 | 1495.3 | 123.0104 | 1495.3
579 |  | 1438.2 | 123.985 | 1438.2 | 1438.2 | 123.985 | 1438.2 | 1438.2 | 123.985 | 1438.2 | 73.1 | 8.6 | 1438.2 | 123.985 | 1438.2
580 |  | 1438.8 | 125.1181 | 1438.8 | 1438.8 | 125.1181 | 1438.8 | 1438.8 | 125.1181 | 1438.8 | 72.9 | 8.8 | 1438.8 | 125.1181 | 1438.8
581 |  | 1468.9 | 124.3608 | 1468.9 | 1468.9 | 124.3608 | 1468.9 | 1468.9 | 124.3608 | 1468.9 | 72.9 | 8.72 | 1468.9 | 124.3608 | 1468.9
582 |  | 1558.3 | 126.0414 | 1558.3 | 1558.3 | 126.0414 | 1558.3 | 1558.3 | 126.0414 | 1558.3 | 72.2 | 8.97 | 1558.3 | 126.0414 | 1558.3
583 |  | 1506.3 | 122.0387 | 1506.3 | 1506.3 | 122.0387 | 1506.3 | 1506.3 | 122.0387 | 1506.3 | 71.5 | 8.8 | 1506.3 | 122.0387 | 1506.3
584 |  | 1304.4 | 121.9248 | 1304.4 | 1304.4 | 121.9248 | 1304.4 | 1304.4 | 121.9248 | 1304.4 | 72.5 | 9.51 | 1304.4 | 121.9248 | 1304.4
585 |  | 1434.5 | 123.1237 | 1434.5 | 1434.5 | 123.1237 | 1434.5 | 1434.5 | 123.1237 | 1434.5 | 70.5 | 10.66 | 1434.5 | 123.1237 | 1434.5
586 |  | 1469.7 | 125.3018 | 1469.7 | 1469.7 | 125.3018 | 1469.7 | 1469.7 | 125.3018 | 1469.7 | 71.8 | 13.14 | 1469.7 | 125.3018 | 1469.7
587 |  | 1422.5 | 117.0294 | 1422.5 | 1422.5 | 117.0294 | 1422.5 | 1422.5 | 117.0294 | 1422.5 | 72.4 | 13.28 | 1422.5 | 117.0294 | 1422.5
588 |  | 1440.1 | 123.4858 | 1440.1 | 1440.1 | 123.4858 | 1440.1 | 1440.1 | 123.4858 | 1440.1 | 72.7 | 11.42 | 1440.1 | 123.4858 | 1440.1
589 |  | 1443.5 | 126.4654 | 1443.5 | 1443.5 | 126.4654 | 1443.5 | 1443.5 | 126.4654 | 1443.5 | 72.5 | 11.14 | 1443.5 | 126.4654 | 1443.5
590 |  | 1399.3 | 91.9981 | 1399.3 | 1399.3 | 91.9981 | 1399.3 | 1399.3 | 91.9981 | 1399.3 | 72.3 | 11.785 | 1399.3 | 91.9981 | 1399.3
591 |  | 1423.95 | 114.8084 | 1423.95 | 1423.95 | 114.8084 | 1423.95 | 1423.95 | 114.8084 | 1423.95 | 72.6 | 10.49 | 1423.95 | 114.8084 | 1423.95
592 |  | 1217.3 | 121.9724 | 1217.3 | 1217.3 | 121.9724 | 1217.3 | 1217.3 | 121.9724 | 1217.3 | 72.6 | 10.24 | 1217.3 | 121.9724 | 1217.3
593 |  | 1393.1 | 127.1957 | 1393.1 | 1393.1 | 127.1957 | 1393.1 | 1393.1 | 127.1957 | 1393.1 | 73.5 | 8.5 | 1393.1 | 127.1957 | 1393.1
594 |  | 1587.1 | 106.3027 | 1587.1 | 1587.1 | 106.3027 | 1587.1 | 1587.1 | 106.3027 | 1587.1 | 72.1 | 11.32 | 1587.1 | 106.3027 | 1587.1
595 |  | 1630.4 | 123.2408 | 1630.4 | 1630.4 | 123.2408 | 1630.4 | 1630.4 | 123.2408 | 1630.4 | 73.2 | 9 | 1630.4 | 123.2408 | 1630.4
596 |  | 1640.1 | 124.9882 | 1640.1 | 1640.1 | 124.9882 | 1640.1 | 1640.1 | 124.9882 | 1640.1 | 71.9 | 10.51 | 1640.1 | 124.9882 | 1640.1
597 |  | 1730.2 | 127.3494 | 1730.2 | 1730.2 | 127.3494 | 1730.2 | 1730.2 | 127.3494 | 1730.2 | 73 | 9.26 | 1730.2 | 127.3494 | 1730.2
598 |  | 1744.5 | 125.364 | 1744.5 | 1744.5 | 125.364 | 1744.5 | 1744.5 | 125.364 | 1744.5 | 73.1 | 9.5 | 1744.5 | 125.364 | 1744.5
599 |  | 1546.8 | 125.0575 | 1546.8 | 1546.8 | 125.0575 | 1546.8 | 1546.8 | 125.0575 | 1546.8 | 71.5 | 9.67 | 1546.8 | 125.0575 | 1546.8
600 |  | 1553.2 | 127.1298 | 1553.2 | 1553.2 | 127.1298 | 1553.2 | 1553.2 | 127.1298 | 1553.2 | 73 | 9.2 | 1553.2 | 127.1298 | 1553.2
601 |  | 1572.7 | 124.8548 | 1572.7 | 1572.7 | 124.8548 | 1572.7 | 1572.7 | 124.8548 | 1572.7 | 72.8 | 9.62 | 1572.7 | 124.8548 | 1572.7
602 |  | 1530.4 | 122.7392 | 1530.4 | 1530.4 | 122.7392 | 1530.4 | 1530.4 | 122.7392 | 1530.4 | 73.4 | 9.22 | 1530.4 | 122.7392 | 1530.4
603 |  | 1520.1 | 123.0251 | 1520.1 | 1520.1 | 123.0251 | 1520.1 | 1520.1 | 123.0251 | 1520.1 | 73.2 | 8.97 | 1520.1 | 123.0251 | 1520.1
604 |  | 1464.1 | 122.4464 | 1464.1 | 1464.1 | 122.4464 | 1464.1 | 1464.1 | 122.4464 | 1464.1 | 72.5 | 8.93 | 1464.1 | 122.4464 | 1464.1
605 |  | 1494.9 | 122.3314 | 1494.9 | 1494.9 | 122.3314 | 1494.9 | 1494.9 | 122.3314 | 1494.9 | 72.7 | 8.58 | 1494.9 | 122.3314 | 1494.9
606 |  | 1604.7 | 126.1014 | 1604.7 | 1604.7 | 126.1014 | 1604.7 | 1604.7 | 126.1014 | 1604.7 | 73.2 | 8.47 | 1604.7 | 126.1014 | 1604.7
607 |  | 1615.1 | 124.778 | 1615.1 | 1615.1 | 124.778 | 1615.1 | 1615.1 | 124.778 | 1615.1 | 71.6 | 8.74 | 1615.1 | 124.778 | 1615.1
608 |  | 1530.5 | 122.5641 | 1530.5 | 1530.5 | 122.5641 | 1530.5 | 1530.5 | 122.5641 | 1530.5 | 72.5 | 9.79 | 1530.5 | 122.5641 | 1530.5
609 |  | 1506.8 | 122.6729 | 1506.8 | 1506.8 | 122.6729 | 1506.8 | 1506.8 | 122.6729 | 1506.8 | 72.2 | 11.44 | 1506.8 | 122.6729 | 1506.8
610 |  | 1568.8 | 124.937 | 1568.8 | 1568.8 | 124.937 | 1568.8 | 1568.8 | 124.937 | 1568.8 | 72.4 | 12.12 | 1568.8 | 124.937 | 1568.8
611 |  | 1566.5 | 123.5399 | 1566.5 | 1566.5 | 123.5399 | 1566.5 | 1566.5 | 123.5399 | 1566.5 | 71.4 | 11.95 | 1566.5 | 123.5399 | 1566.5
612 |  | 1523.8 | 126.5744 | 1523.8 | 1523.8 | 126.5744 | 1523.8 | 1523.8 | 126.5744 | 1523.8 | 70.3 | 13.77 | 1523.8 | 126.5744 | 1523.8
613 |  | 1552.4 | 126.7288 | 1552.4 | 1552.4 | 126.7288 | 1552.4 | 1552.4 | 126.7288 | 1552.4 | 70.8 | 13.09 | 1552.4 | 126.7288 | 1552.4
614 |  | 1421.2 | 127.395 | 1421.2 | 1421.2 | 127.395 | 1421.2 | 1421.2 | 127.395 | 1421.2 | 71.7 | 12.1 | 1421.2 | 127.395 | 1421.2
615 |  | 1471.7 | 124.6346 | 1471.7 | 1471.7 | 124.6346 | 1471.7 | 1471.7 | 124.6346 | 1471.7 | 73.3 | 12.12 | 1471.7 | 124.6346 | 1471.7
616 |  | 1583.8 | 117.3156 | 1583.8 | 1583.8 | 117.3156 | 1583.8 | 1583.8 | 117.3156 | 1583.8 | 72.4 | 11.59 | 1583.8 | 117.3156 | 1583.8
617 |  | 1602 | 114.8514 | 1602 | 1602 | 114.8514 | 1602 | 1602 | 114.8514 | 1602 | 73.4 | 11.77 | 1602 | 114.8514 | 1602
618 |  | 1523.9 | 128.931 | 1523.9 | 1523.9 | 128.931 | 1523.9 | 1523.9 | 128.931 | 1523.9 | 70.1 | 11.22 | 1523.9 | 128.931 | 1523.9
619 |  | 1725.5 | 129.5049 | 1725.5 | 1725.5 | 129.5049 | 1725.5 | 1725.5 | 129.5049 | 1725.5 | 71.7 | 10.98 | 1725.5 | 129.5049 | 1725.5
620 |  | 1772.4 | 131.6297 | 1772.4 | 1772.4 | 131.6297 | 1772.4 | 1772.4 | 131.6297 | 1772.4 | 71.5 | 9.25 | 1772.4 | 131.6297 | 1772.4
621 |  | 1774.7 | 128.4511 | 1774.7 | 1774.7 | 128.4511 | 1774.7 | 1774.7 | 128.4511 | 1774.7 | 71.8 | 9.86 | 1774.7 | 128.4511 | 1774.7
622 |  | 1723.2 | 128.0835 | 1723.2 | 1723.2 | 128.0835 | 1723.2 | 1723.2 | 128.0835 | 1723.2 | 72.7 | 9.71 | 1723.2 | 128.0835 | 1723.2
623 |  | 1577.2 | 126.2386 | 1577.2 | 1577.2 | 126.2386 | 1577.2 | 1577.2 | 126.2386 | 1577.2 | 71.9 | 9.72 | 1577.2 | 126.2386 | 1577.2
624 |  | 1446.5 | 128.113 | 1446.5 | 1446.5 | 128.113 | 1446.5 | 1446.5 | 128.113 | 1446.5 | 71.3 | 9.66 | 1446.5 | 128.113 | 1446.5
625 |  | 1454.7 | 129.4006 | 1454.7 | 1454.7 | 129.4006 | 1454.7 | 1454.7 | 129.4006 | 1454.7 | 72 | 9.83 | 1454.7 | 129.4006 | 1454.7
626 |  | 1445 | 126.0739 | 1445 | 1445 | 126.0739 | 1445 | 1445 | 126.0739 | 1445 | 71.2 | 9.38 | 1445 | 126.0739 | 1445
627 |  | 1422.5 | 130.1829 | 1422.5 | 1422.5 | 130.1829 | 1422.5 | 1422.5 | 130.1829 | 1422.5 | 71.6 | 9.18 | 1422.5 | 130.1829 | 1422.5
628 |  | 1297.6 | 129.817 | 1297.6 | 1297.6 | 129.817 | 1297.6 | 1297.6 | 129.817 | 1297.6 | 72.1 | 8.89 | 1297.6 | 129.817 | 1297.6
629 |  | 1420.6 | 125.4623 | 1420.6 | 1420.6 | 125.4623 | 1420.6 | 1420.6 | 125.4623 | 1420.6 | 72.1 | 9 | 1420.6 | 125.4623 | 1420.6
630 |  | 1468.2 | 126.0592 | 1468.2 | 1468.2 | 126.0592 | 1468.2 | 1468.2 | 126.0592 | 1468.2 | 72.6 | 8.85 | 1468.2 | 126.0592 | 1468.2
631 |  | 1383.5 | 125.0238 | 1383.5 | 1383.5 | 125.0238 | 1383.5 | 1383.5 | 125.0238 | 1383.5 | 71.8 | 8.9 | 1383.5 | 125.0238 | 1383.5
632 |  | 1316.7 | 124.256 | 1316.7 | 1316.7 | 124.256 | 1316.7 | 1316.7 | 124.256 | 1316.7 | 71.9 | 9.16 | 1316.7 | 124.256 | 1316.7
633 |  | 1312.9 | 114.5283 | 1312.9 | 1312.9 | 114.5283 | 1312.9 | 1312.9 | 114.5283 | 1312.9 | 71.4 | 11.1 | 1312.9 | 114.5283 | 1312.9
634 |  | 1258.8 | 100.6763 | 1258.8 | 1258.8 | 100.6763 | 1258.8 | 1258.8 | 100.6763 | 1258.8 | 70.6 | 11.72 | 1258.8 | 100.6763 | 1258.8
635 |  | 1229.4 | 100.0493 | 1229.4 | 1229.4 | 100.0493 | 1229.4 | 1229.4 | 100.0493 | 1229.4 | 71.8 | 11.93 | 1229.4 | 100.0493 | 1229.4
636 |  | 1292.2 | 93.5518 | 1292.2 | 1292.2 | 93.5518 | 1292.2 | 1292.2 | 93.5518 | 1292.2 | 71.1 | 11.94 | 1292.2 | 93.5518 | 1292.2
637 |  | 1298.1 | 83.8169 | 1298.1 | 1298.1 | 83.8169 | 1298.1 | 1298.1 | 83.8169 | 1298.1 | 69.1 | 13.35 | 1298.1 | 83.8169 | 1298.1
638 |  | 1336 | 73.131 | 1336 | 1336 | 90.3459 | 1336 | 1336 | 73.131 | 1336 | 69.6 | 12.85 | 1336 | 73.131 | 1336
639 |  | 1363.7 | 96.8749 | 1363.7 | 1363.7 | 96.8749 | 1363.7 | 1363.7 | 96.8749 | 1363.7 | 72 | 11.34 | 1363.7 | 96.8749 | 1363.7
640 |  | 1362.1 | 105.0082 | 1362.1 | 1362.1 | 105.0082 | 1362.1 | 1362.1 | 105.0082 | 1362.1 | 71.3 | 11.35 | 1362.1 | 105.0082 | 1362.1
641 |  | 1349.7 | 104.8233 | 1349.7 | 1349.7 | 104.8233 | 1349.7 | 1349.7 | 104.8233 | 1349.7 | 71.5 | 11.27 | 1349.7 | 104.8233 | 1349.7
642 |  | 1467.6 | 102.61 | 1467.6 | 1467.6 | 102.61 | 1467.6 | 1467.6 | 102.61 | 1467.6 | 72.5 | 10 | 1467.6 | 102.61 | 1467.6
643 |  | 1624.5 | 101.9387 | 1624.5 | 1624.5 | 101.9387 | 1624.5 | 1624.5 | 101.9387 | 1624.5 | 71.3 | 9.37 | 1624.5 | 101.9387 | 1624.5
644 |  | 1666.4 | 104.9556 | 1666.4 | 1666.4 | 104.9556 | 1666.4 | 1666.4 | 104.9556 | 1666.4 | 72.3 | 9.62 | 1666.4 | 104.9556 | 1666.4
645 |  | 1632.7 | 104.9073 | 1632.7 | 1632.7 | 104.9073 | 1632.7 | 1632.7 | 104.9073 | 1632.7 | 72.3 | 9.37 | 1632.7 | 104.9073 | 1632.7
646 |  | 1593.9 | 101.7821 | 1593.9 | 1593.9 | 101.7821 | 1593.9 | 1593.9 | 101.7821 | 1593.9 | 72 | 9.17 | 1593.9 | 101.7821 | 1593.9
647 |  | 1478.1 | 112.4844 | 1478.1 | 1478.1 | 112.4844 | 1478.1 | 1478.1 | 112.4844 | 1478.1 | 73 | 9.18 | 1478.1 | 112.4844 | 1478.1
648 |  | 1432.8 | 122.707 | 1432.8 | 1432.8 | 122.707 | 1432.8 | 1432.8 | 122.707 | 1432.8 | 72.2 | 9.6 | 1432.8 | 122.707 | 1432.8
649 |  | 1365 | 123.6427 | 1365 | 1365 | 123.6427 | 1365 | 1365 | 123.6427 | 1365 | 73.1 | 8.49 | 1365 | 123.6427 | 1365
650 |  | 1334.6 | 122.346 | 1334.6 | 1334.6 | 122.346 | 1334.6 | 1334.6 | 122.346 | 1334.6 | 72.8 | 8.8 | 1334.6 | 122.346 | 1334.6
651 |  | 1326.8 | 122.1292 | 1326.8 | 1326.8 | 122.0431 | 1326.8 | 1326.8 | 122.1292 | 1326.8 | 71.7 | 8.82 | 1326.8 | 122.1292 | 1326.8
652 |  | 1319 | 121.7403 | 1319 | 1319 | 121.7403 | 1319 | 1319 | 121.7403 | 1319 | 72 | 8.84 | 1319 | 121.7403 | 1319
653 |  | 1329.2 | 124.4859 | 1329.2 | 1329.2 | 124.4859 | 1329.2 | 1329.2 | 124.4859 | 1329.2 | 72.4 | 8.84 | 1329.2 | 124.4859 | 1329.2
654 |  | 1445.8 | 125.5587 | 1445.8 | 1445.8 | 125.5587 | 1445.8 | 1445.8 | 125.5587 | 1445.8 | 71 | 8.94 | 1445.8 | 125.5587 | 1445.8
655 |  | 1329.7 | 125.8331 | 1329.7 | 1329.7 | 125.8331 | 1329.7 | 1329.7 | 125.8331 | 1329.7 | 71.9 | 8.7 | 1329.7 | 125.8331 | 1329.7
656 |  | 1292.1 | 125.8842 | 1292.1 | 1292.1 | 125.8842 | 1292.1 | 1292.1 | 125.8842 | 1292.1 | 72.1 | 9.7 | 1292.1 | 125.8842 | 1292.1
657 |  | 1294.7 | 122.8753 | 1294.7 | 1294.7 | 122.8753 | 1294.7 | 1294.7 | 122.8753 | 1294.7 | 72.2 | 9.54 | 1294.7 | 122.8753 | 1294.7
658 |  | 1277.4 | 119.6516 | 1277.4 | 1277.4 | 119.6516 | 1277.4 | 1277.4 | 119.6516 | 1277.4 | 71.9 | 10.75 | 1277.4 | 119.6516 | 1277.4
659 |  | 1339.6 | 121.6026 | 1339.6 | 1339.6 | 113.7498 | 1339.6 | 1339.6 | 121.6026 | 1339.6 | 71.6 | 11.82 | 1339.6 | 121.6026 | 1339.6
660 |  | 1288.26 | 124.6966 | 1288.26 | 1288.26 | 124.6966 | 1288.26 | 1288.26 | 124.6966 | 1288.26 | 72.3 | 11.34 | 1288.26 | 124.6966 | 1288.26
661 |  | 1276 | 124.8329 | 1276 | 1276 | 124.8329 | 1276 | 1276 | 124.8329 | 1276 | 71 | 11.18 | 1276 | 124.8329 | 1276
662 |  | 1237.9 | 122.4481 | 1237.9 | 1237.9 | 122.4481 | 1237.9 | 1237.9 | 122.4481 | 1237.9 | 72.9 | 10.77 | 1237.9 | 122.4481 | 1237.9
663 |  | 1326 | 123.7572 | 1326 | 1326 | 123.7572 | 1326 | 1326 | 123.7572 | 1326 | 71.3 | 12.96 | 1326 | 123.7572 | 1326
664 |  | 1545.8 | 122.783 | 1545.8 | 1545.8 | 122.783 | 1545.8 | 1545.8 | 122.783 | 1545.8 | 72.3 | 10.21 | 1545.8 | 122.783 | 1545.8
665 |  | 1574.1 | 125.4248 | 1574.1 | 1574.1 | 125.4248 | 1574.1 | 1574.1 | 125.4248 | 1574.1 | 72.7 | 12.65 | 1574.1 | 125.4248 | 1574.1
666 |  | 1632.3 | 125.2429 | 1632.3 | 1632.3 | 125.2429 | 1632.3 | 1632.3 | 125.2429 | 1632.3 | 72.2 | 11.59 | 1632.3 | 125.2429 | 1632.3
667 |  | 1891.8 | 128.806 | 1891.8 | 1891.8 | 128.806 | 1891.8 | 1891.8 | 128.806 | 1891.8 | 72.2 | 9.24 | 1891.8 | 128.806 | 1891.8
668 |  | 1909.2 | 125.1982 | 1909.2 | 1909.2 | 125.1982 | 1909.2 | 1909.2 | 125.1982 | 1909.2 | 72.9 | 8.55 | 1909.2 | 125.1982 | 1909.2
669 |  | 1949 | 130.9019 | 1949 | 1949 | 130.9019 | 1949 | 1949 | 130.9019 | 1949 | 71.6 | 9.11 | 1949 | 130.9019 | 1949
670 |  | 1896.8 | 128.8244 | 1896.8 | 1896.8 | 128.8244 | 1896.8 | 1896.8 | 128.8244 | 1896.8 | 71.4 | 9.16 | 1896.8 | 128.8244 | 1896.8
671 |  | 1822 | 129.7035 | 1822 | 1822 | 129.7035 | 1822 | 1822 | 129.7035 | 1822 | 72.6 | 9.13 | 1822 | 129.7035 | 1822
672 |  | 1741.2 | 128.3624 | 1741.2 | 1741.2 | 128.3624 | 1741.2 | 1741.2 | 128.3624 | 1741.2 | 71.9 | 8.96 | 1741.2 | 128.3624 | 1741.2
673 |  | 1544.3 | 128.8363 | 1544.3 | 1544.3 | 128.8363 | 1544.3 | 1544.3 | 128.8363 | 1544.3 | 72.7 | 9.09 | 1544.3 | 128.8363 | 1544.3
674 |  | 1544.4 | 129.2522 | 1544.4 | 1544.4 | 129.2522 | 1544.4 | 1544.4 | 129.2522 | 1544.4 | 71.5 | 8.95 | 1544.4 | 129.2522 | 1544.4
675 |  | 1498.7 | 128.9467 | 1498.7 | 1498.7 | 128.9467 | 1498.7 | 1498.7 | 128.9467 | 1498.7 | 72.6 | 9.33 | 1498.7 | 128.9467 | 1498.7
676 |  | 1495.8 | 128.9693 | 1495.8 | 1495.8 | 128.9693 | 1495.8 | 1495.8 | 128.9693 | 1495.8 | 72.9 | 9.21 | 1495.8 | 128.9693 | 1495.8
677 |  | 1551.4 | 127.9191 | 1551.4 | 1551.4 | 127.9191 | 1551.4 | 1551.4 | 127.9191 | 1551.4 | 71.5 | 9.17 | 1551.4 | 127.9191 | 1551.4
678 |  | 1592.5 | 131.0145 | 1592.5 | 1592.5 | 131.0145 | 1592.5 | 1592.5 | 131.0145 | 1592.5 | 72.4 | 8.78 | 1592.5 | 131.0145 | 1592.5
679 |  | 1442 | 114.0877 | 1442 | 1442 | 114.0877 | 1442 | 1442 | 114.0877 | 1442 | 71.7 | 9.22 | 1442 | 114.0877 | 1442
680 |  | 1437.2 | 116.6404 | 1437.2 | 1437.2 | 116.6404 | 1437.2 | 1437.2 | 116.6404 | 1437.2 | 72.3 | 8.79 | 1437.2 | 116.6404 | 1437.2
681 |  | 1450 | 128.3801 | 1450 | 1450 | 128.3801 | 1450 | 1450 | 128.3801 | 1450 | 71.9 | 9.4 | 1450 | 128.3801 | 1450
682 |  | 1469.9 | 128.5156 | 1469.9 | 1469.9 | 128.5156 | 1469.9 | 1469.9 | 128.5156 | 1469.9 | 71.9 | 9.6 | 1469.9 | 128.5156 | 1469.9
683 |  | 1449.8 | 127.4504 | 1449.8 | 1449.8 | 127.4504 | 1449.8 | 1449.8 | 127.4504 | 1449.8 | 71.6 | 11.71 | 1449.8 | 127.4504 | 1449.8
684 |  | 1486.7 | 126.5045 | 1486.7 | 1486.7 | 126.5045 | 1486.7 | 1486.7 | 126.5045 | 1486.7 | 71.8 | 12.25 | 1486.7 | 126.5045 | 1486.7
685 |  | 1486.9 | 125.8046 | 1486.9 | 1486.9 | 125.8046 | 1486.9 | 1486.9 | 125.8046 | 1486.9 | 72.3 | 11.61 | 1486.9 | 125.8046 | 1486.9
686 |  | 1510.4 | 127.2853 | 1510.4 | 1510.4 | 127.2853 | 1510.4 | 1510.4 | 127.2853 | 1510.4 | 72.3 | 9.04 | 1510.4 | 127.2853 | 1510.4
687 |  | 1426.4 | 125.3322 | 1426.4 | 1426.4 | 125.3322 | 1426.4 | 1426.4 | 125.3322 | 1426.4 | 71.3 | 11.95 | 1426.4 | 125.3322 | 1426.4
688 |  | 1512.7 | 127.9287 | 1512.7 | 1512.7 | 127.9287 | 1512.7 | 1512.7 | 127.9287 | 1512.7 | 71.8 | 11.68 | 1512.7 | 127.9287 | 1512.7
689 |  | 1446.4 | 130.6276 | 1446.4 | 1446.4 | 130.6276 | 1446.4 | 1446.4 | 130.6276 | 1446.4 | 71.9 | 12.11 | 1446.4 | 130.6276 | 1446.4
690 |  | 1560.9 | 127.8552 | 1560.9 | 1560.9 | 127.8552 | 1560.9 | 1560.9 | 127.8552 | 1560.9 | 72.3 | 8.45 | 1560.9 | 127.8552 | 1560.9
691 |  | 1660 | 129.9445 | 1660 | 1660 | 129.9445 | 1660 | 1660 | 129.9445 | 1660 | 68.2 | 10.27 | 1660 | 129.9445 | 1660
692 |  | 1885.6 | 125.3303 | 1885.6 | 1885.6 | 125.3303 | 1885.6 | 1885.6 | 125.3303 | 1885.6 | 71.2 | 10.38 | 1885.6 | 125.3303 | 1885.6
693 |  | 1872.3 | 129.9855 | 1872.3 | 1872.3 | 129.9855 | 1872.3 | 1872.3 | 129.9855 | 1872.3 | 70.6 | 8.02 | 1872.3 | 129.9855 | 1872.3
694 |  | 1843.4 | 127.2688 | 1843.4 | 1843.4 | 127.2688 | 1843.4 | 1843.4 | 127.2688 | 1843.4 | 71.6 | 8.18 | 1843.4 | 127.2688 | 1843.4
695 |  | 1704.6 | 129.9436 | 1704.6 | 1704.6 | 129.9436 | 1704.6 | 1704.6 | 129.9436 | 1704.6 | 72.1 | 7.89 | 1704.6 | 129.9436 | 1704.6
696 |  | 1647.6 | 131.1256 | 1647.6 | 1647.6 | 131.1256 | 1647.6 | 1647.6 | 131.1256 | 1647.6 | 71.4 | 7.81 | 1647.6 | 131.1256 | 1647.6
697 |  | 1462.5 | 130.5413 | 1462.5 | 1462.5 | 130.5413 | 1462.5 | 1462.5 | 130.5413 | 1462.5 | 71.2 | 7.88 | 1462.5 | 130.5413 | 1462.5
698 |  | 1404.3 | 130.9152 | 1404.3 | 1404.3 | 130.9152 | 1404.3 | 1404.3 | 130.9152 | 1404.3 | 71.1 | 7.56 | 1404.3 | 130.9152 | 1404.3
699 |  | 1404 | 130.3587 | 1404 | 1404 | 130.3587 | 1404 | 1404 | 130.3587 | 1404 | 71 | 7.63 | 1404 | 130.3587 | 1404
700 |  | 1371.7 | 130.8149 | 1371.7 | 1371.7 | 130.8149 | 1371.7 | 1371.7 | 130.8149 | 1371.7 | 70.8 | 7.5 | 1371.7 | 130.8149 | 1371.7
701 |  | 1351.1 | 128.5183 | 1351.1 | 1351.1 | 128.5183 | 1351.1 | 1351.1 | 128.5183 | 1351.1 | 70.8 | 7.69 | 1351.1 | 128.5183 | 1351.1
702 |  | 1577 | 132.3577 | 1577 | 1577 | 132.3577 | 1577 | 1577 | 132.3577 | 1577 | 71 | 7.44 | 1577 | 132.3577 | 1577
703 |  | 1455.9 | 130.024 | 1455.9 | 1455.9 | 130.024 | 1455.9 | 1455.9 | 130.024 | 1455.9 | 70.4 | 7.29 | 1455.9 | 130.024 | 1455.9
704 |  | 1394.7 | 127.7647 | 1394.7 | 1394.7 | 127.7647 | 1394.7 | 1394.7 | 127.7647 | 1394.7 | 69.5 | 7.35 | 1394.7 | 127.7647 | 1394.7
705 |  | 1400.6 | 128.1496 | 1400.6 | 1400.6 | 128.1496 | 1400.6 | 1400.6 | 128.1496 | 1400.6 | 71.1 | 9.84 | 1400.6 | 128.1496 | 1400.6
706 |  | 1389.3 | 126.5271 | 1389.3 | 1389.3 | 126.5271 | 1389.3 | 1389.3 | 126.5271 | 1389.3 | 70.9 | 10.9 | 1389.3 | 126.5271 | 1389.3
707 |  | 1411 | 128.2129 | 1411 | 1411 | 128.2129 | 1411 | 1411 | 128.2129 | 1411 | 71.1 | 10.64 | 1411 | 128.2129 | 1411
708 |  | 1394.9 | 127.511 | 1394.9 | 1394.9 | 127.511 | 1394.9 | 1394.9 | 127.511 | 1394.9 | 71.9 | 10.47 | 1394.9 | 127.511 | 1394.9
709 |  | 1409.2 | 126.0416 | 1409.2 | 1409.2 | 126.0416 | 1409.2 | 1409.2 | 126.0416 | 1409.2 | 71.3 | 9.26 | 1409.2 | 126.0416 | 1409.2
710 |  | 1367.4 | 126.0868 | 1367.4 | 1367.4 | 126.0868 | 1367.4 | 1367.4 | 126.0868 | 1367.4 | 71.6 | 8.98 | 1367.4 | 126.0868 | 1367.4
711 |  | 1413 | 127.3478 | 1413 | 1413 | 127.3478 | 1413 | 1413 | 127.3478 | 1413 | 71.5 | 11.54 | 1413 | 127.3478 | 1413
712 |  | 1432 | 123.9801 | 1432 | 1432 | 123.9801 | 1432 | 1432 | 123.9801 | 1432 | 71.3 | 10.37 | 1432 | 123.9801 | 1432
713 |  | 1438 | 129.3023 | 1438 | 1438 | 129.3023 | 1438 | 1438 | 129.3023 | 1438 | 71.8 | 8.68 | 1438 | 129.3023 | 1438
714 |  | 1534.1 | 128.854 | 1534.1 | 1534.1 | 128.854 | 1534.1 | 1534.1 | 128.854 | 1534.1 | 71.8 | 10.23 | 1534.1 | 128.854 | 1534.1
715 |  | 1753.1 | 127.9705 | 1753.1 | 1753.1 | 127.9705 | 1753.1 | 1753.1 | 127.9705 | 1753.1 | 70.3 | 7.96 | 1753.1 | 127.9705 | 1753.1
716 |  | 1984.8 | 127.5923 | 1984.8 | 1984.8 | 127.5923 | 1984.8 | 1984.8 | 127.5923 | 1984.8 | 71.4 | 7.95 | 1984.8 | 127.5923 | 1984.8
717 |  | 1699.6 | 127.8625 | 1699.6 | 1699.6 | 127.8625 | 1699.6 | 1699.6 | 127.8625 | 1699.6 | 71.7 | 7.53 | 1699.6 | 127.8625 | 1699.6
718 |  | 1766.7 | 125.5783 | 1766.7 | 1766.7 | 125.5783 | 1766.7 | 1766.7 | 125.5783 | 1766.7 | 72.3 | 7.7 | 1766.7 | 125.5783 | 1766.7
719 |  | 1647.5 | 127.547 | 1647.5 | 1647.5 | 127.547 | 1647.5 | 1647.5 | 127.547 | 1647.5 | 72.3 | 7.56 | 1647.5 | 127.547 | 1647.5
720 |  | 1566.6 | 127.9162 | 1566.6 | 1566.6 | 127.9162 | 1566.6 | 1566.6 | 127.9162 | 1566.6 | 71.7 | 7.71 | 1566.6 | 127.9162 | 1566.6
721 |  | 1526.4 | 127.5945 | 1526.4 | 1526.4 | 127.5945 | 1526.4 | 1526.4 | 127.5945 | 1526.4 | 71.3 | 8.04 | 1526.4 | 127.5945 | 1526.4
722 |  | 1481.1 | 125.4472 | 1481.1 | 1481.1 | 125.4472 | 1481.1 | 1481.1 | 125.4472 | 1481.1 | 71.4 | 7.87 | 1481.1 | 125.4472 | 1481.1
723 |  | 1462.2 | 122.4921 | 1462.2 | 1462.2 | 122.4921 | 1462.2 | 1462.2 | 122.4921 | 1462.2 | 71.1 | 7.93 | 1462.2 | 122.4921 | 1462.2
724 |  | 1473.6 | 125.2248 | 1473.6 | 1473.6 | 125.2248 | 1473.6 | 1473.6 | 125.2248 | 1473.6 | 71.6 | 6.84 | 1473.6 | 125.2248 | 1473.6
725 |  | 1427.7 | 125.5665 | 1427.7 | 1427.7 | 125.5665 | 1427.7 | 1427.7 | 125.5665 | 1427.7 | 71.7 | 6.51 | 1427.7 | 125.5665 | 1427.7
726 |  | 1340.2 | 126.8465 | 1340.2 | 1340.2 | 126.8465 | 1340.2 | 1340.2 | 126.8465 | 1340.2 | 72.3 | 6.57 | 1340.2 | 126.8465 | 1340.2
727 |  | 1394 | 128.114 | 1394 | 1394 | 128.114 | 1394 | 1394 | 128.114 | 1394 | 72.2 | 6.19 | 1394 | 128.114 | 1394
728 |  | 1403 | 126.1014 | 1403 | 1403 | 126.1014 | 1403 | 1403 | 126.1014 | 1403 | 71.9 | 6.52 | 1403 | 126.1014 | 1403
729 |  | 1306.3 | 127.6809 | 1306.3 | 1306.3 | 127.6809 | 1306.3 | 1306.3 | 127.6809 | 1306.3 | 72.2 | 6.62 | 1306.3 | 127.6809 | 1306.3
730 |  | 1254.6 | 127.8122 | 1254.6 | 1254.6 | 127.8122 | 1254.6 | 1254.6 | 127.8122 | 1254.6 | 72.5 | 8.51 | 1254.6 | 127.8122 | 1254.6
731 |  | 1252.4 | 101.8501 | 1252.4 | 1252.4 | 101.8501 | 1252.4 | 1252.4 | 101.8501 | 1252.4 | 72.2 | 9.5 | 1252.4 | 101.8501 | 1252.4
732 |  | 1290.4 | 101.7475 | 1290.4 | 1290.4 | 101.7475 | 1290.4 | 1290.4 | 101.7475 | 1290.4 | 71.9 | 9.57 | 1290.4 | 101.7475 | 1290.4
733 |  | 1324.9 | 105.1558 | 1324.9 | 1324.9 | 105.1558 | 1324.9 | 1324.9 | 105.1558 | 1324.9 | 72.1 | 8.29 | 1324.9 | 105.1558 | 1324.9
734 |  | 1326.7 | 102.3466 | 1326.7 | 1326.7 | 102.3466 | 1326.7 | 1326.7 | 102.3466 | 1326.7 | 72.1 | 7.79 | 1326.7 | 102.3466 | 1326.7
735 |  | 1370.2 | 103.9809 | 1370.2 | 1370.2 | 103.9809 | 1370.2 | 1370.2 | 103.9809 | 1370.2 | 71.5 | 7.83 | 1370.2 | 103.9809 | 1370.2
736 |  | 1387.7 | 104.3779 | 1387.7 | 1387.7 | 104.3779 | 1387.7 | 1387.7 | 104.3779 | 1387.7 | 71.7 | 7.53 | 1387.7 | 104.3779 | 1387.7
737 |  | 1434.3 | 104.5161 | 1434.3 | 1434.3 | 104.5161 | 1434.3 | 1434.3 | 104.5161 | 1434.3 | 72.3 | 8.84 | 1434.3 | 104.5161 | 1434.3
738 |  | 1470.6 | 103.2868 | 1470.6 | 1470.6 | 103.2868 | 1470.6 | 1470.6 | 103.2868 | 1470.6 | 71.1 | 7.71 | 1470.6 | 103.2868 | 1470.6
739 |  | 1814.9 | 101.3573 | 1814.9 | 1814.9 | 101.3573 | 1814.9 | 1814.9 | 101.3573 | 1814.9 | 72.1 | 8.47 | 1814.9 | 101.3573 | 1814.9
740 |  | 1803.4 | 104.2294 | 1803.4 | 1803.4 | 104.2294 | 1803.4 | 1803.4 | 104.2294 | 1803.4 | 72.5 | 8.465 | 1803.4 | 104.2294 | 1803.4
741 |  | 1877.2 | 105.2753 | 1877.2 | 1877.2 | 105.2753 | 1877.2 | 1877.2 | 105.2753 | 1877.2 | 72.2 | 7.43 | 1877.2 | 105.2753 | 1877.2
742 |  | 1755.5 | 117.6914 | 1755.5 | 1755.5 | 117.6914 | 1755.5 | 1755.5 | 117.6914 | 1755.5 | 71.4 | 7.785 | 1755.5 | 117.6914 | 1755.5
743 |  | 1625.1 | 128.5466 | 1625.1 | 1625.1 | 128.5466 | 1625.1 | 1625.1 | 128.5466 | 1625.1 | 72.4 | 7.6075 | 1625.1 | 128.5466 | 1625.1
744 |  | 1600.1 | 129.2453 | 1600.1 | 1600.1 | 129.2453 | 1600.1 | 1600.1 | 129.2453 | 1600.1 | 72.6 | 7.565 | 1600.1 | 129.2453 | 1600.1
745 |  | 1405.6 | 126.8343 | 1405.6 | 1405.6 | 126.8343 | 1405.6 | 1405.6 | 126.8343 | 1405.6 | 72.6 | 7.215 | 1405.6 | 126.8343 | 1405.6
746 |  | 1466.7 | 127.3283 | 1466.7 | 1466.7 | 127.3283 | 1466.7 | 1466.7 | 127.3283 | 1466.7 | 73.2 | 7.36 | 1466.7 | 127.3283 | 1466.7
747 |  | 1428.8 | 127.3302 | 1428.8 | 1428.8 | 127.3302 | 1428.8 | 1428.8 | 127.3302 | 1428.8 | 73.1 | 7.5 | 1428.8 | 127.3302 | 1428.8
748 |  | 1458.6 | 124.5394 | 1458.6 | 1458.6 | 124.5394 | 1458.6 | 1458.6 | 124.5394 | 1458.6 | 72.9 | 6.76 | 1458.6 | 124.5394 | 1458.6
749 |  | 1494.9 | 125.7502 | 1494.9 | 1494.9 | 125.7502 | 1494.9 | 1494.9 | 125.7502 | 1494.9 | 72.9 | 6.66 | 1494.9 | 125.7502 | 1494.9
750 |  | 1530.7 | 127.0051 | 1530.7 | 1530.7 | 127.0051 | 1530.7 | 1530.7 | 127.0051 | 1530.7 | 72.2 | 6.46 | 1530.7 | 127.0051 | 1530.7
751 |  | 1550.2 | 128.5694 | 1550.2 | 1550.2 | 128.5694 | 1550.2 | 1550.2 | 128.5694 | 1550.2 | 71.5 | 6.295 | 1550.2 | 128.5694 | 1550.2
752 |  | 1434.1 | 128.1758 | 1434.1 | 1434.1 | 128.1758 | 1434.1 | 1434.1 | 128.1758 | 1434.1 | 72.5 | 6.705 | 1434.1 | 128.1758 | 1434.1
753 |  | 1479.1 | 124.5102 | 1479.1 | 1479.1 | 124.5102 | 1479.1 | 1479.1 | 124.5102 | 1479.1 | 70.5 | 7.23 | 1479.1 | 124.5102 | 1479.1
754 |  | 1504.5 | 120.7121 | 1504.5 | 1504.5 | 120.7121 | 1504.5 | 1504.5 | 120.7121 | 1504.5 | 71.8 | 8.37 | 1504.5 | 120.7121 | 1504.5
755 |  | 1505.2 | 121.4674 | 1505.2 | 1505.2 | 121.4674 | 1505.2 | 1505.2 | 121.4674 | 1505.2 | 72.4 | 9.315 | 1505.2 | 121.4674 | 1505.2
756 |  | 1492.6 | 125.4816 | 1492.6 | 1492.6 | 125.4816 | 1492.6 | 1492.6 | 125.4816 | 1492.6 | 72.7 | 9.175 | 1492.6 | 125.4816 | 1492.6
757 |  | 1505.4 | 127.2958 | 1505.4 | 1505.4 | 127.2958 | 1505.4 | 1505.4 | 127.2958 | 1505.4 | 72.5 | 8.35 | 1505.4 | 127.2958 | 1505.4
758 |  | 1502.3 | 124.7273 | 1502.3 | 1502.3 | 124.7273 | 1502.3 | 1502.3 | 124.7273 | 1502.3 | 72.3 | 8.1 | 1502.3 | 124.7273 | 1502.3
759 |  | 1511.1 | 120.9616 | 1511.1 | 1511.1 | 120.9616 | 1511.1 | 1511.1 | 120.9616 | 1511.1 | 72.6 | 8.34 | 1511.1 | 120.9616 | 1511.1
760 |  | 1521.4 | 119.7845 | 1521.4 | 1521.4 | 119.7845 | 1521.4 | 1521.4 | 119.7845 | 1521.4 | 72.6 | 8.295 | 1521.4 | 119.7845 | 1521.4
761 |  | 1550.7 | 121.272 | 1550.7 | 1550.7 | 121.272 | 1550.7 | 1550.7 | 121.272 | 1550.7 | 73.5 | 8.85 | 1550.7 | 121.272 | 1550.7
762 |  | 1613.4 | 124.386 | 1613.4 | 1613.4 | 124.386 | 1613.4 | 1613.4 | 124.386 | 1613.4 | 72.1 | 7.88 | 1613.4 | 124.386 | 1613.4
763 |  | 1845.6 | 122.7235 | 1845.6 | 1845.6 | 122.7235 | 1845.6 | 1845.6 | 122.7235 | 1845.6 | 73.2 | 8.13 | 1845.6 | 122.7235 | 1845.6
764 |  | 1925.3 | 123.7318 | 1925.3 | 1925.3 | 123.7318 | 1925.3 | 1925.3 | 123.7318 | 1925.3 | 71.9 | 7.9375 | 1925.3 | 123.7318 | 1925.3
765 |  | 1896.9 | 122.9977 | 1896.9 | 1896.9 | 122.9977 | 1896.9 | 1896.9 | 122.9977 | 1896.9 | 73 | 7.14 | 1896.9 | 122.9977 | 1896.9
766 |  | 1851.1 | 124.9946 | 1851.1 | 1851.1 | 124.9946 | 1851.1 | 1851.1 | 124.9946 | 1851.1 | 73.1 | 7.5825 | 1851.1 | 124.9946 | 1851.1
767 |  | 1726.6 | 125.4521 | 1726.6 | 1726.6 | 125.4521 | 1726.6 | 1726.6 | 125.4521 | 1726.6 | 71.5 | 7.4138 | 1726.6 | 125.4521 | 1726.6
768 |  | 1658.4 | 125.0168 | 1658.4 | 1658.4 | 125.0168 | 1658.4 | 1658.4 | 125.0168 | 1658.4 | 73 | 7.3075 | 1658.4 | 125.0168 | 1658.4
769 |  | 1585.8 | 126.0322 | 1585.8 | 1585.8 | 126.0322 | 1585.8 | 1585.8 | 126.0322 | 1585.8 | 72.8 | 6.39 | 1585.8 | 126.0322 | 1585.8
770 |  | 1569.2 | 125.3048 | 1569.2 | 1569.2 | 125.3048 | 1569.2 | 1569.2 | 125.3048 | 1569.2 | 73.4 | 6.85 | 1569.2 | 125.3048 | 1569.2
771 |  | 1487.2 | 119.9942 | 1487.2 | 1487.2 | 119.9942 | 1487.2 | 1487.2 | 119.9942 | 1487.2 | 73.2 | 7.07 | 1487.2 | 119.9942 | 1487.2
772 |  | 1507.3 | 119.8876 | 1507.3 | 1507.3 | 119.8876 | 1507.3 | 1507.3 | 119.8876 | 1507.3 | 72.5 | 6.68 | 1507.3 | 119.8876 | 1507.3
773 |  | 1516.5 | 120.1961 | 1516.5 | 1516.5 | 120.1961 | 1516.5 | 1516.5 | 120.1961 | 1516.5 | 72.7 | 6.81 | 1516.5 | 120.1961 | 1516.5
774 |  | 1590.2 | 118.8812 | 1590.2 | 1590.2 | 118.8812 | 1590.2 | 1590.2 | 118.8812 | 1590.2 | 73.2 | 6.35 | 1590.2 | 118.8812 | 1590.2
775 |  | 1443 | 118.7817 | 1443 | 1443 | 118.7817 | 1443 | 1443 | 118.7817 | 1443 | 71.6 | 6.4 | 1443 | 118.7817 | 1443
776 |  | 1381.4 | 116.69 | 1381.4 | 1381.4 | 116.69 | 1381.4 | 1381.4 | 116.69 | 1381.4 | 72.5 | 6.89 | 1381.4 | 116.69 | 1381.4
777 |  | 1439 | 118.6325 | 1439 | 1439 | 118.6325 | 1439 | 1439 | 118.6325 | 1439 | 72.2 | 7.84 | 1439 | 118.6325 | 1439
778 |  | 1454.6 | 120.2182 | 1454.6 | 1454.6 | 120.2182 | 1454.6 | 1454.6 | 120.2182 | 1454.6 | 72.4 | 8.23 | 1454.6 | 120.2182 | 1454.6
779 |  | 1505 | 119.62 | 1505 | 1505 | 119.62 | 1505 | 1505 | 119.62 | 1505 | 71.4 | 9.13 | 1505 | 119.62 | 1505
780 |  | 1474 | 123.4367 | 1474 | 1474 | 123.4367 | 1474 | 1474 | 123.4367 | 1474 | 70.3 | 8.78 | 1474 | 123.4367 | 1474
781 |  | 1412.3 | 98.4221 | 1412.3 | 1412.3 | 98.4221 | 1412.3 | 1412.3 | 98.4221 | 1412.3 | 70.8 | 8.41 | 1412.3 | 98.4221 | 1412.3
782 |  | 1446.5 | 121.9833 | 1446.5 | 1446.5 | 121.9833 | 1446.5 | 1446.5 | 121.9833 | 1446.5 | 71.7 | 8.41 | 1446.5 | 121.9833 | 1446.5
783 |  | 1422.9 | 124.5105 | 1422.9 | 1422.9 | 124.5105 | 1422.9 | 1422.9 | 124.5105 | 1422.9 | 73.3 | 8.85 | 1422.9 | 124.5105 | 1422.9
784 |  | 1539.3 | 124.4835 | 1539.3 | 1539.3 | 124.4835 | 1539.3 | 1539.3 | 124.4835 | 1539.3 | 72.4 | 9.06 | 1539.3 | 124.4835 | 1539.3
785 |  | 1532.5 | 124.253 | 1532.5 | 1532.5 | 124.253 | 1532.5 | 1532.5 | 124.253 | 1532.5 | 73.4 | 8.86 | 1532.5 | 124.253 | 1532.5
786 |  | 1607.8 | 121.7699 | 1607.8 | 1607.8 | 121.7699 | 1607.8 | 1607.8 | 121.7699 | 1607.8 | 70.1 | 8.05 | 1607.8 | 121.7699 | 1607.8
787 |  | 1249.1 | 120.8316 | 1249.1 | 1249.1 | 120.8316 | 1249.1 | 1249.1 | 120.8316 | 1249.1 | 71.7 | 7.79 | 1249.1 | 120.8316 | 1249.1
788 |  | 1701.1 | 118.8034 | 1701.1 | 1701.1 | 118.8034 | 1701.1 | 1701.1 | 118.8034 | 1701.1 | 71.5 | 7.41 | 1701.1 | 118.8034 | 1701.1
789 |  | 1843.5 | 119.6695 | 1843.5 | 1843.5 | 119.6695 | 1843.5 | 1843.5 | 119.6695 | 1843.5 | 71.8 | 6.85 | 1843.5 | 119.6695 | 1843.5
790 |  | 1815.6 | 122.6344 | 1815.6 | 1815.6 | 122.6344 | 1815.6 | 1815.6 | 122.6344 | 1815.6 | 72.7 | 7.38 | 1815.6 | 122.6344 | 1815.6
791 |  | 1658.8 | 120.6355 | 1658.8 | 1658.8 | 120.6355 | 1658.8 | 1658.8 | 120.6355 | 1658.8 | 71.9 | 7.22 | 1658.8 | 120.6355 | 1658.8
792 |  | 1595.2 | 122.4798 | 1595.2 | 1595.2 | 122.4798 | 1595.2 | 1595.2 | 122.4798 | 1595.2 | 71.3 | 7.05 | 1595.2 | 122.4798 | 1595.2
793 |  | 1568.2 | 123.1232 | 1568.2 | 1568.2 | 123.1232 | 1568.2 | 1568.2 | 123.1232 | 1568.2 | 72 | 7.12 | 1568.2 | 123.1232 | 1568.2
794 |  | 1530.3 | 118.3739 | 1530.3 | 1530.3 | 118.3739 | 1530.3 | 1530.3 | 118.3739 | 1530.3 | 71.2 | 7.09 | 1530.3 | 118.3739 | 1530.3
795 |  | 1531.2 | 119.8561 | 1531.2 | 1531.2 | 119.8561 | 1531.2 | 1531.2 | 119.8561 | 1531.2 | 71.6 | 7.35 | 1531.2 | 119.8561 | 1531.2
796 |  | 1525.2 | 122.7171 | 1525.2 | 1525.2 | 122.7171 | 1525.2 | 1525.2 | 122.7171 | 1525.2 | 72.1 | 7.5 | 1525.2 | 122.7171 | 1525.2
797 |  | 1522.3 | 122.0149 | 1522.3 | 1522.3 | 122.0149 | 1522.3 | 1522.3 | 122.0149 | 1522.3 | 72.1 | 6.99 | 1522.3 | 122.0149 | 1522.3
798 |  | 1587.3 | 123.7114 | 1587.3 | 1587.3 | 123.7114 | 1587.3 | 1587.3 | 123.7114 | 1587.3 | 72.6 | 7.16 | 1587.3 | 123.7114 | 1587.3
799 |  | 1557.9 | 122.5687 | 1557.9 | 1557.9 | 122.5687 | 1557.9 | 1557.9 | 122.5687 | 1557.9 | 71.8 | 7.08 | 1557.9 | 122.5687 | 1557.9
800 |  | 1487.5 | 120.6948 | 1487.5 | 1487.5 | 120.6948 | 1487.5 | 1487.5 | 120.6948 | 1487.5 | 71.9 | 6.89 | 1487.5 | 120.6948 | 1487.5
801 |  | 1493.6 | 120.371 | 1493.6 | 1493.6 | 120.371 | 1493.6 | 1493.6 | 120.371 | 1493.6 | 71.4 | 7.57 | 1493.6 | 120.371 | 1493.6
802 |  | 1560.7 | 119.4873 | 1560.7 | 1560.7 | 119.4873 | 1560.7 | 1560.7 | 119.4873 | 1560.7 | 70.6 | 9.19 | 1560.7 | 119.4873 | 1560.7
803 |  | 1620.9 | 120.3838 | 1620.9 | 1620.9 | 120.3838 | 1620.9 | 1620.9 | 120.3838 | 1620.9 | 71.8 | 9.63 | 1620.9 | 120.3838 | 1620.9
804 |  | 1625.5 | 120.9862 | 1625.5 | 1625.5 | 120.9862 | 1625.5 | 1625.5 | 120.9862 | 1625.5 | 71.1 | 9.31 | 1625.5 | 120.9862 | 1625.5
805 |  | 1594.8 | 117.2773 | 1594.8 | 1594.8 | 117.2773 | 1594.8 | 1594.8 | 117.2773 | 1594.8 | 69.1 | 8.6 | 1594.8 | 117.2773 | 1594.8
806 |  | 1567.4 | 122.9432 | 1567.4 | 1567.4 | 122.9432 | 1567.4 | 1567.4 | 122.9432 | 1567.4 | 69.6 | 9.45 | 1567.4 | 122.9432 | 1567.4
807 |  | 1562.8 | 124.6146 | 1562.8 | 1562.8 | 124.6146 | 1562.8 | 1562.8 | 124.6146 | 1562.8 | 72 | 15 | 1562.8 | 124.6146 | 1562.8
808 |  | 1527.7 | 125.8723 | 1527.7 | 1527.7 | 125.8723 | 1527.7 | 1527.7 | 125.8723 | 1527.7 | 71.3 | 15.7 | 1527.7 | 125.8723 | 1527.7
809 |  | 1606.3 | 125.4223 | 1606.3 | 1606.3 | 125.4223 | 1606.3 | 1606.3 | 125.4223 | 1606.3 | 71.5 | 16.56 | 1606.3 | 125.4223 | 1606.3
810 |  | 1643.6 | 124.6027 | 1643.6 | 1643.6 | 124.6027 | 1643.6 | 1643.6 | 124.6027 | 1643.6 | 72.5 | 13.69 | 1643.6 | 124.6027 | 1643.6
811 |  | 1848.1 | 124.3425 | 1848.1 | 1848.1 | 124.3425 | 1848.1 | 1848.1 | 124.3425 | 1848.1 | 71.3 | 7.86 | 1848.1 | 124.3425 | 1848.1
812 |  | 1892.6 | 126.9381 | 1892.6 | 1892.6 | 126.9381 | 1892.6 | 1892.6 | 126.9381 | 1892.6 | 72.3 | 8.12 | 1892.6 | 126.9381 | 1892.6
813 |  | 1881.8 | 127.1442 | 1881.8 | 1881.8 | 127.1442 | 1881.8 | 1881.8 | 127.1442 | 1881.8 | 72.3 | 7.32 | 1881.8 | 127.1442 | 1881.8
814 |  | 1824 | 126.6413 | 1824 | 1824 | 126.6413 | 1824 | 1824 | 126.6413 | 1824 | 72 | 7.88 | 1824 | 126.6413 | 1824
815 |  | 1715.2 | 126.0921 | 1715.2 | 1715.2 | 126.0921 | 1715.2 | 1715.2 | 126.0921 | 1715.2 | 73 | 7.76 | 1715.2 | 126.0921 | 1715.2
816 |  | 1666.9 | 126.2635 | 1666.9 | 1666.9 | 126.2635 | 1666.9 | 1666.9 | 126.2635 | 1666.9 | 72.2 | 7.69 | 1666.9 | 126.2635 | 1666.9
817 |  | 1609.9 | 124.5784 | 1609.9 | 1609.9 | 124.5784 | 1609.9 | 1609.9 | 124.5784 | 1609.9 | 73.1 | 7.47 | 1609.9 | 124.5784 | 1609.9
818 |  | 1595.7 | 123.0613 | 1595.7 | 1595.7 | 123.0613 | 1595.7 | 1595.7 | 123.0613 | 1595.7 | 72.8 | 7.52 | 1595.7 | 123.0613 | 1595.7
819 |  | 1603.9 | 127.1008 | 1603.9 | 1603.9 | 127.1008 | 1603.9 | 1603.9 | 127.1008 | 1603.9 | 71.7 | 7.67 | 1603.9 | 127.1008 | 1603.9
820 |  | 1576.8 | 125.1423 | 1576.8 | 1576.8 | 125.1423 | 1576.8 | 1576.8 | 125.1423 | 1576.8 | 72 | 7.44 | 1576.8 | 125.1423 | 1576.8
821 |  | 1595.4 | 125.236 | 1595.4 | 1595.4 | 125.236 | 1595.4 | 1595.4 | 125.236 | 1595.4 | 72.4 | 7.54 | 1595.4 | 125.236 | 1595.4
822 |  | 1689.7 | 125.9693 | 1689.7 | 1689.7 | 125.9693 | 1689.7 | 1689.7 | 125.9693 | 1689.7 | 71 | 7.7 | 1689.7 | 125.9693 | 1689.7
823 |  | 1590.6 | 125.2107 | 1590.6 | 1590.6 | 125.2107 | 1590.6 | 1590.6 | 125.2107 | 1590.6 | 71.9 | 7.39 | 1590.6 | 125.2107 | 1590.6
824 |  | 1592.4 | 123.4578 | 1592.4 | 1592.4 | 123.4578 | 1592.4 | 1592.4 | 123.4578 | 1592.4 | 72.1 | 8.23 | 1592.4 | 123.4578 | 1592.4
825 |  | 1466.9 | 127.0361 | 1466.9 | 1466.9 | 127.0361 | 1466.9 | 1466.9 | 127.0361 | 1466.9 | 72.2 | 12.01 | 1466.9 | 127.0361 | 1466.9
826 |  | 1544.6 | 123.5263 | 1544.6 | 1544.6 | 123.5263 | 1544.6 | 1544.6 | 123.5263 | 1544.6 | 71.9 | 15.76 | 1544.6 | 123.5263 | 1544.6
827 |  | 1563.8 | 117.7312 | 1563.8 | 1563.8 | 117.7312 | 1563.8 | 1563.8 | 117.7312 | 1563.8 | 71.6 | 14.67 | 1563.8 | 117.7312 | 1563.8
828 |  | 1533.8 | 121.9955 | 1533.8 | 1533.8 | 121.9955 | 1533.8 | 1533.8 | 121.9955 | 1533.8 | 72.3 | 14.74 | 1533.8 | 121.9955 | 1533.8
829 |  | 1609.2 | 126.0628 | 1609.2 | 1609.2 | 126.0628 | 1609.2 | 1609.2 | 126.0628 | 1609.2 | 71 | 18.64 | 1609.2 | 126.0628 | 1609.2
830 |  | 1625 | 120.4321 | 1625 | 1625 | 120.4321 | 1625 | 1625 | 120.4321 | 1625 | 72.9 | 18.4 | 1625 | 120.4321 | 1625
831 |  | 1622 | 109.4593 | 1622 | 1622 | 109.4593 | 1622 | 1622 | 109.4593 | 1622 | 71.3 | 17.07 | 1622 | 109.4593 | 1622
832 |  | 1650.9 | 110.676 | 1650.9 | 1650.9 | 110.676 | 1650.9 | 1650.9 | 110.676 | 1650.9 | 72.3 | 16.7 | 1650.9 | 110.676 | 1650.9
833 |  | 1540.1 | 125.4241 | 1540.1 | 1540.1 | 125.4241 | 1540.1 | 1540.1 | 125.4241 | 1540.1 | 72.7 | 12.48 | 1540.1 | 125.4241 | 1540.1
834 |  | 1596 | 125.5867 | 1596 | 1596 | 125.5867 | 1596 | 1596 | 125.5867 | 1596 | 72.2 | 12.77 | 1596 | 125.5867 | 1596
835 |  | 1880.7 | 126.8127 | 1880.7 | 1880.7 | 126.8127 | 1880.7 | 1880.7 | 126.8127 | 1880.7 | 72.2 | 12.35 | 1880.7 | 126.8127 | 1880.7
836 |  | 1913.9 | 127.3241 | 1913.9 | 1913.9 | 127.3241 | 1913.9 | 1913.9 | 127.3241 | 1913.9 | 72.9 | 8.4 | 1913.9 | 127.3241 | 1913.9
837 |  | 1902.6 | 124.0239 | 1902.6 | 1902.6 | 124.0239 | 1902.6 | 1902.6 | 124.0239 | 1902.6 | 71.6 | 8.47 | 1902.6 | 124.0239 | 1902.6
838 |  | 1920.8 | 125.5102 | 1920.8 | 1920.8 | 125.5102 | 1920.8 | 1920.8 | 125.5102 | 1920.8 | 71.4 | 7.71 | 1920.8 | 125.5102 | 1920.8
839 |  | 1736.7 | 122.9209 | 1736.7 | 1736.7 | 122.9209 | 1736.7 | 1736.7 | 122.9209 | 1736.7 | 72.6 | 7.96 | 1736.7 | 122.9209 | 1736.7
840 |  | 1698.8 | 126.6578 | 1698.8 | 1698.8 | 126.6578 | 1698.8 | 1698.8 | 126.6578 | 1698.8 | 71.9 | 7.67 | 1698.8 | 126.6578 | 1698.8
841 |  | 1529.8 | 125.817 | 1529.8 | 1529.8 | 125.817 | 1529.8 | 1529.8 | 125.817 | 1529.8 | 72.7 | 7.45 | 1529.8 | 125.817 | 1529.8
842 |  | 1499.6 | 122.5852 | 1499.6 | 1499.6 | 122.5852 | 1499.6 | 1499.6 | 122.5852 | 1499.6 | 71.5 | 7.3 | 1499.6 | 122.5852 | 1499.6
843 |  | 1481.6 | 121.1003 | 1481.6 | 1481.6 | 121.1003 | 1481.6 | 1481.6 | 121.1003 | 1481.6 | 72.6 | 7.09 | 1481.6 | 121.1003 | 1481.6
844 |  | 1554.6 | 124.0389 | 1554.6 | 1554.6 | 124.0389 | 1554.6 | 1554.6 | 124.0389 | 1554.6 | 72.9 | 7.31 | 1554.6 | 124.0389 | 1554.6
845 |  | 1572.3 | 123.6236 | 1572.3 | 1572.3 | 123.6236 | 1572.3 | 1572.3 | 123.6236 | 1572.3 | 71.5 | 7.7 | 1572.3 | 123.6236 | 1572.3
846 |  | 1564.2 | 125.2477 | 1564.2 | 1564.2 | 125.2477 | 1564.2 | 1564.2 | 125.2477 | 1564.2 | 72.4 | 7.15 | 1564.2 | 125.2477 | 1564.2
847 |  | 1515.4 | 124.4229 | 1515.4 | 1515.4 | 124.4229 | 1515.4 | 1515.4 | 124.4229 | 1515.4 | 71.7 | 7.09 | 1515.4 | 124.4229 | 1515.4
848 |  | 1505.8 | 118.4339 | 1505.8 | 1505.8 | 118.4339 | 1505.8 | 1505.8 | 118.4339 | 1505.8 | 72.3 | 6.93 | 1505.8 | 118.4339 | 1505.8
849 |  | 1518.5 | 124.9371 | 1518.5 | 1518.5 | 124.9371 | 1518.5 | 1518.5 | 124.9371 | 1518.5 | 71.9 | 13.41 | 1518.5 | 124.9371 | 1518.5
850 |  | 1550.2 | 121.299 | 1550.2 | 1550.2 | 121.299 | 1550.2 | 1550.2 | 121.299 | 1550.2 | 71.9 | 13.81 | 1550.2 | 121.299 | 1550.2
851 |  | 1558.4 | 122.9544 | 1558.4 | 1558.4 | 122.9544 | 1558.4 | 1558.4 | 122.9544 | 1558.4 | 71.6 | 11.4 | 1558.4 | 122.9544 | 1558.4
852 |  | 1536 | 122.0568 | 1536 | 1536 | 122.0568 | 1536 | 1536 | 122.0568 | 1536 | 71.8 | 16.13 | 1536 | 122.0568 | 1536
853 |  | 1473.6 | 124.1039 | 1473.6 | 1473.6 | 124.1039 | 1473.6 | 1473.6 | 124.1039 | 1473.6 | 72.3 | 12.28 | 1473.6 | 124.1039 | 1473.6
854 |  | 1509.55 | 124.163 | 1509.55 | 1509.55 | 124.163 | 1509.55 | 1509.55 | 124.163 | 1509.55 | 72.3 | 11.85 | 1509.55 | 124.163 | 1509.55
855 |  | 1592.75 | 123.0297 | 1592.75 | 1592.75 | 123.0297 | 1592.75 | 1592.75 | 123.0297 | 1592.75 | 71.3 | 15.29 | 1592.75 | 123.0297 | 1592.75
856 |  | 1596.8 | 121.129 | 1596.8 | 1596.8 | 121.129 | 1596.8 | 1596.8 | 121.129 | 1596.8 | 71.8 | 14.71 | 1596.8 | 121.129 | 1596.8
857 |  | 1620.8 | 123.7392 | 1620.8 | 1620.8 | 123.7392 | 1620.8 | 1620.8 | 123.7392 | 1620.8 | 71.9 | 12.81 | 1620.8 | 123.7392 | 1620.8
858 |  | 1608.4 | 121.8547 | 1608.4 | 1608.4 | 121.8547 | 1608.4 | 1608.4 | 121.8547 | 1608.4 | 72.3 | 14.98 | 1608.4 | 121.8547 | 1608.4
859 |  | 1654.4 | 124.2571 | 1654.4 | 1654.4 | 124.2571 | 1654.4 | 1654.4 | 124.2571 | 1654.4 | 68.2 | 8.44 | 1654.4 | 124.2571 | 1654.4
860 |  | 1667.3 | 120.9534 | 1667.3 | 1667.3 | 120.9534 | 1667.3 | 1667.3 | 120.9534 | 1667.3 | 71.2 | 8.44 | 1667.3 | 120.9534 | 1667.3
861 |  | 1923.9 | 120.8922 | 1923.9 | 1923.9 | 120.8922 | 1923.9 | 1923.9 | 120.8922 | 1923.9 | 70.6 | 8.44 | 1923.9 | 120.8922 | 1923.9
862 |  | 1886.6 | 121.6392 | 1886.6 | 1886.6 | 121.6392 | 1886.6 | 1886.6 | 121.6392 | 1886.6 | 71.6 | 6.91 | 1886.6 | 121.6392 | 1886.6
863 |  | 1746.2 | 123.4259 | 1746.2 | 1746.2 | 123.4259 | 1746.2 | 1746.2 | 123.4259 | 1746.2 | 72.1 | 6.91 | 1746.2 | 123.4259 | 1746.2
864 |  | 1715.1 | 125.2701 | 1715.1 | 1715.1 | 125.2701 | 1715.1 | 1715.1 | 125.2701 | 1715.1 | 71.4 | 7.28 | 1715.1 | 125.2701 | 1715.1
865 |  | 1711.5 | 125.4352 | 1711.5 | 1711.5 | 125.4352 | 1711.5 | 1711.5 | 125.4352 | 1711.5 | 71.2 | 7.23 | 1711.5 | 125.4352 | 1711.5
866 |  | 1643.3 | 123.6255 | 1643.3 | 1643.3 | 123.6255 | 1643.3 | 1643.3 | 123.6255 | 1643.3 | 71.1 | 7.18 | 1643.3 | 123.6255 | 1643.3
867 |  | 1585.6 | 123.2597 | 1585.6 | 1585.6 | 123.2597 | 1585.6 | 1585.6 | 123.2597 | 1585.6 | 71 | 7.41 | 1585.6 | 123.2597 | 1585.6
868 |  | 1503 | 119.4243 | 1503 | 1503 | 119.4243 | 1503 | 1503 | 119.4243 | 1503 | 70.8 | 7.09 | 1503 | 119.4243 | 1503
869 |  | 1602.3 | 120.9626 | 1602.3 | 1602.3 | 120.9626 | 1602.3 | 1602.3 | 120.9626 | 1602.3 | 70.8 | 7.09 | 1602.3 | 120.9626 | 1602.3
870 |  | 1570.2 | 122.4734 | 1570.2 | 1570.2 | 122.4734 | 1570.2 | 1570.2 | 122.4734 | 1570.2 | 71 | 6.93 | 1570.2 | 122.4734 | 1570.2
871 |  | 1492.3 | 122.8044 | 1492.3 | 1492.3 | 122.8044 | 1492.3 | 1492.3 | 122.8044 | 1492.3 | 70.4 | 6.97 | 1492.3 | 122.8044 | 1492.3
872 |  | 1501.1 | 121.4127 | 1501.1 | 1501.1 | 121.4127 | 1501.1 | 1501.1 | 121.4127 | 1501.1 | 69.5 | 7.38 | 1501.1 | 121.4127 | 1501.1
873 |  | 1414.4 | 123.2998 | 1414.4 | 1414.4 | 123.2998 | 1414.4 | 1414.4 | 123.2998 | 1414.4 | 71.1 | 14.83 | 1414.4 | 123.2998 | 1414.4
874 |  | 1459 | 123.8294 | 1459 | 1459 | 123.8294 | 1459 | 1459 | 123.8294 | 1459 | 70.9 | 14.51 | 1459 | 123.8294 | 1459
875 |  | 1500.4 | 120.7139 | 1500.4 | 1500.4 | 120.7139 | 1500.4 | 1500.4 | 120.7139 | 1500.4 | 71.1 | 13.51 | 1500.4 | 120.7139 | 1500.4
876 |  | 1483.5 | 124.985 | 1483.5 | 1483.5 | 124.985 | 1483.5 | 1483.5 | 124.985 | 1483.5 | 71.9 | 12.88 | 1483.5 | 124.985 | 1483.5
877 |  | 1380.7 | 125.9717 | 1380.7 | 1380.7 | 125.9717 | 1380.7 | 1380.7 | 125.9717 | 1380.7 | 71.3 | 14.48 | 1380.7 | 125.9717 | 1380.7
878 |  | 1442.1 | 125.5409 | 1442.1 | 1442.1 | 125.5409 | 1442.1 | 1442.1 | 125.5409 | 1442.1 | 71.6 | 14.81 | 1442.1 | 125.5409 | 1442.1
879 |  | 1422.1 | 122.1256 | 1422.1 | 1422.1 | 122.1256 | 1422.1 | 1422.1 | 122.1256 | 1422.1 | 71.5 | 16.16 | 1422.1 | 122.1256 | 1422.1
880 |  | 1494 | 117.139 | 1494 | 1494 | 117.139 | 1494 | 1494 | 117.139 | 1494 | 71.3 | 10.78 | 1494 | 117.139 | 1494
881 |  | 1532 | 119.2033 | 1532 | 1532 | 119.2033 | 1532 | 1532 | 119.2033 | 1532 | 71.8 | 13.26 | 1532 | 119.2033 | 1532
882 |  | 1690 | 120.5724 | 1690 | 1690 | 120.5724 | 1690 | 1690 | 120.5724 | 1690 | 71.8 | 11.81 | 1690 | 120.5724 | 1690
883 |  | 1669.5 | 125.9206 | 1669.5 | 1669.5 | 125.9206 | 1669.5 | 1669.5 | 125.9206 | 1669.5 | 70.3 | 9.74 | 1669.5 | 125.9206 | 1669.5
884 |  | 1737.9 | 108.9659 | 1737.9 | 1737.9 | 108.9659 | 1737.9 | 1737.9 | 108.9659 | 1737.9 | 71.4 | 6.75 | 1737.9 | 108.9659 | 1737.9
885 |  | 1941 | 123.1544 | 1941 | 1941 | 123.1544 | 1941 | 1941 | 123.1544 | 1941 | 71.7 | 6.33 | 1941 | 123.1544 | 1941
886 |  | 1914.8 | 122.4876 | 1914.8 | 1914.8 | 122.4876 | 1914.8 | 1914.8 | 122.4876 | 1914.8 | 72.3 | 6.62 | 1914.8 | 122.4876 | 1914.8
887 |  | 1819.5 | 124.0573 | 1819.5 | 1819.5 | 124.0573 | 1819.5 | 1819.5 | 124.0573 | 1819.5 | 72.3 | 6.87 | 1819.5 | 124.0573 | 1819.5
888 |  | 1714.7 | 124.1706 | 1714.7 | 1714.7 | 124.1706 | 1714.7 | 1714.7 | 124.1706 | 1714.7 | 71.7 | 7 | 1714.7 | 124.1706 | 1714.7
889 |  | 1224 | 124.636 | 1224 | 1224 | 124.636 | 1224 | 1224 | 124.636 | 1224 | 71.3 | 6.74 | 1224 | 124.636 | 1224
890 |  | 1541.25 | 123.4108 | 1541.25 | 1541.25 | 123.6915 | 1541.25 | 1541.25 | 123.4108 | 1541.25 | 71.4 | 6.665 | 1541.25 | 123.4108 | 1541.25
891 |  | 1501.65 | 123.3289 | 1501.65 | 1501.65 | 122.7688 | 1501.65 | 1501.65 | 123.3289 | 1501.65 | 71.1 | 6.735 | 1501.65 | 123.3289 | 1501.65
892 |  | 1458.7 | 121.8677 | 1458.7 | 1458.7 | 121.265 | 1458.7 | 1458.7 | 121.8677 | 1458.7 | 71.6 | 6.345 | 1458.7 | 121.8677 | 1458.7
893 |  | 1519.1 | 116.8871 | 1519.1 | 1519.1 | 121.9948 | 1519.1 | 1519.1 | 116.8871 | 1519.1 | 71.7 | 6.47 | 1519.1 | 116.8871 | 1519.1
894 |  | 1548.6 | 118.4194 | 1548.6 | 1548.6 | 123.4497 | 1548.6 | 1548.6 | 118.4194 | 1548.6 | 72.3 | 6.43 | 1548.6 | 118.4194 | 1548.6
895 |  | 1458.45 | 117.9332 | 1458.45 | 1458.45 | 123.4581 | 1458.45 | 1458.45 | 117.9332 | 1458.45 | 72.2 | 6.625 | 1458.45 | 117.9332 | 1458.45
896 |  | 1445.4 | 116.8317 | 1445.4 | 1445.4 | 122.1497 | 1445.4 | 1445.4 | 116.8317 | 1445.4 | 71.9 | 6.96 | 1445.4 | 116.8317 | 1445.4
897 |  | 1429.75 | 117.6126 | 1429.75 | 1429.75 | 117.6126 | 1429.75 | 1429.75 | 117.6126 | 1429.75 | 72.2 | 5.83 | 1429.75 | 117.6126 | 1429.75
898 |  | 1466.6 | 117.6151 | 1466.6 | 1466.6 | 117.6151 | 1466.6 | 1466.6 | 117.6151 | 1466.6 | 72.5 | 6.37 | 1466.6 | 117.6151 | 1466.6
899 |  | 1501.6 | 115.5532 | 1501.6 | 1501.6 | 115.5532 | 1501.6 | 1501.6 | 115.5532 | 1501.6 | 72.2 | 6.57 | 1501.6 | 115.5532 | 1501.6
900 |  | 1479.1 | 114.2394 | 1479.1 | 1479.1 | 114.2394 | 1479.1 | 1479.1 | 114.2394 | 1479.1 | 71.9 | 6.78 | 1479.1 | 114.2394 | 1479.1
901 |  | 1449.6 | 114.7832 | 1449.6 | 1449.6 | 114.7832 | 1449.6 | 1449.6 | 114.7832 | 1449.6 | 72.1 | 6.59 | 1449.6 | 114.7832 | 1449.6
902 |  | 1468.8 | 120.3365 | 1468.8 | 1468.8 | 120.3365 | 1468.8 | 1468.8 | 120.3365 | 1468.8 | 72.1 | 6.44 | 1468.8 | 120.3365 | 1468.8
903 |  | 1513.25 | 105.0587 | 1513.25 | 1513.25 | 105.0587 | 1513.25 | 1513.25 | 105.0587 | 1513.25 | 71.5 | 14.14 | 1513.25 | 105.0587 | 1513.25
904 |  | 1545 | 117.8355 | 1545 | 1545 | 117.8355 | 1545 | 1545 | 117.8355 | 1545 | 71.7 | 14.105 | 1545 | 117.8355 | 1545
905 |  | 1567.3 | 119.3869 | 1567.3 | 1567.3 | 119.3869 | 1567.3 | 1567.3 | 119.3869 | 1567.3 | 72.3 | 5.76 | 1567.3 | 119.3869 | 1567.3
906 |  | 1622.6 | 119.0497 | 1622.6 | 1622.6 | 121.4751 | 1622.6 | 1622.6 | 119.0497 | 1622.6 | 71.1 | 14.605 | 1622.6 | 119.0497 | 1622.6
907 |  | 1376 | 125.416 | 1376 | 1376 | 125.416 | 1376 | 1376 | 125.416 | 1376 | 72.1 | 5.86 | 1376 | 125.416 | 1376
908 |  | 1425.2 | 123.656 | 1425.2 | 1425.2 | 123.656 | 1425.2 | 1425.2 | 123.656 | 1425.2 | 72.5 | 5.97 | 1425.2 | 123.656 | 1425.2
909 |  | 1444.4 | 121.6383 | 1444.4 | 1444.4 | 121.6383 | 1444.4 | 1444.4 | 121.6383 | 1444.4 | 72.2 | 5.49 | 1444.4 | 121.6383 | 1444.4
910 |  | 1407.8 | 124.3407 | 1407.8 | 1407.8 | 124.3407 | 1407.8 | 1407.8 | 124.3407 | 1407.8 | 71.4 | 5.66 | 1407.8 | 124.3407 | 1407.8
911 |  | 1288.8 | 124.6877 | 1288.8 | 1288.8 | 124.6877 | 1288.8 | 1288.8 | 124.6877 | 1288.8 | 72.4 | 5.73 | 1288.8 | 124.6877 | 1288.8
912 |  | 1222.4 | 124.4014 | 1222.4 | 1222.4 | 124.4014 | 1222.4 | 1222.4 | 124.4014 | 1222.4 | 72.6 | 6.06 | 1222.4 | 124.4014 | 1222.4
913 |  | 1442 | 123.274 | 1442 | 1442 | 123.274 | 1442 | 1442 | 123.274 | 1442 | 72.6 | 5.97 | 1442 | 123.274 | 1442
914 |  | 1439.2 | 123.7575 | 1439.2 | 1439.2 | 123.7575 | 1439.2 | 1439.2 | 123.7575 | 1439.2 | 73.2 | 6.15 | 1439.2 | 123.7575 | 1439.2
915 |  | 1417.7 | 122.2778 | 1417.7 | 1417.7 | 122.2778 | 1417.7 | 1417.7 | 122.2778 | 1417.7 | 73.1 | 6.06 | 1417.7 | 122.2778 | 1417.7
916 |  | 1414.4 | 123.1056 | 1414.4 | 1414.4 | 123.1056 | 1414.4 | 1414.4 | 123.1056 | 1414.4 | 72.9 | 5.6 | 1414.4 | 123.1056 | 1414.4
917 |  | 1435.9 | 123.0269 | 1435.9 | 1435.9 | 123.0269 | 1435.9 | 1435.9 | 123.0269 | 1435.9 | 72.9 | 5.85 | 1435.9 | 123.0269 | 1435.9
918 |  | 1527 | 124.4261 | 1527 | 1527 | 124.4261 | 1527 | 1527 | 124.4261 | 1527 | 72.2 | 5.93 | 1527 | 124.4261 | 1527
919 |  | 1424.6 | 124.1118 | 1424.6 | 1424.6 | 124.1118 | 1424.6 | 1424.6 | 124.1118 | 1424.6 | 71.5 | 6.28 | 1424.6 | 124.1118 | 1424.6
920 |  | 1389.7 | 122.8867 | 1389.7 | 1389.7 | 122.8867 | 1389.7 | 1389.7 | 122.8867 | 1389.7 | 72.5 | 6.54 | 1389.7 | 122.8867 | 1389.7
921 |  | 1445.1 | 121.7596 | 1445.1 | 1445.1 | 121.7596 | 1445.1 | 1445.1 | 121.7596 | 1445.1 | 70.5 | 13.41 | 1445.1 | 121.7596 | 1445.1
922 |  | 1474.2 | 124.7659 | 1474.2 | 1474.2 | 124.7659 | 1474.2 | 1474.2 | 124.7659 | 1474.2 | 71.8 | 14.93 | 1474.2 | 124.7659 | 1474.2
923 |  | 1502.8 | 122.2034 | 1502.8 | 1502.8 | 122.2034 | 1502.8 | 1502.8 | 122.2034 | 1502.8 | 72.4 | 12.55 | 1502.8 | 122.2034 | 1502.8
924 |  | 1474.7 | 122.804 | 1474.7 | 1474.7 | 122.804 | 1474.7 | 1474.7 | 122.804 | 1474.7 | 72.7 | 13.34 | 1474.7 | 122.804 | 1474.7
925 |  | 1518.5 | 124.8695 | 1518.5 | 1518.5 | 124.8695 | 1518.5 | 1518.5 | 124.8695 | 1518.5 | 72.5 | 10.78 | 1518.5 | 124.8695 | 1518.5
926 |  | 1495.5 | 121.3119 | 1495.5 | 1495.5 | 121.3119 | 1495.5 | 1495.5 | 121.3119 | 1495.5 | 72.3 | 16.51 | 1495.5 | 121.3119 | 1495.5
927 |  | 1604.4 | 121.7061 | 1604.4 | 1604.4 | 121.7061 | 1604.4 | 1604.4 | 121.7061 | 1604.4 | 72.6 | 12.12 | 1604.4 | 121.7061 | 1604.4
928 |  | 1596 | 125.6857 | 1596 | 1596 | 125.6857 | 1596 | 1596 | 125.6857 | 1596 | 72.6 | 17.43 | 1596 | 125.6857 | 1596
929 |  | 1602.6 | 126.1691 | 1602.6 | 1602.6 | 126.1691 | 1602.6 | 1602.6 | 126.1691 | 1602.6 | 73.5 | 14.87 | 1602.6 | 126.1691 | 1602.6
930 |  | 1555.2 | 122.3778 | 1555.2 | 1555.2 | 122.3778 | 1555.2 | 1555.2 | 122.3778 | 1555.2 | 72.1 | 17.4 | 1555.2 | 122.3778 | 1555.2
931 |  | 1805.1 | 124.2185 | 1805.1 | 1805.1 | 124.2185 | 1805.1 | 1805.1 | 124.2185 | 1805.1 | 73.2 | 9.81 | 1805.1 | 124.2185 | 1805.1
932 |  | 1855.6 | 122.3339 | 1855.6 | 1855.6 | 122.3339 | 1855.6 | 1855.6 | 122.3339 | 1855.6 | 71.9 | 8.07 | 1855.6 | 122.3339 | 1855.6
933 |  | 1814.9 | 121.9298 | 1814.9 | 1814.9 | 121.9298 | 1814.9 | 1814.9 | 121.9298 | 1814.9 | 73 | 6.82 | 1814.9 | 121.9298 | 1814.9
934 |  | 1758.6 | 123.1126 | 1758.6 | 1758.6 | 123.1126 | 1758.6 | 1758.6 | 123.1126 | 1758.6 | 73.1 | 6.7 | 1758.6 | 123.1126 | 1758.6
935 |  | 1710.6 | 120.8102 | 1710.6 | 1710.6 | 120.8102 | 1710.6 | 1710.6 | 120.8102 | 1710.6 | 71.5 | 6.99 | 1710.6 | 120.8102 | 1710.6
936 |  | 1672.9 | 122.1584 | 1672.9 | 1672.9 | 122.1584 | 1672.9 | 1672.9 | 122.1584 | 1672.9 | 73 | 6.85 | 1672.9 | 122.1584 | 1672.9
937 |  | 1879.6 | 122.5158 | 1879.6 | 1879.6 | 122.5158 | 1879.6 | 1879.6 | 122.5158 | 1879.6 | 72.8 | 6.87 | 1879.6 | 122.5158 | 1879.6
938 |  | 1798.6 | 120.2071 | 1798.6 | 1798.6 | 120.2071 | 1798.6 | 1798.6 | 120.2071 | 1798.6 | 73.4 | 6.67 | 1798.6 | 120.2071 | 1798.6
939 |  | 1597 | 120.4341 | 1597 | 1597 | 120.4341 | 1597 | 1597 | 120.4341 | 1597 | 73.2 | 6.62 | 1597 | 120.4341 | 1597
940 |  | 1545.3 | 118.0702 | 1545.3 | 1545.3 | 118.0702 | 1545.3 | 1545.3 | 118.0702 | 1545.3 | 72.5 | 6.82 | 1545.3 | 118.0702 | 1545.3
941 |  | 1591.9 | 117.6076 | 1591.9 | 1591.9 | 117.6076 | 1591.9 | 1591.9 | 117.6076 | 1591.9 | 72.7 | 6.53 | 1591.9 | 117.6076 | 1591.9
942 |  | 1514.1 | 119.0438 | 1514.1 | 1514.1 | 119.0438 | 1514.1 | 1514.1 | 119.0438 | 1514.1 | 73.2 | 6.31 | 1514.1 | 119.0438 | 1514.1
943 |  | 1581.5 | 116.6397 | 1581.5 | 1581.5 | 116.6397 | 1581.5 | 1581.5 | 116.6397 | 1581.5 | 71.6 | 6.4 | 1581.5 | 116.6397 | 1581.5
944 |  | 1675.6 | 117.2365 | 1675.6 | 1675.6 | 117.2365 | 1675.6 | 1675.6 | 117.2365 | 1675.6 | 72.5 | 6.89 | 1675.6 | 117.2365 | 1675.6
945 |  | 1614.5 | 117.4583 | 1614.5 | 1614.5 | 117.4583 | 1614.5 | 1614.5 | 117.4583 | 1614.5 | 72.2 | 14.52 | 1614.5 | 117.4583 | 1614.5
946 |  | 1607.6 | 119.0072 | 1607.6 | 1607.6 | 119.0072 | 1607.6 | 1607.6 | 119.0072 | 1607.6 | 72.4 | 18.22 | 1607.6 | 119.0072 | 1607.6
947 |  | 1615.2 | 124.1434 | 1615.2 | 1615.2 | 124.1434 | 1615.2 | 1615.2 | 124.1434 | 1615.2 | 71.4 | 16.83 | 1615.2 | 124.1434 | 1615.2
948 |  | 1601.9 | 124.7002 | 1601.9 | 1601.9 | 124.7002 | 1601.9 | 1601.9 | 124.7002 | 1601.9 | 70.3 | 12.02 | 1601.9 | 124.7002 | 1601.9
949 |  | 1601.3 | 121.2501 | 1601.3 | 1601.3 | 121.2501 | 1601.3 | 1601.3 | 121.2501 | 1601.3 | 70.8 | 15.34 | 1601.3 | 121.2501 | 1601.3
950 |  | 1614.5 | 120.4937 | 1614.5 | 1614.5 | 120.4937 | 1614.5 | 1614.5 | 120.4937 | 1614.5 | 71.7 | 16.13 | 1614.5 | 120.4937 | 1614.5
951 |  | 1605.1 | 123.5076 | 1605.1 | 1605.1 | 123.5076 | 1605.1 | 1605.1 | 123.5076 | 1605.1 | 73.3 | 19.27 | 1605.1 | 123.5076 | 1605.1
952 |  | 1631.8 | 119.3737 | 1631.8 | 1631.8 | 119.3737 | 1631.8 | 1631.8 | 119.3737 | 1631.8 | 72.4 | 17.35 | 1631.8 | 119.3737 | 1631.8
953 |  | 1637.7 | 120.1166 | 1637.7 | 1637.7 | 120.1166 | 1637.7 | 1637.7 | 120.1166 | 1637.7 | 73.4 | 10.98 | 1637.7 | 120.1166 | 1637.7
954 |  | 1641.1 | 120.4296 | 1641.1 | 1641.1 | 120.4296 | 1641.1 | 1641.1 | 120.4296 | 1641.1 | 70.1 | 15.57 | 1641.1 | 120.4296 | 1641.1
955 |  | 1669.2 | 120.3253 | 1669.2 | 1669.2 | 120.3253 | 1669.2 | 1669.2 | 120.3253 | 1669.2 | 71.7 | 10.1 | 1669.2 | 120.3253 | 1669.2
956 |  | 1680.8 | 118.5833 | 1680.8 | 1680.8 | 118.5833 | 1680.8 | 1680.8 | 118.5833 | 1680.8 | 71.5 | 7.26 | 1680.8 | 118.5833 | 1680.8
957 |  | 1952.9 | 120.924 | 1952.9 | 1952.9 | 120.924 | 1952.9 | 1952.9 | 120.924 | 1952.9 | 71.8 | 6.71 | 1952.9 | 120.924 | 1952.9
958 |  | 1887.9 | 121.3793 | 1887.9 | 1887.9 | 121.3793 | 1887.9 | 1887.9 | 121.3793 | 1887.9 | 72.7 | 6.22 | 1887.9 | 121.3793 | 1887.9
959 |  | 1794.4 | 121.9774 | 1794.4 | 1794.4 | 121.9774 | 1794.4 | 1794.4 | 121.9774 | 1794.4 | 71.9 | 6.15 | 1794.4 | 121.9774 | 1794.4
960 |  | 1718.4 | 124.0175 | 1718.4 | 1718.4 | 124.0175 | 1718.4 | 1718.4 | 124.0175 | 1718.4 | 71.3 | 6.3 | 1718.4 | 124.0175 | 1718.4
961 |  | 1658.3 | 122.6751 | 1658.3 | 1658.3 | 122.6751 | 1658.3 | 1658.3 | 122.6751 | 1658.3 | 72 | 6.43 | 1658.3 | 122.6751 | 1658.3
962 |  | 1647.7 | 122.9236 | 1647.7 | 1647.7 | 122.9236 | 1647.7 | 1647.7 | 122.9236 | 1647.7 | 71.2 | 6.22 | 1647.7 | 122.9236 | 1647.7
963 |  | 1608.7 | 123.4163 | 1608.7 | 1608.7 | 123.4163 | 1608.7 | 1608.7 | 123.4163 | 1608.7 | 71.6 | 6.58 | 1608.7 | 123.4163 | 1608.7
964 |  | 1640.5 | 123.0145 | 1640.5 | 1640.5 | 123.0145 | 1640.5 | 1640.5 | 123.0145 | 1640.5 | 72.1 | 6.77 | 1640.5 | 123.0145 | 1640.5
965 |  | 1638.8 | 121.7557 | 1638.8 | 1638.8 | 121.7557 | 1638.8 | 1638.8 | 121.7557 | 1638.8 | 72.1 | 6.57 | 1638.8 | 121.7557 | 1638.8
966 |  | 1514.6 | 123.3117 | 1514.6 | 1514.6 | 123.3117 | 1514.6 | 1514.6 | 123.3117 | 1514.6 | 72.6 | 6.59 | 1514.6 | 123.3117 | 1514.6
967 |  | 1490.9 | 120.9862 | 1490.9 | 1490.9 | 120.9862 | 1490.9 | 1490.9 | 120.9862 | 1490.9 | 71.8 | 6.67 | 1490.9 | 120.9862 | 1490.9
968 |  | 1445.7 | 122.9243 | 1445.7 | 1445.7 | 122.9243 | 1445.7 | 1445.7 | 122.9243 | 1445.7 | 71.9 | 6.8 | 1445.7 | 122.9243 | 1445.7
969 |  | 1547.5 | 119.007 | 1547.5 | 1547.5 | 119.007 | 1547.5 | 1547.5 | 119.007 | 1547.5 | 71.4 | 12.73 | 1547.5 | 119.007 | 1547.5
970 |  | 1417.6 | 121.2228 | 1417.6 | 1417.6 | 121.2228 | 1417.6 | 1417.6 | 121.2228 | 1417.6 | 70.6 | 14.33 | 1417.6 | 121.2228 | 1417.6
971 |  | 1370.7 | 123.1385 | 1370.7 | 1370.7 | 123.1385 | 1370.7 | 1370.7 | 123.1385 | 1370.7 | 71.8 | 15 | 1370.7 | 123.1385 | 1370.7
972 |  | 1360.6 | 117.7653 | 1360.6 | 1360.6 | 117.7653 | 1360.6 | 1360.6 | 117.7653 | 1360.6 | 71.1 | 14.5 | 1360.6 | 117.7653 | 1360.6
973 |  | 1466.4 | 118.7028 | 1466.4 | 1466.4 | 118.7028 | 1466.4 | 1466.4 | 118.7028 | 1466.4 | 69.1 | 13.66 | 1466.4 | 118.7028 | 1466.4
974 |  | 1516.5 | 120.4375 | 1516.5 | 1516.5 | 120.4375 | 1516.5 | 1516.5 | 120.4375 | 1516.5 | 69.6 | 10.88 | 1516.5 | 120.4375 | 1516.5
975 |  | 1519.3 | 120.9892 | 1519.3 | 1519.3 | 120.9892 | 1519.3 | 1519.3 | 120.9892 | 1519.3 | 72 | 11.78 | 1519.3 | 120.9892 | 1519.3
976 |  | 1564.9 | 121.6233 | 1564.9 | 1564.9 | 121.6233 | 1564.9 | 1564.9 | 121.6233 | 1564.9 | 71.3 | 12.47 | 1564.9 | 121.6233 | 1564.9
977 |  | 1601.8 | 122.7658 | 1601.8 | 1601.8 | 122.7658 | 1601.8 | 1601.8 | 122.7658 | 1601.8 | 71.5 | 12.47 | 1601.8 | 122.7658 | 1601.8
978 |  | 1667.4 | 118.362 | 1667.4 | 1667.4 | 118.362 | 1667.4 | 1667.4 | 118.362 | 1667.4 | 72.5 | 15.44 | 1667.4 | 118.362 | 1667.4
979 |  | 1616.8 | 119.5128 | 1616.8 | 1616.8 | 119.5128 | 1616.8 | 1616.8 | 119.5128 | 1616.8 | 71.3 | 9.36 | 1616.8 | 119.5128 | 1616.8
980 |  | 1673.8 | 120.8416 | 1673.8 | 1673.8 | 120.8416 | 1673.8 | 1673.8 | 120.8416 | 1673.8 | 72.3 | 7.34 | 1673.8 | 120.8416 | 1673.8
981 |  | 1929.4 | 121.4472 | 1929.4 | 1929.4 | 121.4472 | 1929.4 | 1929.4 | 121.4472 | 1929.4 | 72.3 | 7.12 | 1929.4 | 121.4472 | 1929.4
982 |  | 1902 | 121.8405 | 1902 | 1902 | 121.8405 | 1902 | 1902 | 121.8405 | 1902 | 72 | 6.82 | 1902 | 121.8405 | 1902
983 |  | 1761.2 | 122.6608 | 1761.2 | 1761.2 | 122.6608 | 1761.2 | 1761.2 | 122.6608 | 1761.2 | 73 | 6.85 | 1761.2 | 122.6608 | 1761.2
984 |  | 1700.5 | 123.083 | 1700.5 | 1700.5 | 123.083 | 1700.5 | 1700.5 | 123.083 | 1700.5 | 72.2 | 6.77 | 1700.5 | 123.083 | 1700.5
985 |  | 1628.4 | 121.4674 | 1628.4 | 1628.4 | 121.4674 | 1628.4 | 1628.4 | 121.4674 | 1628.4 | 73.1 | 6.78 | 1628.4 | 121.4674 | 1628.4
986 |  | 1604 | 125.4816 | 1604 | 1604 | 125.4816 | 1604 | 1604 | 125.4816 | 1604 | 72.8 | 6.56 | 1604 | 125.4816 | 1604
987 |  | 1565.1 | 127.2958 | 1565.1 | 1565.1 | 127.2958 | 1565.1 | 1565.1 | 127.2958 | 1565.1 | 71.7 | 6.68 | 1565.1 | 127.2958 | 1565.1
988 |  | 1541.3 | 124.7273 | 1541.3 | 1541.3 | 124.7273 | 1541.3 | 1541.3 | 124.7273 | 1541.3 | 72 | 6.48 | 1541.3 | 124.7273 | 1541.3
989 |  | 1580.9 | 120.9616 | 1580.9 | 1580.9 | 120.9616 | 1580.9 | 1580.9 | 120.9616 | 1580.9 | 72.4 | 6.59 | 1580.9 | 120.9616 | 1580.9
990 |  | 1521.2 | 119.7845 | 1521.2 | 1521.2 | 119.7845 | 1521.2 | 1521.2 | 119.7845 | 1521.2 | 71 | 6.83 | 1521.2 | 119.7845 | 1521.2
991 |  | 1380 | 121.272 | 1380 | 1380 | 121.272 | 1380 | 1380 | 121.272 | 1380 | 71.9 | 6.62 | 1380 | 121.272 | 1380
992 |  | 1318.9 | 124.386 | 1318.9 | 1318.9 | 124.386 | 1318.9 | 1318.9 | 124.386 | 1318.9 | 72.1 | 7.22 | 1318.9 | 124.386 | 1318.9
993 |  | 1398.4 | 122.7235 | 1398.4 | 1398.4 | 122.7235 | 1398.4 | 1398.4 | 122.7235 | 1398.4 | 72.2 | 8.68 | 1398.4 | 122.7235 | 1398.4
994 |  | 1468.1 | 123.7318 | 1468.1 | 1468.1 | 123.7318 | 1468.1 | 1468.1 | 123.7318 | 1468.1 | 71.9 | 16.83 | 1468.1 | 123.7318 | 1468.1
995 |  | 1444.4 | 68.3473 | 1444.4 | 1444.4 | 68.3473 | 1444.4 | 1444.4 | 68.3473 | 1444.4 | 71.6 | 19.62 | 1444.4 | 68.3473 | 1444.4
996 |  | 1405.9 | 94.2019 | 1405.9 | 1405.9 | 94.2019 | 1405.9 | 1405.9 | 94.2019 | 1405.9 | 72.3 | 17.92 | 1405.9 | 94.2019 | 1405.9
997 |  | 1376.5 | 100.0993 | 1376.5 | 1376.5 | 100.0993 | 1376.5 | 1376.5 | 100.0993 | 1376.5 | 71 | 15.55 | 1376.5 | 100.0993 | 1376.5
998 |  | 1480 | 96.7438 | 1480 | 1480 | 96.7438 | 1480 | 1480 | 96.7438 | 1480 | 72.9 | 10.38 | 1480 | 96.7438 | 1480
999 |  | 1467.4 | 100.3814 | 1467.4 | 1467.4 | 100.3814 | 1467.4 | 1467.4 | 100.3814 | 1467.4 | 71.3 | 17.4 | 1467.4 | 100.3814 | 1467.4
1000 |  | 1486.6 | 121.5787 | 1486.6 | 1486.6 | 121.5787 | 1486.6 | 1486.6 | 121.5787 | 1486.6 | 72.3 | 17.62 | 1486.6 | 121.5787 | 1486.6
1001 |  | 1496.7 | 125.6778 | 1496.7 | 1496.7 | 125.6778 | 1496.7 | 1496.7 | 125.6778 | 1496.7 | 72.7 | 15.02 | 1496.7 | 125.6778 | 1496.7
1002 |  | 1449.4 | 125.233 | 1449.4 | 1449.4 | 125.233 | 1449.4 | 1449.4 | 125.233 | 1449.4 | 72.2 | 10.57 | 1449.4 | 125.233 | 1449.4
1003 |  | 1843.47 | 127.1162 | 1843.47 | 1843.47 | 127.1162 | 1843.47 | 1843.47 | 127.1162 | 1843.47 | 72.2 | 9.79 | 1843.47 | 127.1162 | 1843.47
1004 |  | 1893 | 126.2609 | 1893 | 1893 | 126.2609 | 1893 | 1893 | 126.2609 | 1893 | 72.9 | 9.3 | 1893 | 126.2609 | 1893
1005 |  | 1882.7 | 124.8443 | 1882.7 | 1882.7 | 124.8443 | 1882.7 | 1882.7 | 124.8443 | 1882.7 | 71.6 | 7.29 | 1882.7 | 124.8443 | 1882.7
1006 |  | 1838.8 | 125.464 | 1838.8 | 1838.8 | 125.464 | 1838.8 | 1838.8 | 125.464 | 1838.8 | 71.4 | 7.17 | 1838.8 | 125.464 | 1838.8
1007 |  | 1773.6 | 127.6234 | 1773.6 | 1773.6 | 127.6234 | 1773.6 | 1773.6 | 127.6234 | 1773.6 | 72.6 | 7.53 | 1773.6 | 127.6234 | 1773.6
1008 |  | 1675.8 | 128.2385 | 1675.8 | 1675.8 | 128.2385 | 1675.8 | 1675.8 | 128.2385 | 1675.8 | 71.9 | 7.25 | 1675.8 | 128.2385 | 1675.8
1009 |  | 1644.3 | 122.9977 | 1644.3 | 1644.3 | 122.9977 | 1644.3 | 1644.3 | 122.9977 | 1644.3 | 72.7 | 7 | 1644.3 | 122.9977 | 1644.3
1010 |  | 1639.5 | 124.9946 | 1639.5 | 1639.5 | 124.9946 | 1639.5 | 1639.5 | 124.9946 | 1639.5 | 71.5 | 7.29 | 1639.5 | 124.9946 | 1639.5
1011 |  | 1567.8 | 125.4521 | 1567.8 | 1567.8 | 125.4521 | 1567.8 | 1567.8 | 125.4521 | 1567.8 | 72.6 | 7.18 | 1567.8 | 125.4521 | 1567.8
1012 |  | 1578.9 | 125.0168 | 1578.9 | 1578.9 | 125.0168 | 1578.9 | 1578.9 | 125.0168 | 1578.9 | 72.9 | 7.07 | 1578.9 | 125.0168 | 1578.9
1013 |  | 1576.9 | 125.6298 | 1576.9 | 1576.9 | 125.6298 | 1576.9 | 1576.9 | 125.6298 | 1576.9 | 71.5 | 6.85 | 1576.9 | 125.6298 | 1576.9
1014 |  | 1617.5 | 123.795 | 1617.5 | 1617.5 | 123.795 | 1617.5 | 1617.5 | 123.795 | 1617.5 | 72.4 | 6.96 | 1617.5 | 123.795 | 1617.5
1015 |  | 1480.2 | 126.5109 | 1480.2 | 1480.2 | 126.5109 | 1480.2 | 1480.2 | 126.5109 | 1480.2 | 71.7 | 6.65 | 1480.2 | 126.5109 | 1480.2
1016 |  | 1491.3 | 124.1131 | 1491.3 | 1491.3 | 124.1131 | 1491.3 | 1491.3 | 124.1131 | 1491.3 | 72.3 | 7.33 | 1491.3 | 124.1131 | 1491.3
1017 |  | 1404.7 | 129.0892 | 1404.7 | 1404.7 | 129.0892 | 1404.7 | 1404.7 | 129.0892 | 1404.7 | 71.9 | 17.82 | 1404.7 | 129.0892 | 1404.7
1018 |  | 1395.7 | 126.7583 | 1395.7 | 1395.7 | 126.7583 | 1395.7 | 1395.7 | 126.7583 | 1395.7 | 71.9 | 19.04 | 1395.7 | 126.7583 | 1395.7
1019 |  | 1374.7 | 132.25 | 1374.7 | 1374.7 | 132.25 | 1374.7 | 1374.7 | 132.25 | 1374.7 | 71.6 | 15.46 | 1374.7 | 132.25 | 1374.7
1020 |  | 1526.7 | 131.9528 | 1526.7 | 1526.7 | 131.9528 | 1526.7 | 1526.7 | 131.9528 | 1526.7 | 71.8 | 15.97 | 1526.7 | 131.9528 | 1526.7
1021 |  | 1599.6 | 132.0878 | 1599.6 | 1599.6 | 132.0878 | 1599.6 | 1599.6 | 132.0878 | 1599.6 | 72.3 | 16 | 1599.6 | 132.0878 | 1599.6
1022 |  | 1593.1 | 133.1611 | 1593.1 | 1593.1 | 133.1611 | 1593.1 | 1593.1 | 133.1611 | 1593.1 | 72.3 | 13.66 | 1593.1 | 133.1611 | 1593.1
1023 |  | 1497.1 | 133.2051 | 1497.1 | 1497.1 | 133.2051 | 1497.1 | 1497.1 | 133.2051 | 1497.1 | 71.3 | 11.77 | 1497.1 | 133.2051 | 1497.1
1024 |  | 1504.3 | 129.1186 | 1504.3 | 1504.3 | 129.1186 | 1504.3 | 1504.3 | 129.1186 | 1504.3 | 71.8 | 10.35 | 1504.3 | 129.1186 | 1504.3
1025 |  | 1558.5 | 131.4273 | 1558.5 | 1558.5 | 131.4273 | 1558.5 | 1558.5 | 131.4273 | 1558.5 | 71.9 | 12.85 | 1558.5 | 131.4273 | 1558.5
1026 |  | 1625 | 128.3819 | 1625 | 1625 | 128.3819 | 1625 | 1625 | 128.3819 | 1625 | 72.3 | 9.06 | 1625 | 128.3819 | 1625
1027 |  | 1810.6 | 129.4225 | 1810.6 | 1810.6 | 129.4225 | 1810.6 | 1810.6 | 129.4225 | 1810.6 | 68.2 | 10.89 | 1810.6 | 129.4225 | 1810.6
1028 |  | 1937.8 | 130.1625 | 1937.8 | 1937.8 | 130.1625 | 1937.8 | 1937.8 | 130.1625 | 1937.8 | 71.2 | 8.07 | 1937.8 | 130.1625 | 1937.8
1029 |  | 1920 | 127.3366 | 1920 | 1920 | 127.3366 | 1920 | 1920 | 127.3366 | 1920 | 70.6 | 6.79 | 1920 | 127.3366 | 1920
1030 |  | 1840.1 | 131.0575 | 1840.1 | 1840.1 | 131.0575 | 1840.1 | 1840.1 | 131.0575 | 1840.1 | 71.6 | 7.06 | 1840.1 | 131.0575 | 1840.1
1031 |  | 1769.7 | 129.3386 | 1769.7 | 1769.7 | 129.3386 | 1769.7 | 1769.7 | 129.3386 | 1769.7 | 72.1 | 7.23 | 1769.7 | 129.3386 | 1769.7
1032 |  | 1765.6 | 129.6718 | 1765.6 | 1765.6 | 129.6718 | 1765.6 | 1765.6 | 129.6718 | 1765.6 | 71.4 | 7.39 | 1765.6 | 129.6718 | 1765.6
1033 |  | 1677.8 | 129.9663 | 1677.8 | 1677.8 | 129.9663 | 1677.8 | 1677.8 | 129.9663 | 1677.8 | 71.2 | 7.41 | 1677.8 | 129.9663 | 1677.8
1034 |  | 1670.7 | 128.8406 | 1670.7 | 1670.7 | 128.8406 | 1670.7 | 1670.7 | 128.8406 | 1670.7 | 71.1 | 7.17 | 1670.7 | 128.8406 | 1670.7
1035 |  | 1627.4 | 129.6167 | 1627.4 | 1627.4 | 129.6167 | 1627.4 | 1627.4 | 129.6167 | 1627.4 | 71 | 7.17 | 1627.4 | 129.6167 | 1627.4
1036 |  | 1617.7 | 130.8405 | 1617.7 | 1617.7 | 130.8405 | 1617.7 | 1617.7 | 130.8405 | 1617.7 | 70.8 | 7.24 | 1617.7 | 130.8405 | 1617.7
1037 |  | 1616.3 | 132.067 | 1616.3 | 1616.3 | 132.067 | 1616.3 | 1616.3 | 132.067 | 1616.3 | 70.8 | 6.87 | 1616.3 | 132.067 | 1616.3
1038 |  | 1425.4 | 128.7886 | 1425.4 | 1425.4 | 128.7886 | 1425.4 | 1425.4 | 128.7886 | 1425.4 | 71 | 6.08 | 1425.4 | 128.7886 | 1425.4
1039 |  | 1299.6 | 127.3836 | 1299.6 | 1299.6 | 127.3836 | 1299.6 | 1299.6 | 127.3836 | 1299.6 | 70.4 | 6.1 | 1299.6 | 127.3836 | 1299.6
1040 |  | 1339.2 | 125.8202 | 1339.2 | 1339.2 | 125.8202 | 1339.2 | 1339.2 | 125.8202 | 1339.2 | 69.5 | 7.8 | 1339.2 | 125.8202 | 1339.2
1041 |  | 1329.4 | 117.8086 | 1329.4 | 1329.4 | 117.8086 | 1329.4 | 1329.4 | 117.8086 | 1329.4 | 71.1 | 14.4825 | 1329.4 | 117.8086 | 1329.4
1042 |  | 1364.7 | 119.1698 | 1364.7 | 1364.7 | 119.1698 | 1364.7 | 1364.7 | 119.1698 | 1364.7 | 70.9 | 13.32 | 1364.7 | 119.1698 | 1364.7
1043 |  | 1359.2 | 120.4248 | 1359.2 | 1359.2 | 120.4248 | 1359.2 | 1359.2 | 120.4248 | 1359.2 | 71.1 | 11.55 | 1359.2 | 120.4248 | 1359.2
1044 |  | 1417.2 | 120.7344 | 1417.2 | 1417.2 | 120.7344 | 1417.2 | 1417.2 | 120.7344 | 1417.2 | 71.9 | 12.025 | 1417.2 | 120.7344 | 1417.2
1045 |  | 1506.5 | 123.3475 | 1506.5 | 1506.5 | 123.3475 | 1506.5 | 1506.5 | 123.3475 | 1506.5 | 71.3 | 11.81 | 1506.5 | 123.3475 | 1506.5
1046 |  | 1541.3 | 125.6134 | 1541.3 | 1541.3 | 125.6134 | 1541.3 | 1541.3 | 125.6134 | 1541.3 | 71.6 | 16.65 | 1541.3 | 125.6134 | 1541.3
1047 |  | 1521.1 | 125.9819 | 1521.1 | 1521.1 | 125.9819 | 1521.1 | 1521.1 | 125.9819 | 1521.1 | 71.5 | 19.02 | 1521.1 | 125.9819 | 1521.1
1048 |  | 1518.4 | 128.9018 | 1518.4 | 1518.4 | 128.9018 | 1518.4 | 1518.4 | 128.9018 | 1518.4 | 71.3 | 15.64 | 1518.4 | 128.9018 | 1518.4
1049 |  | 1564.5 | 129.0814 | 1564.5 | 1564.5 | 129.0814 | 1564.5 | 1564.5 | 129.0814 | 1564.5 | 71.8 | 14.39 | 1564.5 | 129.0814 | 1564.5
1050 |  | 1592.2 | 129.6988 | 1592.2 | 1592.2 | 129.6988 | 1592.2 | 1592.2 | 129.6988 | 1592.2 | 71.8 | 11.11 | 1592.2 | 129.6988 | 1592.2
1051 |  | 1671.2 | 125.4214 | 1671.2 | 1671.2 | 125.4214 | 1671.2 | 1671.2 | 125.4214 | 1671.2 | 70.3 | 10.95 | 1671.2 | 125.4214 | 1671.2
1052 |  | 1625.5 | 126.5365 | 1625.5 | 1625.5 | 126.5365 | 1625.5 | 1625.5 | 126.5365 | 1625.5 | 71.4 | 8.01 | 1625.5 | 126.5365 | 1625.5
1053 |  | 1886.4 | 125.6912 | 1886.4 | 1886.4 | 125.6912 | 1886.4 | 1886.4 | 125.6912 | 1886.4 | 71.7 | 7.03 | 1886.4 | 125.6912 | 1886.4
1054 |  | 1870.5 | 126.3323 | 1870.5 | 1870.5 | 126.3323 | 1870.5 | 1870.5 | 126.3323 | 1870.5 | 72.3 | 7.45 | 1870.5 | 126.3323 | 1870.5
1055 |  | 1780.2 | 127.4331 | 1780.2 | 1780.2 | 127.4331 | 1780.2 | 1780.2 | 127.4331 | 1780.2 | 72.3 | 7.47 | 1780.2 | 127.4331 | 1780.2
1056 |  | 1712.8 | 128.5987 | 1712.8 | 1712.8 | 128.5987 | 1712.8 | 1712.8 | 128.5987 | 1712.8 | 71.7 | 7.71 | 1712.8 | 128.5987 | 1712.8
1057 |  | 1647.5 | 128.8194 | 1647.5 | 1647.5 | 128.8194 | 1647.5 | 1647.5 | 128.8194 | 1647.5 | 71.3 | 7.78 | 1647.5 | 128.8194 | 1647.5
1058 |  | 1547.6 | 128.315 | 1547.6 | 1547.6 | 128.315 | 1547.6 | 1547.6 | 128.315 | 1547.6 | 71.4 | 7.59 | 1547.6 | 128.315 | 1547.6
1059 |  | 1611 | 127.5219 | 1611 | 1611 | 127.5219 | 1611 | 1611 | 127.5219 | 1611 | 71.1 | 7.79 | 1611 | 127.5219 | 1611
1060 |  | 1597.8 | 127.5858 | 1597.8 | 1597.8 | 127.5858 | 1597.8 | 1597.8 | 127.5858 | 1597.8 | 71.6 | 7.93 | 1597.8 | 127.5858 | 1597.8
1061 |  | 1597.7 | 125.5571 | 1597.7 | 1597.7 | 125.5571 | 1597.7 | 1597.7 | 125.5571 | 1597.7 | 71.7 | 7.47 | 1597.7 | 125.5571 | 1597.7
1062 |  | 1646.2 | 126.7798 | 1646.2 | 1646.2 | 126.7798 | 1646.2 | 1646.2 | 126.7798 | 1646.2 | 72.3 | 7.44 | 1646.2 | 126.7798 | 1646.2
1063 |  | 1527.8 | 126.7442 | 1527.8 | 1527.8 | 126.7442 | 1527.8 | 1527.8 | 126.7442 | 1527.8 | 72.2 | 7.31 | 1527.8 | 126.7442 | 1527.8
1064 |  | 1520.4 | 127.5201 | 1520.4 | 1520.4 | 127.5201 | 1520.4 | 1520.4 | 127.5201 | 1520.4 | 71.9 | 8.055 | 1520.4 | 127.5201 | 1520.4
1065 |  | 1470.3 | 124.3603 | 1470.3 | 1470.3 | 124.3603 | 1470.3 | 1470.3 | 124.3603 | 1470.3 | 72.2 | 13.3513 | 1470.3 | 124.3603 | 1470.3
1066 |  | 1425.4 | 126.719 | 1425.4 | 1425.4 | 126.719 | 1425.4 | 1425.4 | 126.719 | 1425.4 | 72.5 | 7.6 | 1425.4 | 126.719 | 1425.4
1067 |  | 1419.5 | 126.3757 | 1419.5 | 1419.5 | 126.3757 | 1419.5 | 1419.5 | 126.3757 | 1419.5 | 72.2 | 7.64 | 1419.5 | 126.3757 | 1419.5
1068 |  | 1440 | 127.4069 | 1440 | 1440 | 127.4069 | 1440 | 1440 | 127.4069 | 1440 | 71.9 | 8.08 | 1440 | 127.4069 | 1440
1069 |  | 1379.2 | 126.5281 | 1379.2 | 1379.2 | 126.5281 | 1379.2 | 1379.2 | 126.5281 | 1379.2 | 72.1 | 7.82 | 1379.2 | 126.5281 | 1379.2
1070 |  | 1385.7 | 126.0064 | 1385.7 | 1385.7 | 126.0064 | 1385.7 | 1385.7 | 126.0064 | 1385.7 | 72.1 | 7.03 | 1385.7 | 126.0064 | 1385.7
1071 |  | 1455.1 | 127.8474 | 1455.1 | 1455.1 | 127.8474 | 1455.1 | 1455.1 | 127.8474 | 1455.1 | 71.5 | 7.33 | 1455.1 | 127.8474 | 1455.1
1072 |  | 1559.2 | 126.052 | 1559.2 | 1559.2 | 126.052 | 1559.2 | 1559.2 | 126.052 | 1559.2 | 71.7 | 7.69 | 1559.2 | 126.052 | 1559.2
1073 |  | 1496.2 | 128.3314 | 1496.2 | 1496.2 | 128.3314 | 1496.2 | 1496.2 | 128.3314 | 1496.2 | 72.3 | 7.35 | 1496.2 | 128.3314 | 1496.2
1074 |  | 1606.1 | 127.3742 | 1606.1 | 1606.1 | 127.3742 | 1606.1 | 1606.1 | 127.3742 | 1606.1 | 71.1 | 7.21 | 1606.1 | 127.3742 | 1606.1
1075 |  | 1833.3 | 126.4659 | 1833.3 | 1833.3 | 126.4659 | 1833.3 | 1833.3 | 126.4659 | 1833.3 | 72.1 | 11.325 | 1833.3 | 126.4659 | 1833.3
1076 |  | 1826.7 | 128.1763 | 1826.7 | 1826.7 | 128.1763 | 1826.7 | 1826.7 | 128.1763 | 1826.7 | 72.5 | 7.88 | 1826.7 | 128.1763 | 1826.7
1077 |  | 1912.3 | 129.4187 | 1912.3 | 1912.3 | 129.4187 | 1912.3 | 1912.3 | 129.4187 | 1912.3 | 72.2 | 8.74 | 1912.3 | 129.4187 | 1912.3
1078 |  | 1813.3 | 129.3548 | 1813.3 | 1813.3 | 129.3548 | 1813.3 | 1813.3 | 129.3548 | 1813.3 | 71.4 | 7.96 | 1813.3 | 129.3548 | 1813.3
1079 |  | 1753 | 127.9919 | 1753 | 1753 | 127.9919 | 1753 | 1753 | 127.9919 | 1753 | 72.4 | 7.64 | 1753 | 127.9919 | 1753
1080 |  | 1666.2 | 128.7348 | 1666.2 | 1666.2 | 128.7348 | 1666.2 | 1666.2 | 128.7348 | 1666.2 | 72.6 | 7.83 | 1666.2 | 128.7348 | 1666.2
1081 |  | 1662.7 | 130.7066 | 1662.7 | 1662.7 | 130.7066 | 1662.7 | 1662.7 | 130.7066 | 1662.7 | 72.6 | 7.66 | 1662.7 | 130.7066 | 1662.7
1082 |  | 1630.4 | 129.2055 | 1630.4 | 1630.4 | 129.2055 | 1630.4 | 1630.4 | 129.2055 | 1630.4 | 73.2 | 7.59 | 1630.4 | 129.2055 | 1630.4
1083 |  | 1611.5 | 128.9531 | 1611.5 | 1611.5 | 128.9531 | 1611.5 | 1611.5 | 128.9531 | 1611.5 | 73.1 | 7.93 | 1611.5 | 128.9531 | 1611.5
1084 |  | 1616.8 | 129.687 | 1616.8 | 1616.8 | 129.687 | 1616.8 | 1616.8 | 129.687 | 1616.8 | 72.9 | 7.89 | 1616.8 | 129.687 | 1616.8
1085 |  | 1611.1 | 128.229 | 1611.1 | 1611.1 | 128.229 | 1611.1 | 1611.1 | 128.229 | 1611.1 | 72.9 | 7.94 | 1611.1 | 128.229 | 1611.1
1086 |  | 1729.9 | 130.5332 | 1729.9 | 1729.9 | 130.5332 | 1729.9 | 1729.9 | 130.5332 | 1729.9 | 72.2 | 8.85 | 1729.9 | 130.5332 | 1729.9
1087 |  | 1625.8 | 130.5356 | 1625.8 | 1625.8 | 130.5356 | 1625.8 | 1625.8 | 130.5356 | 1625.8 | 71.5 | 8.26 | 1625.8 | 130.5356 | 1625.8
1088 |  | 1583.6 | 131.4841 | 1583.6 | 1583.6 | 131.4841 | 1583.6 | 1583.6 | 131.4841 | 1583.6 | 72.5 | 8.31 | 1583.6 | 131.4841 | 1583.6
1089 |  | 1603.1 | 131.9849 | 1603.1 | 1603.1 | 131.9849 | 1603.1 | 1603.1 | 131.9849 | 1603.1 | 70.5 | 12.22 | 1603.1 | 131.9849 | 1603.1
1090 |  | 1604.6 | 125.772 | 1604.6 | 1604.6 | 125.772 | 1604.6 | 1604.6 | 125.772 | 1604.6 | 71.8 | 16.33 | 1604.6 | 125.772 | 1604.6
1091 |  | 1588.3 | 126.2472 | 1588.3 | 1588.3 | 126.2472 | 1588.3 | 1588.3 | 126.2472 | 1588.3 | 72.4 | 19.31 | 1588.3 | 126.2472 | 1588.3
1092 |  | 1628.7 | 127.2646 | 1628.7 | 1628.7 | 127.2646 | 1628.7 | 1628.7 | 127.2646 | 1628.7 | 72.7 | 17.62 | 1628.7 | 127.2646 | 1628.7
1093 |  | 1572.3 | 130.3661 | 1572.3 | 1572.3 | 130.3661 | 1572.3 | 1572.3 | 130.3661 | 1572.3 | 72.5 | 13.27 | 1572.3 | 130.3661 | 1572.3
1094 |  | 1606.7 | 129.0614 | 1606.7 | 1606.7 | 129.0614 | 1606.7 | 1606.7 | 129.0614 | 1606.7 | 72.3 | 18.98 | 1606.7 | 129.0614 | 1606.7
1095 |  | 1624.5 | 129.9577 | 1624.5 | 1624.5 | 129.9577 | 1624.5 | 1624.5 | 129.9577 | 1624.5 | 72.6 | 22.43 | 1624.5 | 129.9577 | 1624.5
1096 |  | 1650.3 | 128.2972 | 1650.3 | 1650.3 | 128.2972 | 1650.3 | 1650.3 | 128.2972 | 1650.3 | 72.6 | 17.5 | 1650.3 | 128.2972 | 1650.3
1097 |  | 1654.5 | 133.66 | 1654.5 | 1654.5 | 133.66 | 1654.5 | 1654.5 | 133.66 | 1654.5 | 73.5 | 19.03 | 1654.5 | 133.66 | 1654.5
1098 |  | 1671.7 | 132.6962 | 1671.7 | 1671.7 | 132.6962 | 1671.7 | 1671.7 | 132.6962 | 1671.7 | 72.1 | 17.62 | 1671.7 | 132.6962 | 1671.7
1099 |  | 1835.3 | 131.8288 | 1835.3 | 1835.3 | 131.8288 | 1835.3 | 1835.3 | 131.8288 | 1835.3 | 73.2 | 11.7 | 1835.3 | 131.8288 | 1835.3
1100 |  | 1892.5 | 133.5998 | 1892.5 | 1892.5 | 133.5998 | 1892.5 | 1892.5 | 133.5998 | 1892.5 | 71.9 | 11.28 | 1892.5 | 133.5998 | 1892.5
1101 |  | 1878.8 | 130.8687 | 1878.8 | 1878.8 | 130.8687 | 1878.8 | 1878.8 | 130.8687 | 1878.8 | 73 | 10.24 | 1878.8 | 130.8687 | 1878.8
1102 |  | 1897.7 | 131.6839 | 1897.7 | 1897.7 | 131.6839 | 1897.7 | 1897.7 | 131.6839 | 1897.7 | 73.1 | 10.13 | 1897.7 | 131.6839 | 1897.7
1103 |  | 1707.9 | 132.9691 | 1707.9 | 1707.9 | 132.9691 | 1707.9 | 1707.9 | 132.9691 | 1707.9 | 71.5 | 10.12 | 1707.9 | 132.9691 | 1707.9
1104 |  | 1782.4 | 132.2265 | 1782.4 | 1782.4 | 132.2265 | 1782.4 | 1782.4 | 132.2265 | 1782.4 | 73 | 9.39 | 1782.4 | 132.2265 | 1782.4
1105 |  | 1703.2 | 131.3201 | 1703.2 | 1703.2 | 131.3201 | 1703.2 | 1703.2 | 131.3201 | 1703.2 | 72.8 | 9.3 | 1703.2 | 131.3201 | 1703.2
1106 |  | 1674 | 130.7573 | 1674 | 1674 | 130.7573 | 1674 | 1674 | 130.7573 | 1674 | 73.4 | 9.22 | 1674 | 130.7573 | 1674
1107 |  | 1650.2 | 132.7517 | 1650.2 | 1650.2 | 132.7517 | 1650.2 | 1650.2 | 132.7517 | 1650.2 | 73.2 | 8.92 | 1650.2 | 132.7517 | 1650.2
1108 |  | 1626.9 | 131.3726 | 1626.9 | 1626.9 | 131.3726 | 1626.9 | 1626.9 | 131.3726 | 1626.9 | 72.5 | 9.17 | 1626.9 | 131.3726 | 1626.9
1109 |  | 1651.9 | 132.6886 | 1651.9 | 1651.9 | 132.6886 | 1651.9 | 1651.9 | 132.6886 | 1651.9 | 72.7 | 8.77 | 1651.9 | 132.6886 | 1651.9
1110 |  | 1722.2 | 130.2608 | 1722.2 | 1722.2 | 130.2608 | 1722.2 | 1722.2 | 130.2608 | 1722.2 | 73.2 | 9.04 | 1722.2 | 130.2608 | 1722.2
1111 |  | 1602.9 | 130.4329 | 1602.9 | 1602.9 | 130.4329 | 1602.9 | 1602.9 | 130.4329 | 1602.9 | 71.6 | 8.88 | 1602.9 | 130.4329 | 1602.9
1112 |  | 1623.2 | 133.6201 | 1623.2 | 1623.2 | 133.6201 | 1623.2 | 1623.2 | 133.6201 | 1623.2 | 72.5 | 10.5 | 1623.2 | 133.6201 | 1623.2
1113 |  | 1634.1 | 135.532 | 1634.1 | 1634.1 | 135.532 | 1634.1 | 1634.1 | 135.532 | 1634.1 | 72.2 | 19.21 | 1634.1 | 135.532 | 1634.1
1114 |  | 1607.2 | 131.7216 | 1607.2 | 1607.2 | 131.7216 | 1607.2 | 1607.2 | 131.7216 | 1607.2 | 72.4 | 17.52 | 1607.2 | 131.7216 | 1607.2
1115 |  | 1614.2 | 134.061 | 1614.2 | 1614.2 | 134.061 | 1614.2 | 1614.2 | 134.061 | 1614.2 | 71.4 | 14.69 | 1614.2 | 134.061 | 1614.2
1116 |  | 1650.9 | 122.5583 | 1650.9 | 1650.9 | 122.5583 | 1650.9 | 1650.9 | 122.5583 | 1650.9 | 70.3 | 17.88 | 1650.9 | 122.5583 | 1650.9
1117 |  | 1618.7 | 132.9106 | 1618.7 | 1618.7 | 132.9106 | 1618.7 | 1618.7 | 132.9106 | 1618.7 | 70.8 | 11.78 | 1618.7 | 132.9106 | 1618.7
1118 |  | 1637 | 133.3666 | 1637 | 1637 | 133.3666 | 1637 | 1637 | 133.3666 | 1637 | 71.7 | 13.67 | 1637 | 133.3666 | 1637
1119 |  | 1420.5 | 134.6117 | 1420.5 | 1420.5 | 134.6117 | 1420.5 | 1420.5 | 134.6117 | 1420.5 | 73.3 | 15.09 | 1420.5 | 134.6117 | 1420.5
1120 |  | 1628.4 | 107.3825 | 1628.4 | 1628.4 | 107.3825 | 1628.4 | 1628.4 | 107.3825 | 1628.4 | 72.4 | 18.45 | 1628.4 | 107.3825 | 1628.4
1121 |  | 1641.3 | 136.157 | 1641.3 | 1641.3 | 136.157 | 1641.3 | 1641.3 | 136.157 | 1641.3 | 73.4 | 21.54 | 1641.3 | 136.157 | 1641.3
1122 |  | 1651.6 | 130.511 | 1651.6 | 1651.6 | 130.511 | 1651.6 | 1651.6 | 130.511 | 1651.6 | 70.1 | 16.18 | 1651.6 | 130.511 | 1651.6
1123 |  | 1957.6 | 130.7034 | 1957.6 | 1957.6 | 130.7034 | 1957.6 | 1957.6 | 130.7034 | 1957.6 | 71.7 | 14.5 | 1957.6 | 130.7034 | 1957.6
1124 |  | 1967.6 | 126.4897 | 1967.6 | 1967.6 | 126.4897 | 1967.6 | 1967.6 | 126.4897 | 1967.6 | 71.5 | 9.78 | 1967.6 | 126.4897 | 1967.6
1125 |  | 1862.4 | 128.6445 | 1862.4 | 1862.4 | 128.6445 | 1862.4 | 1862.4 | 128.6445 | 1862.4 | 71.8 | 9.82 | 1862.4 | 128.6445 | 1862.4
1126 |  | 1635.1 | 129.3766 | 1635.1 | 1635.1 | 129.3766 | 1635.1 | 1635.1 | 129.3766 | 1635.1 | 72.7 | 9.26 | 1635.1 | 129.3766 | 1635.1
1127 |  | 1569.3 | 130.0331 | 1569.3 | 1569.3 | 130.0331 | 1569.3 | 1569.3 | 130.0331 | 1569.3 | 71.9 | 9.65 | 1569.3 | 130.0331 | 1569.3
1128 |  | 1544.2 | 129.2231 | 1544.2 | 1544.2 | 129.2231 | 1544.2 | 1544.2 | 129.2231 | 1544.2 | 71.3 | 9.29 | 1544.2 | 129.2231 | 1544.2
1129 |  | 1697.7 | 128.8912 | 1697.7 | 1697.7 | 128.8912 | 1697.7 | 1697.7 | 128.8912 | 1697.7 | 72 | 8.49 | 1697.7 | 128.8912 | 1697.7
1130 |  | 1664.5 | 128.4195 | 1664.5 | 1664.5 | 128.4195 | 1664.5 | 1664.5 | 128.4195 | 1664.5 | 71.2 | 8.83 | 1664.5 | 128.4195 | 1664.5
1131 |  | 1676.6 | 127.2058 | 1676.6 | 1676.6 | 127.2058 | 1676.6 | 1676.6 | 127.2058 | 1676.6 | 71.6 | 8.58 | 1676.6 | 127.2058 | 1676.6
1132 |  | 1655.9 | 127.4875 | 1655.9 | 1655.9 | 127.4875 | 1655.9 | 1655.9 | 127.4875 | 1655.9 | 72.1 | 8.99 | 1655.9 | 127.4875 | 1655.9
1133 |  | 1683.5 | 128.526 | 1683.5 | 1683.5 | 128.526 | 1683.5 | 1683.5 | 128.526 | 1683.5 | 72.1 | 9.03 | 1683.5 | 128.526 | 1683.5
1134 |  | 1740.9 | 128.2948 | 1740.9 | 1740.9 | 128.2948 | 1740.9 | 1740.9 | 128.2948 | 1740.9 | 72.6 | 8.91 | 1740.9 | 128.2948 | 1740.9
1135 |  | 1588.1 | 127.8785 | 1588.1 | 1588.1 | 127.8785 | 1588.1 | 1588.1 | 127.8785 | 1588.1 | 71.8 | 9.17 | 1588.1 | 127.8785 | 1588.1
1136 |  | 1598.9 | 129.8964 | 1598.9 | 1598.9 | 129.8964 | 1598.9 | 1598.9 | 129.8964 | 1598.9 | 71.9 | 9.55 | 1598.9 | 129.8964 | 1598.9
1137 |  | 1608.8 | 124.796 | 1608.8 | 1608.8 | 124.796 | 1608.8 | 1608.8 | 124.796 | 1608.8 | 71.4 | 20.52 | 1608.8 | 124.796 | 1608.8
1138 |  | 1613.5 | 124.2843 | 1613.5 | 1613.5 | 124.2843 | 1613.5 | 1613.5 | 124.2843 | 1613.5 | 70.6 | 19.15 | 1613.5 | 124.2843 | 1613.5
1139 |  | 1641.9 | 117.2505 | 1641.9 | 1641.9 | 117.2505 | 1641.9 | 1641.9 | 117.2505 | 1641.9 | 71.8 | 19.91 | 1641.9 | 117.2505 | 1641.9
1140 |  | 1643.4 | 94.4206 | 1643.4 | 1643.4 | 94.4206 | 1643.4 | 1643.4 | 94.4206 | 1643.4 | 71.1 | 17.28 | 1643.4 | 94.4206 | 1643.4
1141 |  | 1602 | 95.1794 | 1602 | 1602 | 95.1794 | 1602 | 1602 | 95.1794 | 1602 | 69.1 | 17.64 | 1602 | 95.1794 | 1602
1142 |  | 1626.6 | 95.441 | 1626.6 | 1626.6 | 95.441 | 1626.6 | 1626.6 | 95.441 | 1626.6 | 69.6 | 16.81 | 1626.6 | 95.441 | 1626.6
1143 |  | 1649.7 | 94.5708 | 1649.7 | 1649.7 | 94.5708 | 1649.7 | 1649.7 | 94.5708 | 1649.7 | 72 | 17.67 | 1649.7 | 94.5708 | 1649.7
1144 |  | 1682.1 | 94.3787 | 1682.1 | 1682.1 | 94.3787 | 1682.1 | 1682.1 | 94.3787 | 1682.1 | 71.3 | 14.15 | 1682.1 | 94.3787 | 1682.1
1145 |  | 1675.2 | 96.0074 | 1675.2 | 1675.2 | 96.0074 | 1675.2 | 1675.2 | 96.0074 | 1675.2 | 71.5 | 14.68 | 1675.2 | 96.0074 | 1675.2
1146 |  | 1682.2 | 119.979 | 1682.2 | 1682.2 | 119.979 | 1682.2 | 1682.2 | 119.979 | 1682.2 | 72.5 | 15.61 | 1682.2 | 119.979 | 1682.2
1147 |  | 1929.1 | 122.4892 | 1929.1 | 1929.1 | 122.4892 | 1929.1 | 1929.1 | 122.4892 | 1929.1 | 71.3 | 9.73 | 1929.1 | 122.4892 | 1929.1
1148 |  | 1947.9 | 128.2362 | 1947.9 | 1947.9 | 128.2362 | 1947.9 | 1947.9 | 128.2362 | 1947.9 | 72.3 | 9.51 | 1947.9 | 128.2362 | 1947.9
1149 |  | 1975 | 127.2634 | 1975 | 1975 | 127.2634 | 1975 | 1975 | 127.2634 | 1975 | 72.3 | 9.03 | 1975 | 127.2634 | 1975
1150 |  | 1925.7 | 128.1885 | 1925.7 | 1925.7 | 128.1885 | 1925.7 | 1925.7 | 128.1885 | 1925.7 | 72 | 8.92 | 1925.7 | 128.1885 | 1925.7
1151 |  | 1830.9 | 128.4368 | 1830.9 | 1830.9 | 128.4368 | 1830.9 | 1830.9 | 128.4368 | 1830.9 | 73 | 8.44 | 1830.9 | 128.4368 | 1830.9
1152 |  | 1730.7 | 128.2905 | 1730.7 | 1730.7 | 128.2905 | 1730.7 | 1730.7 | 128.2905 | 1730.7 | 72.2 | 8.84 | 1730.7 | 128.2905 | 1730.7
1153 |  | 1724.2 | 127.2476 | 1724.2 | 1724.2 | 127.2476 | 1724.2 | 1724.2 | 127.2476 | 1724.2 | 73.1 | 7.79 | 1724.2 | 127.2476 | 1724.2
1154 |  | 1707.2 | 127.5587 | 1707.2 | 1707.2 | 127.5587 | 1707.2 | 1707.2 | 127.5587 | 1707.2 | 72.8 | 8.02 | 1707.2 | 127.5587 | 1707.2
1155 |  | 1694.2 | 126.5723 | 1694.2 | 1694.2 | 126.5723 | 1694.2 | 1694.2 | 126.5723 | 1694.2 | 71.7 | 7.69 | 1694.2 | 126.5723 | 1694.2
1156 |  | 1649.9 | 127.8853 | 1649.9 | 1649.9 | 127.8853 | 1649.9 | 1649.9 | 127.8853 | 1649.9 | 72 | 7.83 | 1649.9 | 127.8853 | 1649.9
1157 |  | 1655.5 | 125.2889 | 1655.5 | 1655.5 | 125.2889 | 1655.5 | 1655.5 | 125.2889 | 1655.5 | 72.4 | 8.02 | 1655.5 | 125.2889 | 1655.5
1158 |  | 1733.3 | 126.2624 | 1733.3 | 1733.3 | 126.2624 | 1733.3 | 1733.3 | 126.2624 | 1733.3 | 71 | 7.7 | 1733.3 | 126.2624 | 1733.3
1159 |  | 1571.4 | 125.3922 | 1571.4 | 1571.4 | 125.3922 | 1571.4 | 1571.4 | 125.3922 | 1571.4 | 71.9 | 7.73 | 1571.4 | 125.3922 | 1571.4
1160 |  | 1537.6 | 126.4338 | 1537.6 | 1537.6 | 126.4338 | 1537.6 | 1537.6 | 126.4338 | 1537.6 | 72.1 | 8.55 | 1537.6 | 126.4338 | 1537.6
1161 |  | 1559.5 | 123.2444 | 1559.5 | 1559.5 | 123.2444 | 1559.5 | 1559.5 | 123.2444 | 1559.5 | 72.2 | 13.11 | 1559.5 | 123.2444 | 1559.5
1162 |  | 1571 | 120.5031 | 1571 | 1571 | 120.5031 | 1571 | 1571 | 120.5031 | 1571 | 71.9 | 14.99 | 1571 | 120.5031 | 1571
1163 |  | 1673.8 | 122.7334 | 1673.8 | 1673.8 | 122.7334 | 1673.8 | 1673.8 | 122.7334 | 1673.8 | 71.6 | 15.87 | 1673.8 | 122.7334 | 1673.8
1164 |  | 1509.8 | 129.1507 | 1509.8 | 1509.8 | 129.1507 | 1509.8 | 1509.8 | 129.1507 | 1509.8 | 72.3 | 16.86 | 1509.8 | 129.1507 | 1509.8
1165 |  | 1593.2 | 128.222 | 1593.2 | 1593.2 | 128.222 | 1593.2 | 1593.2 | 128.222 | 1593.2 | 71 | 15.61 | 1593.2 | 128.222 | 1593.2
1166 |  | 1611 | 124.0695 | 1611 | 1611 | 124.0695 | 1611 | 1611 | 124.0695 | 1611 | 72.9 | 14.98 | 1611 | 124.0695 | 1611
1167 |  | 1602.8 | 127.168 | 1602.8 | 1602.8 | 127.168 | 1602.8 | 1602.8 | 127.168 | 1602.8 | 71.3 | 18.57 | 1602.8 | 127.168 | 1602.8
1168 |  | 1548.6 | 126.8973 | 1548.6 | 1548.6 | 126.8973 | 1548.6 | 1548.6 | 126.8973 | 1548.6 | 72.3 | 16.65 | 1548.6 | 126.8973 | 1548.6
1169 |  | 1639.3 | 124.7914 | 1639.3 | 1639.3 | 124.7914 | 1639.3 | 1639.3 | 124.7914 | 1639.3 | 72.7 | 12.77 | 1639.3 | 124.7914 | 1639.3
1170 |  | 1593.4 | 124.3127 | 1593.4 | 1593.4 | 124.3127 | 1593.4 | 1593.4 | 124.3127 | 1593.4 | 72.2 | 11.63 | 1593.4 | 124.3127 | 1593.4
1171 |  | 1918 | 126.3033 | 1918 | 1918 | 126.3033 | 1918 | 1918 | 126.3033 | 1918 | 72.2 | 9 | 1918 | 126.3033 | 1918
1172 |  | 1933.1 | 126.9813 | 1933.1 | 1933.1 | 126.9813 | 1933.1 | 1933.1 | 126.9813 | 1933.1 | 72.9 | 8.73 | 1933.1 | 126.9813 | 1933.1
1173 |  | 1944.8 | 125.797 | 1944.8 | 1944.8 | 125.797 | 1944.8 | 1944.8 | 125.797 | 1944.8 | 71.6 | 8.42 | 1944.8 | 125.797 | 1944.8
1174 |  | 1940.4 | 127.0102 | 1940.4 | 1940.4 | 127.0102 | 1940.4 | 1940.4 | 127.0102 | 1940.4 | 71.4 | 8.12 | 1940.4 | 127.0102 | 1940.4
1175 |  | 1829.1 | 126.9551 | 1829.1 | 1829.1 | 126.9551 | 1829.1 | 1829.1 | 126.9551 | 1829.1 | 72.6 | 7.92 | 1829.1 | 126.9551 | 1829.1
1176 |  | 1697.9 | 128.7009 | 1697.9 | 1697.9 | 128.7009 | 1697.9 | 1697.9 | 128.7009 | 1697.9 | 71.9 | 8.59 | 1697.9 | 128.7009 | 1697.9
1177 |  | 1686.2 | 126.0642 | 1686.2 | 1686.2 | 126.0642 | 1686.2 | 1686.2 | 126.0642 | 1686.2 | 72.7 | 8.47 | 1686.2 | 126.0642 | 1686.2
1178 |  | 1715.6 | 129.3898 | 1715.6 | 1715.6 | 129.3898 | 1715.6 | 1715.6 | 129.3898 | 1715.6 | 71.5 | 8.15 | 1715.6 | 129.3898 | 1715.6
1179 |  | 1691.5 | 124.8297 | 1691.5 | 1691.5 | 124.8297 | 1691.5 | 1691.5 | 124.8297 | 1691.5 | 72.6 | 8.01 | 1691.5 | 124.8297 | 1691.5
1180 |  | 1671 | 125.4058 | 1671 | 1671 | 125.4058 | 1671 | 1671 | 125.4058 | 1671 | 72.9 | 8.07 | 1671 | 125.4058 | 1671
1181 |  | 1690.9 | 125.2324 | 1690.9 | 1690.9 | 125.2324 | 1690.9 | 1690.9 | 125.2324 | 1690.9 | 71.5 | 8.06 | 1690.9 | 125.2324 | 1690.9
1182 |  | 1746 | 126.2754 | 1746 | 1746 | 126.2754 | 1746 | 1746 | 126.2754 | 1746 | 72.4 | 7.62 | 1746 | 126.2754 | 1746
1183 |  | 1610.1 | 124.4116 | 1610.1 | 1610.1 | 124.4116 | 1610.1 | 1610.1 | 124.4116 | 1610.1 | 71.7 | 8.29 | 1610.1 | 124.4116 | 1610.1
1184 |  | 1577.6 | 129.0706 | 1577.6 | 1577.6 | 129.0706 | 1577.6 | 1577.6 | 129.0706 | 1577.6 | 72.3 | 8.29 | 1577.6 | 129.0706 | 1577.6
1185 |  | 1621.9 | 126.878 | 1621.9 | 1621.9 | 126.878 | 1621.9 | 1621.9 | 126.878 | 1621.9 | 71.9 | 9.57 | 1621.9 | 126.878 | 1621.9
1186 |  | 1608 | 128.0468 | 1608 | 1608 | 128.0468 | 1608 | 1608 | 128.0468 | 1608 | 71.9 | 14.06 | 1608 | 128.0468 | 1608
1187 |  | 1652.3 | 126.3424 | 1652.3 | 1652.3 | 126.3424 | 1652.3 | 1652.3 | 126.3424 | 1652.3 | 71.6 | 11.84 | 1652.3 | 126.3424 | 1652.3
1188 |  | 1611.9 | 126.6001 | 1611.9 | 1611.9 | 126.6001 | 1611.9 | 1611.9 | 126.6001 | 1611.9 | 71.8 | 13.73 | 1611.9 | 126.6001 | 1611.9
1189 |  | 1628.7 | 125.626 | 1628.7 | 1628.7 | 125.626 | 1628.7 | 1628.7 | 125.626 | 1628.7 | 72.3 | 13.58 | 1628.7 | 125.626 | 1628.7
1190 |  | 1653.8 | 129.8968 | 1653.8 | 1653.8 | 129.8968 | 1653.8 | 1653.8 | 129.8968 | 1653.8 | 72.3 | 13.15 | 1653.8 | 129.8968 | 1653.8
1191 |  | 1645.7 | 129.2674 | 1645.7 | 1645.7 | 129.2674 | 1645.7 | 1645.7 | 129.2674 | 1645.7 | 71.3 | 17.02 | 1645.7 | 129.2674 | 1645.7
1192 |  | 1697.6 | 128.4467 | 1697.6 | 1697.6 | 128.4467 | 1697.6 | 1697.6 | 128.4467 | 1697.6 | 71.8 | 16.14 | 1697.6 | 128.4467 | 1697.6
1193 |  | 1698.7 | 132.8082 | 1698.7 | 1698.7 | 132.8082 | 1698.7 | 1698.7 | 132.8082 | 1698.7 | 71.9 | 12.51 | 1698.7 | 132.8082 | 1698.7
1194 |  | 1682.4 | 130.7529 | 1682.4 | 1682.4 | 130.7529 | 1682.4 | 1682.4 | 130.7529 | 1682.4 | 72.3 | 17.13 | 1682.4 | 130.7529 | 1682.4
1195 |  | 1942.6444 | 130.1941 | 1942.6444 | 1942.6444 | 130.1941 | 1942.6444 | 1942.6444 | 130.1941 | 1942.6444 | 68.2 | 11.83 | 1942.6444 | 130.1941 | 1942.6444
1196 |  | 1957.5 | 128.3956 | 1957.5 | 1957.5 | 128.3956 | 1957.5 | 1957.5 | 128.3956 | 1957.5 | 71.2 | 8.93 | 1957.5 | 128.3956 | 1957.5
1197 |  | 2001.4 | 128.2394 | 2001.4 | 2001.4 | 128.2394 | 2001.4 | 2001.4 | 128.2394 | 2001.4 | 70.6 | 8.72 | 2001.4 | 128.2394 | 2001.4
1198 |  | 1962.3 | 126.8775 | 1962.3 | 1962.3 | 126.8775 | 1962.3 | 1962.3 | 126.8775 | 1962.3 | 71.6 | 8.51 | 1962.3 | 126.8775 | 1962.3
1199 |  | 1880 | 128.2443 | 1880 | 1880 | 128.2443 | 1880 | 1880 | 128.2443 | 1880 | 72.1 | 8.39 | 1880 | 128.2443 | 1880
1200 |  | 1805.9 | 129.0107 | 1805.9 | 1805.9 | 129.0107 | 1805.9 | 1805.9 | 129.0107 | 1805.9 | 71.4 | 8.89 | 1805.9 | 129.0107 | 1805.9
1201 |  | 1781 | 130.366 | 1781 | 1781 | 130.366 | 1781 | 1781 | 130.366 | 1781 | 71.2 | 8.48 | 1781 | 130.366 | 1781
1202 |  | 1736.7 | 130.1113 | 1736.7 | 1736.7 | 130.1113 | 1736.7 | 1736.7 | 130.1113 | 1736.7 | 71.1 | 8.44 | 1736.7 | 130.1113 | 1736.7
1203 |  | 1707.9 | 133.5511 | 1707.9 | 1707.9 | 133.5511 | 1707.9 | 1707.9 | 133.5511 | 1707.9 | 71 | 8.52 | 1707.9 | 133.5511 | 1707.9
1204 |  | 1671 | 133.9406 | 1671 | 1671 | 133.9406 | 1671 | 1671 | 133.9406 | 1671 | 70.8 | 8.34 | 1671 | 133.9406 | 1671
1205 |  | 1654.5 | 131.2102 | 1654.5 | 1654.5 | 131.2102 | 1654.5 | 1654.5 | 131.2102 | 1654.5 | 70.8 | 8.41 | 1654.5 | 131.2102 | 1654.5
1206 |  | 1700.1 | 132.1128 | 1700.1 | 1700.1 | 132.1128 | 1700.1 | 1700.1 | 132.1128 | 1700.1 | 71 | 8.11 | 1700.1 | 132.1128 | 1700.1
1207 |  | 1517.9 | 130.8082 | 1517.9 | 1517.9 | 130.8082 | 1517.9 | 1517.9 | 130.8082 | 1517.9 | 70.4 | 7.76 | 1517.9 | 130.8082 | 1517.9
1208 |  | 1555.9 | 133.6391 | 1555.9 | 1555.9 | 133.6391 | 1555.9 | 1555.9 | 133.6391 | 1555.9 | 69.5 | 7.19 | 1555.9 | 133.6391 | 1555.9
1209 |  | 1772.4 | 132.0506 | 1772.4 | 1772.4 | 132.0506 | 1772.4 | 1772.4 | 132.0506 | 1772.4 | 71.1 | 11.36 | 1772.4 | 132.0506 | 1772.4
1210 |  | 1587.3 | 130.5532 | 1587.3 | 1587.3 | 130.5532 | 1587.3 | 1587.3 | 130.5532 | 1587.3 | 70.9 | 12.12 | 1587.3 | 130.5532 | 1587.3
1211 |  | 1602.3 | 128.2137 | 1602.3 | 1602.3 | 128.2137 | 1602.3 | 1602.3 | 128.2137 | 1602.3 | 71.1 | 8.38 | 1602.3 | 128.2137 | 1602.3
1212 |  | 1627.9 | 127.1479 | 1627.9 | 1627.9 | 127.1479 | 1627.9 | 1627.9 | 127.1479 | 1627.9 | 71.9 | 10.11 | 1627.9 | 127.1479 | 1627.9
1213 |  | 1575.1 | 129.0403 | 1575.1 | 1575.1 | 129.0403 | 1575.1 | 1575.1 | 129.0403 | 1575.1 | 71.3 | 3.14 | 1575.1 | 129.0403 | 1575.1
1214 |  | 1507.4 | 143.0512 | 1507.4 | 1507.4 | 143.0512 | 1507.4 | 1507.4 | 143.0512 | 1507.4 | 71.6 | 10.39 | 1507.4 | 143.0512 | 1507.4
1215 |  | 1546.5 | 132.9189 | 1546.5 | 1546.5 | 132.9189 | 1546.5 | 1546.5 | 132.9189 | 1546.5 | 71.5 | 11.04 | 1546.5 | 132.9189 | 1546.5
1216 |  | 1451 | 130.2011 | 1451 | 1451 | 130.2011 | 1451 | 1451 | 130.2011 | 1451 | 71.3 | 12.235 | 1451 | 130.2011 | 1451
1217 |  | 1548.5 | 129.6689 | 1548.5 | 1548.5 | 129.6689 | 1548.5 | 1548.5 | 129.6689 | 1548.5 | 71.8 | 8.7 | 1548.5 | 129.6689 | 1548.5
1218 |  | 1614.8 | 129.1424 | 1614.8 | 1614.8 | 129.1424 | 1614.8 | 1614.8 | 129.1424 | 1614.8 | 71.8 | 11.67 | 1614.8 | 129.1424 | 1614.8
1219 |  | 1908.5 | 128.3675 | 1908.5 | 1908.5 | 128.3675 | 1908.5 | 1908.5 | 128.3675 | 1908.5 | 70.3 | 7.8 | 1908.5 | 128.3675 | 1908.5
1220 |  | 1957 | 130.5269 | 1957 | 1957 | 130.5269 | 1957 | 1957 | 130.5269 | 1957 | 71.4 | 6.17 | 1957 | 130.5269 | 1957
1221 |  | 1959 | 126.9525 | 1959 | 1959 | 126.9525 | 1959 | 1959 | 126.9525 | 1959 | 71.7 | 7.34 | 1959 | 126.9525 | 1959
1222 |  | 1894.2 | 127.2292 | 1894.2 | 1894.2 | 127.2292 | 1894.2 | 1894.2 | 127.2292 | 1894.2 | 72.3 | 7.42 | 1894.2 | 127.2292 | 1894.2
1223 |  | 1897.6 | 129.3783 | 1897.6 | 1897.6 | 129.3783 | 1897.6 | 1897.6 | 129.3783 | 1897.6 | 72.3 | 8.44 | 1897.6 | 129.3783 | 1897.6
1224 |  | 1767.5 | 129.2138 | 1767.5 | 1767.5 | 129.2138 | 1767.5 | 1767.5 | 129.2138 | 1767.5 | 71.7 | 8.23 | 1767.5 | 129.2138 | 1767.5
1225 |  | 1704.7 | 119.62 | 1704.7 | 1704.7 | 119.62 | 1704.7 | 1704.7 | 119.62 | 1704.7 | 71.3 | 8.34 | 1704.7 | 119.62 | 1704.7
1226 |  | 1625.6 | 123.4367 | 1625.6 | 1625.6 | 123.4367 | 1625.6 | 1625.6 | 123.4367 | 1625.6 | 71.4 | 7.9 | 1625.6 | 123.4367 | 1625.6
1227 |  | 1626.8 | 98.4221 | 1626.8 | 1626.8 | 98.4221 | 1626.8 | 1626.8 | 98.4221 | 1626.8 | 71.1 | 8.15 | 1626.8 | 98.4221 | 1626.8
1228 |  | 1614.6 | 121.9833 | 1614.6 | 1614.6 | 121.9833 | 1614.6 | 1614.6 | 121.9833 | 1614.6 | 71.6 | 7.92 | 1614.6 | 121.9833 | 1614.6
1229 |  | 1628 | 124.5105 | 1628 | 1628 | 124.5105 | 1628 | 1628 | 124.5105 | 1628 | 71.7 | 7.36 | 1628 | 124.5105 | 1628
1230 |  | 1628.9 | 124.4835 | 1628.9 | 1628.9 | 124.4835 | 1628.9 | 1628.9 | 124.4835 | 1628.9 | 72.3 | 6.79 | 1628.9 | 124.4835 | 1628.9
1231 |  | 1566.3 | 124.253 | 1566.3 | 1566.3 | 124.253 | 1566.3 | 1566.3 | 124.253 | 1566.3 | 72.2 | 6.5 | 1566.3 | 124.253 | 1566.3
1232 |  | 1505.4 | 121.7699 | 1505.4 | 1505.4 | 121.7699 | 1505.4 | 1505.4 | 121.7699 | 1505.4 | 71.9 | 6.49 | 1505.4 | 121.7699 | 1505.4
1233 |  | 1427.9 | 120.8316 | 1427.9 | 1427.9 | 120.8316 | 1427.9 | 1427.9 | 120.8316 | 1427.9 | 72.2 | 6.81 | 1427.9 | 120.8316 | 1427.9
1234 |  | 1325.6 | 118.8034 | 1325.6 | 1325.6 | 118.8034 | 1325.6 | 1325.6 | 118.8034 | 1325.6 | 72.5 | 6.98 | 1325.6 | 118.8034 | 1325.6
1235 |  | 1401.9 | 104.3218 | 1401.9 | 1401.9 | 104.3218 | 1401.9 | 1401.9 | 104.3218 | 1401.9 | 72.2 | 7.72 | 1401.9 | 104.3218 | 1401.9
1236 |  | 1423.6 | 127.7867 | 1423.6 | 1423.6 | 127.7867 | 1423.6 | 1423.6 | 127.7867 | 1423.6 | 71.9 | 5.94 | 1423.6 | 127.7867 | 1423.6
1237 |  | 1461.6 | 130.333 | 1461.6 | 1461.6 | 130.333 | 1461.6 | 1461.6 | 130.333 | 1461.6 | 72.1 | 6.62 | 1461.6 | 130.333 | 1461.6
1238 |  | 1478.5 | 131.732 | 1478.5 | 1478.5 | 131.732 | 1478.5 | 1478.5 | 131.732 | 1478.5 | 72.1 | 7.63 | 1478.5 | 131.732 | 1478.5
1239 |  | 1446.8 | 132.3913 | 1446.8 | 1446.8 | 132.3913 | 1446.8 | 1446.8 | 132.3913 | 1446.8 | 71.5 | 8.37 | 1446.8 | 132.3913 | 1446.8
1240 |  | 1437.5 | 133.9284 | 1437.5 | 1437.5 | 133.9284 | 1437.5 | 1437.5 | 133.9284 | 1437.5 | 71.7 | 8.33 | 1437.5 | 133.9284 | 1437.5
1241 |  | 1494.7 | 132.386 | 1494.7 | 1494.7 | 132.386 | 1494.7 | 1494.7 | 132.386 | 1494.7 | 72.3 | 8.84 | 1494.7 | 132.386 | 1494.7
1242 |  | 1419.6 | 124.0791 | 1419.6 | 1419.6 | 124.0791 | 1419.6 | 1419.6 | 124.0791 | 1419.6 | 71.1 | 8.31 | 1419.6 | 124.0791 | 1419.6
1243 |  | 1752.2 | 125.0047 | 1752.2 | 1752.2 | 125.0047 | 1752.2 | 1752.2 | 125.0047 | 1752.2 | 72.1 | 8.3 | 1752.2 | 125.0047 | 1752.2
1244 |  | 1749.7 | 131.7622 | 1749.7 | 1749.7 | 131.7622 | 1749.7 | 1749.7 | 131.7622 | 1749.7 | 72.5 | 9.39 | 1749.7 | 131.7622 | 1749.7
1245 |  | 1820 | 127.5873 | 1820 | 1820 | 127.5873 | 1820 | 1820 | 127.5873 | 1820 | 72.2 | 8.52 | 1820 | 127.5873 | 1820
1246 |  | 1827 | 125.063 | 1827 | 1827 | 125.063 | 1827 | 1827 | 125.063 | 1827 | 71.4 | 8.62 | 1827 | 125.063 | 1827
1247 |  | 1769.1 | 127.977 | 1769.1 | 1769.1 | 127.977 | 1769.1 | 1769.1 | 127.977 | 1769.1 | 72.4 | 8.2 | 1769.1 | 127.977 | 1769.1
1248 |  | 1651 | 126.7856 | 1651 | 1651 | 126.7856 | 1651 | 1651 | 126.7856 | 1651 | 72.6 | 8.81 | 1651 | 126.7856 | 1651
1249 |  | 1573.7 | 119.6695 | 1573.7 | 1573.7 | 119.6695 | 1573.7 | 1573.7 | 119.6695 | 1573.7 | 72.6 | 8.3 | 1573.7 | 119.6695 | 1573.7
1250 |  | 1574.6 | 122.6344 | 1574.6 | 1574.6 | 122.6344 | 1574.6 | 1574.6 | 122.6344 | 1574.6 | 73.2 | 7.89 | 1574.6 | 122.6344 | 1574.6
1251 |  | 1546.6 | 120.6355 | 1546.6 | 1546.6 | 120.6355 | 1546.6 | 1546.6 | 120.6355 | 1546.6 | 73.1 | 8.42 | 1546.6 | 120.6355 | 1546.6
1252 |  | 1540.2 | 122.4798 | 1540.2 | 1540.2 | 122.4798 | 1540.2 | 1540.2 | 122.4798 | 1540.2 | 72.9 | 7.95 | 1540.2 | 122.4798 | 1540.2
1253 |  | 1586.3 | 135.7093 | 1586.3 | 1586.3 | 135.7093 | 1586.3 | 1586.3 | 135.7093 | 1586.3 | 72.9 | 8.27 | 1586.3 | 135.7093 | 1586.3
1254 |  | 1605.2 | 131.8484 | 1605.2 | 1605.2 | 131.8484 | 1605.2 | 1605.2 | 131.8484 | 1605.2 | 72.2 | 8.42 | 1605.2 | 131.8484 | 1605.2
1255 |  | 1586.9 | 131.8972 | 1586.9 | 1586.9 | 131.8972 | 1586.9 | 1586.9 | 131.8972 | 1586.9 | 71.5 | 8.45 | 1586.9 | 131.8972 | 1586.9
1256 |  | 1514.9 | 131.9433 | 1514.9 | 1514.9 | 131.9433 | 1514.9 | 1514.9 | 131.9433 | 1514.9 | 72.5 | 8.68 | 1514.9 | 131.9433 | 1514.9
1257 |  | 1590.5 | 133.656 | 1590.5 | 1590.5 | 133.656 | 1590.5 | 1590.5 | 133.656 | 1590.5 | 70.5 | 16.03 | 1590.5 | 133.656 | 1590.5
1258 |  | 1627.8 | 133.099 | 1627.8 | 1627.8 | 133.099 | 1627.8 | 1627.8 | 133.099 | 1627.8 | 71.8 | 15.32 | 1627.8 | 133.099 | 1627.8
1259 |  | 1627.1 | 134.8111 | 1627.1 | 1627.1 | 134.8111 | 1627.1 | 1627.1 | 134.8111 | 1627.1 | 72.4 | 17.8 | 1627.1 | 134.8111 | 1627.1
1260 |  | 1693.2 | 132.9156 | 1693.2 | 1693.2 | 132.9156 | 1693.2 | 1693.2 | 132.9156 | 1693.2 | 72.7 | 15.34 | 1693.2 | 132.9156 | 1693.2
1261 |  | 1673.9 | 134.8728 | 1673.9 | 1673.9 | 134.8728 | 1673.9 | 1673.9 | 134.8728 | 1673.9 | 72.5 | 21.7 | 1673.9 | 134.8728 | 1673.9
1262 |  | 1633 | 134.2665 | 1633 | 1633 | 134.2665 | 1633 | 1633 | 134.2665 | 1633 | 72.3 | 21.9 | 1633 | 134.2665 | 1633
1263 |  | 1651.5 | 134.9407 | 1651.5 | 1651.5 | 134.9407 | 1651.5 | 1651.5 | 134.9407 | 1651.5 | 72.6 | 14.01 | 1651.5 | 134.9407 | 1651.5
1264 |  | 1643.8 | 135.8267 | 1643.8 | 1643.8 | 135.8267 | 1643.8 | 1643.8 | 135.8267 | 1643.8 | 72.6 | 18.94 | 1643.8 | 135.8267 | 1643.8
1265 |  | 1525.9 | 135.7237 | 1525.9 | 1525.9 | 135.7237 | 1525.9 | 1525.9 | 135.7237 | 1525.9 | 73.5 | 12.36 | 1525.9 | 135.7237 | 1525.9
1266 |  | 1607.9 | 135.5121 | 1607.9 | 1607.9 | 135.5121 | 1607.9 | 1607.9 | 135.5121 | 1607.9 | 72.1 | 12.36 | 1607.9 | 135.5121 | 1607.9
1267 |  | 1894.7 | 132.7657 | 1894.7 | 1894.7 | 132.7657 | 1894.7 | 1894.7 | 132.7657 | 1894.7 | 73.2 | 12.19 | 1894.7 | 132.7657 | 1894.7
1268 |  | 1858 | 129.7199 | 1858 | 1858 | 129.7199 | 1858 | 1858 | 129.7199 | 1858 | 71.9 | 10.15 | 1858 | 129.7199 | 1858
1269 |  | 1778.1 | 139.1378 | 1778.1 | 1778.1 | 139.1378 | 1778.1 | 1778.1 | 139.1378 | 1778.1 | 73 | 8.56 | 1778.1 | 139.1378 | 1778.1
1270 |  | 1801.3 | 130.2002 | 1801.3 | 1801.3 | 130.2002 | 1801.3 | 1801.3 | 130.2002 | 1801.3 | 73.1 | 7.92 | 1801.3 | 130.2002 | 1801.3
1271 |  | 1782.9 | 128.1148 | 1782.9 | 1782.9 | 128.1148 | 1782.9 | 1782.9 | 128.1148 | 1782.9 | 71.5 | 9.07 | 1782.9 | 128.1148 | 1782.9
1272 |  | 1770.4 | 130.5209 | 1770.4 | 1770.4 | 130.5209 | 1770.4 | 1770.4 | 130.5209 | 1770.4 | 73 | 9.61 | 1770.4 | 130.5209 | 1770.4
1273 |  | 1730.4 | 130.1011 | 1730.4 | 1730.4 | 130.1011 | 1730.4 | 1730.4 | 130.1011 | 1730.4 | 72.8 | 9.51 | 1730.4 | 130.1011 | 1730.4
1274 |  | 1742.1 | 129.0329 | 1742.1 | 1742.1 | 129.0329 | 1742.1 | 1742.1 | 129.0329 | 1742.1 | 73.4 | 9.39 | 1742.1 | 129.0329 | 1742.1
1275 |  | 1703.6 | 127.4957 | 1703.6 | 1703.6 | 127.4957 | 1703.6 | 1703.6 | 127.4957 | 1703.6 | 73.2 | 9.07 | 1703.6 | 127.4957 | 1703.6
1276 |  | 1702.5 | 127.5119 | 1702.5 | 1702.5 | 127.5119 | 1702.5 | 1702.5 | 127.5119 | 1702.5 | 72.5 | 9.28 | 1702.5 | 127.5119 | 1702.5
1277 |  | 1721.4 | 128.8502 | 1721.4 | 1721.4 | 128.8502 | 1721.4 | 1721.4 | 128.8502 | 1721.4 | 72.7 | 8.83 | 1721.4 | 128.8502 | 1721.4
1278 |  | 1724.6 | 125.812 | 1724.6 | 1724.6 | 125.812 | 1724.6 | 1724.6 | 125.812 | 1724.6 | 73.2 | 9.32 | 1724.6 | 125.812 | 1724.6
1279 |  | 1605.8 | 128.8808 | 1605.8 | 1605.8 | 128.8808 | 1605.8 | 1605.8 | 128.8808 | 1605.8 | 71.6 | 9.04 | 1605.8 | 128.8808 | 1605.8
1280 |  | 1606.2 | 131.4804 | 1606.2 | 1606.2 | 131.4804 | 1606.2 | 1606.2 | 131.4804 | 1606.2 | 72.5 | 13.56 | 1606.2 | 131.4804 | 1606.2
1281 |  | 1601.2 | 131.5559 | 1601.2 | 1601.2 | 131.5559 | 1601.2 | 1601.2 | 131.5559 | 1601.2 | 72.2 | 16.91 | 1601.2 | 131.5559 | 1601.2
1282 |  | 1604.4 | 130.7466 | 1604.4 | 1604.4 | 130.7466 | 1604.4 | 1604.4 | 130.7466 | 1604.4 | 72.4 | 20.1 | 1604.4 | 130.7466 | 1604.4
1283 |  | 1606.7 | 128.164 | 1606.7 | 1606.7 | 128.164 | 1606.7 | 1606.7 | 128.164 | 1606.7 | 71.4 | 23.22 | 1606.7 | 128.164 | 1606.7
1284 |  | 1603.6 | 128.5257 | 1603.6 | 1603.6 | 128.5257 | 1603.6 | 1603.6 | 128.5257 | 1603.6 | 70.3 | 19.46 | 1603.6 | 128.5257 | 1603.6
1285 |  | 1596.9 | 130.0585 | 1596.9 | 1596.9 | 130.0585 | 1596.9 | 1596.9 | 130.0585 | 1596.9 | 70.8 | 19.97 | 1596.9 | 130.0585 | 1596.9
1286 |  | 1575.5 | 130.7862 | 1575.5 | 1575.5 | 130.7862 | 1575.5 | 1575.5 | 130.7862 | 1575.5 | 71.7 | 14.3 | 1575.5 | 130.7862 | 1575.5
1287 |  | 1601.5 | 133.5644 | 1601.5 | 1601.5 | 133.5644 | 1601.5 | 1601.5 | 133.5644 | 1601.5 | 73.3 | 14.06 | 1601.5 | 133.5644 | 1601.5
1288 |  | 1678.3 | 132.798 | 1678.3 | 1678.3 | 132.798 | 1678.3 | 1678.3 | 132.798 | 1678.3 | 72.4 | 19.46 | 1678.3 | 132.798 | 1678.3
1289 |  | 1707 | 136.0548 | 1707 | 1707 | 136.0548 | 1707 | 1707 | 136.0548 | 1707 | 73.4 | 21.88 | 1707 | 136.0548 | 1707
1290 |  | 1833.9 | 130.5637 | 1833.9 | 1833.9 | 130.5637 | 1833.9 | 1833.9 | 130.5637 | 1833.9 | 70.1 | 20.2 | 1833.9 | 130.5637 | 1833.9
1291 |  | 1936 | 132.8364 | 1936 | 1936 | 132.8364 | 1936 | 1936 | 132.8364 | 1936 | 71.7 | 17.24 | 1936 | 132.8364 | 1936
1292 |  | 1946.5 | 133.1463 | 1946.5 | 1946.5 | 133.1463 | 1946.5 | 1946.5 | 133.1463 | 1946.5 | 71.5 | 10.03 | 1946.5 | 133.1463 | 1946.5
1293 |  | 1891.5 | 134.9183 | 1891.5 | 1891.5 | 134.9183 | 1891.5 | 1891.5 | 134.9183 | 1891.5 | 71.8 | 10.1 | 1891.5 | 134.9183 | 1891.5
1294 |  | 1893.2 | 133.7092 | 1893.2 | 1893.2 | 133.7092 | 1893.2 | 1893.2 | 133.7092 | 1893.2 | 72.7 | 9.35 | 1893.2 | 133.7092 | 1893.2
1295 |  | 1855.8 | 132.8029 | 1855.8 | 1855.8 | 132.8029 | 1855.8 | 1855.8 | 132.8029 | 1855.8 | 71.9 | 8.92 | 1855.8 | 132.8029 | 1855.8
1296 |  | 1695.2 | 133.6852 | 1695.2 | 1695.2 | 133.6852 | 1695.2 | 1695.2 | 133.6852 | 1695.2 | 71.3 | 9.49 | 1695.2 | 133.6852 | 1695.2
1297 |  | 1770.3 | 133.4625 | 1770.3 | 1770.3 | 133.4625 | 1770.3 | 1770.3 | 133.4625 | 1770.3 | 72 | 9.67 | 1770.3 | 133.4625 | 1770.3
1298 |  | 1701.5 | 129.9446 | 1701.5 | 1701.5 | 129.9446 | 1701.5 | 1701.5 | 129.9446 | 1701.5 | 71.2 | 9.38 | 1701.5 | 129.9446 | 1701.5
1299 |  | 1656.2 | 133.5453 | 1656.2 | 1656.2 | 133.5453 | 1656.2 | 1656.2 | 133.5453 | 1656.2 | 71.6 | 9.56 | 1656.2 | 133.5453 | 1656.2
1300 |  | 1684.6 | 130.8371 | 1684.6 | 1684.6 | 130.8371 | 1684.6 | 1684.6 | 130.8371 | 1684.6 | 72.1 | 9.83 | 1684.6 | 130.8371 | 1684.6
1301 |  | 1707.6 | 132.6004 | 1707.6 | 1707.6 | 132.6004 | 1707.6 | 1707.6 | 132.6004 | 1707.6 | 72.1 | 9.55 | 1707.6 | 132.6004 | 1707.6
1302 |  | 1749.3 | 131.4375 | 1749.3 | 1749.3 | 131.4375 | 1749.3 | 1749.3 | 131.4375 | 1749.3 | 72.6 | 9.44 | 1749.3 | 131.4375 | 1749.3
1303 |  | 1606.2 | 131.2571 | 1606.2 | 1606.2 | 131.2571 | 1606.2 | 1606.2 | 131.2571 | 1606.2 | 71.8 | 9.48 | 1606.2 | 131.2571 | 1606.2
1304 |  | 1584.5 | 121.4239 | 1584.5 | 1584.5 | 121.4239 | 1584.5 | 1584.5 | 121.4239 | 1584.5 | 71.9 | 13.91 | 1584.5 | 121.4239 | 1584.5
1305 |  | 1545.7 | 110.3488 | 1545.7 | 1545.7 | 110.3488 | 1545.7 | 1545.7 | 110.3488 | 1545.7 | 71.4 | 14.73 | 1545.7 | 110.3488 | 1545.7
1306 |  | 1601.7 | 111.0579 | 1601.7 | 1601.7 | 111.0579 | 1601.7 | 1601.7 | 111.0579 | 1601.7 | 70.6 | 12.14 | 1601.7 | 111.0579 | 1601.7
1307 |  | 1622.6 | 106.3688 | 1622.6 | 1622.6 | 106.3688 | 1622.6 | 1622.6 | 106.3688 | 1622.6 | 71.8 | 14.86 | 1622.6 | 106.3688 | 1622.6
1308 |  | 1594 | 105.2086 | 1594 | 1594 | 105.2086 | 1594 | 1594 | 105.2086 | 1594 | 71.1 | 19.06 | 1594 | 105.2086 | 1594
1309 |  | 1616.6 | 105.4044 | 1616.6 | 1616.6 | 105.4044 | 1616.6 | 1616.6 | 105.4044 | 1616.6 | 69.1 | 16.28 | 1616.6 | 105.4044 | 1616.6
1310 |  | 1568 | 105.7119 | 1568 | 1568 | 105.7119 | 1568 | 1568 | 105.7119 | 1568 | 69.6 | 17.67 | 1568 | 105.7119 | 1568
1311 |  | 1608.1 | 106.6572 | 1608.1 | 1608.1 | 95.3925 | 1608.1 | 1608.1 | 106.6572 | 1608.1 | 72 | 20.62 | 1608.1 | 106.6572 | 1608.1
1312 |  | 1616.2 | 85.0731 | 1616.2 | 1616.2 | 85.0731 | 1616.2 | 1616.2 | 85.0731 | 1616.2 | 71.3 | 16.91 | 1616.2 | 85.0731 | 1616.2
1313 |  | 1651.2 | 77.7565 | 1651.2 | 1651.2 | 77.7565 | 1651.2 | 1651.2 | 77.7565 | 1651.2 | 71.5 | 20.16 | 1651.2 | 77.7565 | 1651.2
1314 |  | 1655 | 105.4242 | 1655 | 1655 | 105.4242 | 1655 | 1655 | 105.4242 | 1655 | 72.5 | 19.11 | 1655 | 105.4242 | 1655
1315 |  | 1930.4 | 105.0797 | 1930.4 | 1930.4 | 105.0797 | 1930.4 | 1930.4 | 105.0797 | 1930.4 | 71.3 | 14.15 | 1930.4 | 105.0797 | 1930.4
1316 |  | 2002.1 | 105.8255 | 2002.1 | 2002.1 | 105.8255 | 2002.1 | 2002.1 | 105.8255 | 2002.1 | 72.3 | 11.35 | 2002.1 | 105.8255 | 2002.1
1317 |  | 1978.6 | 113.4983 | 1978.6 | 1978.6 | 113.4983 | 1978.6 | 1978.6 | 113.4983 | 1978.6 | 72.3 | 9.97 | 1978.6 | 113.4983 | 1978.6
1318 |  | 1938.7 | 102.7309 | 1938.7 | 1938.7 | 102.7309 | 1938.7 | 1938.7 | 102.7309 | 1938.7 | 72 | 9.8 | 1938.7 | 102.7309 | 1938.7
1319 |  | 1875.6 | 88.8153 | 1875.6 | 1875.6 | 88.8153 | 1875.6 | 1875.6 | 88.8153 | 1875.6 | 73 | 9.4 | 1875.6 | 88.8153 | 1875.6
1320 |  | 1793.6 | 98.9161 | 1793.6 | 1793.6 | 98.9161 | 1793.6 | 1793.6 | 98.9161 | 1793.6 | 72.2 | 9.78 | 1793.6 | 98.9161 | 1793.6
1321 |  | 1744.8 | 100.4391 | 1744.8 | 1744.8 | 100.4391 | 1744.8 | 1744.8 | 100.4391 | 1744.8 | 73.1 | 9.83 | 1744.8 | 100.4391 | 1744.8
1322 |  | 1704.2 | 100.4188 | 1704.2 | 1704.2 | 100.4188 | 1704.2 | 1704.2 | 100.4188 | 1704.2 | 72.8 | 9.83 | 1704.2 | 100.4188 | 1704.2
1323 |  | 1647.8 | 129.0577 | 1647.8 | 1647.8 | 129.0577 | 1647.8 | 1647.8 | 129.0577 | 1647.8 | 71.7 | 9.61 | 1647.8 | 129.0577 | 1647.8
1324 |  | 1651.6 | 129.4318 | 1651.6 | 1651.6 | 129.4318 | 1651.6 | 1651.6 | 129.4318 | 1651.6 | 72 | 9.16 | 1651.6 | 129.4318 | 1651.6
1325 |  | 1737.1 | 129.1597 | 1737.1 | 1737.1 | 129.1597 | 1737.1 | 1737.1 | 129.1597 | 1737.1 | 72.4 | 9.12 | 1737.1 | 129.1597 | 1737.1
1326 |  | 1775.3 | 126.2409 | 1775.3 | 1775.3 | 126.2409 | 1775.3 | 1775.3 | 126.2409 | 1775.3 | 71 | 9.36 | 1775.3 | 126.2409 | 1775.3
1327 |  | 1614.6 | 131.4248 | 1614.6 | 1614.6 | 131.4248 | 1614.6 | 1614.6 | 131.4248 | 1614.6 | 71.9 | 8.9 | 1614.6 | 131.4248 | 1614.6
1328 |  | 1643.8 | 131.4472 | 1643.8 | 1643.8 | 131.4472 | 1643.8 | 1643.8 | 131.4472 | 1643.8 | 72.1 | 9.73 | 1643.8 | 131.4472 | 1643.8
1329 |  | 1678.8 | 131.1568 | 1678.8 | 1678.8 | 131.1568 | 1678.8 | 1678.8 | 131.1568 | 1678.8 | 72.2 | 13.53 | 1678.8 | 131.1568 | 1678.8
1330 |  | 1711.5 | 131.8473 | 1711.5 | 1711.5 | 131.8473 | 1711.5 | 1711.5 | 131.8473 | 1711.5 | 71.9 | 16.32 | 1711.5 | 131.8473 | 1711.5
1331 |  | 1736.2 | 115.6784 | 1736.2 | 1736.2 | 115.6784 | 1736.2 | 1736.2 | 115.6784 | 1736.2 | 71.6 | 15.22 | 1736.2 | 115.6784 | 1736.2
1332 |  | 1761.6 | 126.0862 | 1761.6 | 1761.6 | 126.0862 | 1761.6 | 1761.6 | 126.0862 | 1761.6 | 72.3 | 20.43 | 1761.6 | 126.0862 | 1761.6
1333 |  | 1719 | 105.9941 | 1719 | 1719 | 105.9941 | 1719 | 1719 | 105.9941 | 1719 | 71 | 19.63 | 1719 | 105.9941 | 1719
1334 |  | 1737.4 | 105.7963 | 1737.4 | 1737.4 | 105.7963 | 1737.4 | 1737.4 | 105.7963 | 1737.4 | 72.9 | 20.36 | 1737.4 | 105.7963 | 1737.4
1335 |  | 1785.6 | 129.6007 | 1785.6 | 1785.6 | 129.6007 | 1785.6 | 1785.6 | 129.6007 | 1785.6 | 71.3 | 15.01 | 1785.6 | 129.6007 | 1785.6
1336 |  | 1678 | 132.0601 | 1678 | 1678 | 132.0601 | 1678 | 1678 | 132.0601 | 1678 | 72.3 | 20.01 | 1678 | 132.0601 | 1678
1337 |  | 1756.3 | 134.161 | 1756.3 | 1756.3 | 134.161 | 1756.3 | 1756.3 | 134.161 | 1756.3 | 72.7 | 20.39 | 1756.3 | 134.161 | 1756.3
1338 |  | 1710.6 | 131.8973 | 1710.6 | 1710.6 | 131.8973 | 1710.6 | 1710.6 | 131.8973 | 1710.6 | 72.2 | 12.44 | 1710.6 | 131.8973 | 1710.6
1339 |  | 1926.5 | 132.9288 | 1926.5 | 1926.5 | 132.9288 | 1926.5 | 1926.5 | 132.9288 | 1926.5 | 72.2 | 11.59 | 1926.5 | 132.9288 | 1926.5
1340 |  | 1934 | 133.3941 | 1934 | 1934 | 133.3941 | 1934 | 1934 | 133.3941 | 1934 | 72.9 | 8.07 | 1934 | 133.3941 | 1934
1341 |  | 1982.8 | 103.7543 | 1982.8 | 1982.8 | 103.7543 | 1982.8 | 1982.8 | 103.7543 | 1982.8 | 71.6 | 8.62 | 1982.8 | 103.7543 | 1982.8
1342 |  | 1944.5 | 129.0539 | 1944.5 | 1944.5 | 129.0539 | 1944.5 | 1944.5 | 129.0539 | 1944.5 | 71.4 | 8.94 | 1944.5 | 129.0539 | 1944.5
1343 |  | 1885.9 | 129.6541 | 1885.9 | 1885.9 | 129.6541 | 1885.9 | 1885.9 | 129.6541 | 1885.9 | 72.6 | 9.17 | 1885.9 | 129.6541 | 1885.9
1344 |  | 1798.1 | 131.6972 | 1798.1 | 1798.1 | 131.6972 | 1798.1 | 1798.1 | 131.6972 | 1798.1 | 71.9 | 8.81 | 1798.1 | 131.6972 | 1798.1
1345 |  | 1784.5 | 132.0951 | 1784.5 | 1784.5 | 132.0951 | 1784.5 | 1784.5 | 132.0951 | 1784.5 | 72.7 | 8.79 | 1784.5 | 132.0951 | 1784.5
1346 |  | 1712.8 | 131.4443 | 1712.8 | 1712.8 | 131.4443 | 1712.8 | 1712.8 | 131.4443 | 1712.8 | 71.5 | 9.08 | 1712.8 | 131.4443 | 1712.8
1347 |  | 1711.7 | 131.4256 | 1711.7 | 1711.7 | 131.4256 | 1711.7 | 1711.7 | 131.4256 | 1711.7 | 72.6 | 9.2 | 1711.7 | 131.4256 | 1711.7
1348 |  | 1687.9 | 106.0122 | 1687.9 | 1687.9 | 106.0122 | 1687.9 | 1687.9 | 106.0122 | 1687.9 | 72.9 | 8.43 | 1687.9 | 106.0122 | 1687.9
1349 |  | 1740.3 | 133.5915 | 1740.3 | 1740.3 | 133.5915 | 1740.3 | 1740.3 | 133.5915 | 1740.3 | 71.5 | 8.22 | 1740.3 | 133.5915 | 1740.3
1350 |  | 1777.1 | 129.6182 | 1777.1 | 1777.1 | 129.6182 | 1777.1 | 1777.1 | 129.6182 | 1777.1 | 72.4 | 9.2 | 1777.1 | 129.6182 | 1777.1
1351 |  | 1586.6 | 130.9803 | 1586.6 | 1586.6 | 130.9803 | 1586.6 | 1586.6 | 130.9803 | 1586.6 | 71.7 | 8.71 | 1586.6 | 130.9803 | 1586.6
1352 |  | 1594.3 | 129.8756 | 1594.3 | 1594.3 | 129.8756 | 1594.3 | 1594.3 | 129.8756 | 1594.3 | 72.3 | 9.59 | 1594.3 | 129.8756 | 1594.3
1353 |  | 1624 | 102.9254 | 1624 | 1624 | 102.9254 | 1624 | 1624 | 102.9254 | 1624 | 71.9 | 15.29 | 1624 | 102.9254 | 1624
1354 |  | 1674.7 | 104.6139 | 1674.7 | 1674.7 | 104.6139 | 1674.7 | 1674.7 | 104.6139 | 1674.7 | 71.9 | 21.03 | 1674.7 | 104.6139 | 1674.7
1355 |  | 1680 | 105.6539 | 1680 | 1680 | 105.6539 | 1680 | 1680 | 105.6539 | 1680 | 71.6 | 23.57 | 1680 | 105.6539 | 1680
1356 |  | 1675.6 | 106.3874 | 1675.6 | 1675.6 | 106.3874 | 1675.6 | 1675.6 | 106.3874 | 1675.6 | 71.8 | 16.78 | 1675.6 | 106.3874 | 1675.6
1357 |  | 1653.8 | 108.5084 | 1653.8 | 1653.8 | 108.5084 | 1653.8 | 1653.8 | 108.5084 | 1653.8 | 72.3 | 19.87 | 1653.8 | 108.5084 | 1653.8
1358 |  | 1717.7 | 110.2881 | 1717.7 | 1717.7 | 110.2881 | 1717.7 | 1717.7 | 110.2881 | 1717.7 | 72.3 | 15.12 | 1717.7 | 110.2881 | 1717.7
1359 |  | 1671.2 | 106.0749 | 1671.2 | 1671.2 | 106.0749 | 1671.2 | 1671.2 | 106.0749 | 1671.2 | 71.3 | 16.51 | 1671.2 | 106.0749 | 1671.2
1360 |  | 1650.2 | 106.2438 | 1650.2 | 1650.2 | 106.2438 | 1650.2 | 1650.2 | 106.2438 | 1650.2 | 71.8 | 17.47 | 1650.2 | 106.2438 | 1650.2
1361 |  | 1663.1 | 109.6386 | 1663.1 | 1663.1 | 109.6386 | 1663.1 | 1663.1 | 109.6386 | 1663.1 | 71.9 | 17.24 | 1663.1 | 109.6386 | 1663.1
1362 |  | 1685 | 106.4554 | 1685 | 1685 | 106.4554 | 1685 | 1685 | 106.4554 | 1685 | 72.3 | 15.04 | 1685 | 106.4554 | 1685
1363 |  | 1928 | 106.0593 | 1928 | 1928 | 106.0593 | 1928 | 1928 | 106.0593 | 1928 | 68.2 | 10.33 | 1928 | 106.0593 | 1928
1364 |  | 1987.2 | 109.0923 | 1987.2 | 1987.2 | 109.0923 | 1987.2 | 1987.2 | 109.0923 | 1987.2 | 71.2 | 10.48 | 1987.2 | 109.0923 | 1987.2
1365 |  | 1971.2 | 106.0482 | 1971.2 | 1971.2 | 106.0482 | 1971.2 | 1971.2 | 106.0482 | 1971.2 | 70.6 | 9.04 | 1971.2 | 106.0482 | 1971.2
1366 |  | 1955.9 | 107.0822 | 1955.9 | 1955.9 | 107.0822 | 1955.9 | 1955.9 | 107.0822 | 1955.9 | 71.6 | 9.2 | 1955.9 | 107.0822 | 1955.9
1367 |  | 1858.2 | 130.3844 | 1858.2 | 1858.2 | 130.3844 | 1858.2 | 1858.2 | 130.3844 | 1858.2 | 72.1 | 9.11 | 1858.2 | 130.3844 | 1858.2
1368 |  | 1819.7 | 131.4855 | 1819.7 | 1819.7 | 131.4855 | 1819.7 | 1819.7 | 131.4855 | 1819.7 | 71.4 | 9.19 | 1819.7 | 131.4855 | 1819.7
1369 |  | 1745 | 123.8949 | 1745 | 1745 | 123.8949 | 1745 | 1745 | 123.8949 | 1745 | 71.2 | 9.26 | 1745 | 123.8949 | 1745
1370 |  | 1703.6 | 109.4865 | 1703.6 | 1703.6 | 109.4865 | 1703.6 | 1703.6 | 109.4865 | 1703.6 | 71.1 | 8.67 | 1703.6 | 109.4865 | 1703.6
1371 |  | 1694.6 | 107.3202 | 1694.6 | 1694.6 | 107.3202 | 1694.6 | 1694.6 | 107.3202 | 1694.6 | 71 | 8.47 | 1694.6 | 107.3202 | 1694.6
1372 |  | 1680.9 | 107.6121 | 1680.9 | 1680.9 | 107.6121 | 1680.9 | 1680.9 | 107.6121 | 1680.9 | 70.8 | 8.47 | 1680.9 | 107.6121 | 1680.9
1373 |  | 1657.2 | 109.4332 | 1657.2 | 1657.2 | 109.4332 | 1657.2 | 1657.2 | 109.4332 | 1657.2 | 70.8 | 9.32 | 1657.2 | 109.4332 | 1657.2
1374 |  | 1667.2 | 108.579 | 1667.2 | 1667.2 | 108.579 | 1667.2 | 1667.2 | 108.579 | 1667.2 | 71 | 9.35 | 1667.2 | 108.579 | 1667.2
1375 |  | 1560.6 | 105.8187 | 1560.6 | 1560.6 | 105.8187 | 1560.6 | 1560.6 | 105.8187 | 1560.6 | 70.4 | 8.93 | 1560.6 | 105.8187 | 1560.6
1376 |  | 1508.5 | 107.1284 | 1508.5 | 1508.5 | 107.1284 | 1508.5 | 1508.5 | 107.1284 | 1508.5 | 69.5 | 11.31 | 1508.5 | 107.1284 | 1508.5
1377 |  | 1609.3 | 103.7767 | 1609.3 | 1609.3 | 103.7767 | 1609.3 | 1609.3 | 103.7767 | 1609.3 | 71.1 | 15.95 | 1609.3 | 103.7767 | 1609.3
1378 |  | 1575 | 130.4933 | 1575 | 1575 | 130.4933 | 1575 | 1575 | 130.4933 | 1575 | 70.9 | 15.59 | 1575 | 130.4933 | 1575
1379 |  | 1604.3 | 129.7678 | 1604.3 | 1604.3 | 129.7678 | 1604.3 | 1604.3 | 129.7678 | 1604.3 | 71.1 | 16.85 | 1604.3 | 129.7678 | 1604.3
1380 |  | 1604 | 131.0066 | 1604 | 1604 | 131.0066 | 1604 | 1604 | 131.0066 | 1604 | 71.9 | 16.08 | 1604 | 131.0066 | 1604
1381 |  | 1611.6 | 135.4225 | 1611.6 | 1611.6 | 135.4225 | 1611.6 | 1611.6 | 135.4225 | 1611.6 | 71.3 | 15.46 | 1611.6 | 135.4225 | 1611.6
1382 |  | 1588.8 | 133.5313 | 1588.8 | 1588.8 | 134.0418 | 1588.8 | 1588.8 | 133.5313 | 1588.8 | 71.6 | 18.82 | 1588.8 | 133.5313 | 1588.8
1383 |  | 1610.3 | 132.6611 | 1610.3 | 1610.3 | 132.6611 | 1610.3 | 1610.3 | 132.6611 | 1610.3 | 71.5 | 17.19 | 1610.3 | 132.6611 | 1610.3
1384 |  | 1593.2 | 133.6186 | 1593.2 | 1593.2 | 133.6186 | 1593.2 | 1593.2 | 133.6186 | 1593.2 | 71.3 | 20.62 | 1593.2 | 133.6186 | 1593.2
1385 |  | 1606.5 | 132.8534 | 1606.5 | 1606.5 | 132.8534 | 1606.5 | 1606.5 | 132.8534 | 1606.5 | 71.8 | 12.76 | 1606.5 | 132.8534 | 1606.5
1386 |  | 1636.3 | 131.0783 | 1636.3 | 1636.3 | 131.0783 | 1636.3 | 1636.3 | 131.0783 | 1636.3 | 71.8 | 14.42 | 1636.3 | 131.0783 | 1636.3
1387 |  | 1880.1 | 97.4766 | 1880.1 | 1880.1 | 97.4766 | 1880.1 | 1880.1 | 97.4766 | 1880.1 | 70.3 | 13.1 | 1880.1 | 97.4766 | 1880.1
1388 |  | 1940.2 | 107.3998 | 1940.2 | 1940.2 | 107.3998 | 1940.2 | 1940.2 | 107.3998 | 1940.2 | 71.4 | 8.88 | 1940.2 | 107.3998 | 1940.2
1389 |  | 1956.7 | 106.0616 | 1956.7 | 1956.7 | 106.0616 | 1956.7 | 1956.7 | 106.0616 | 1956.7 | 71.7 | 8.79 | 1956.7 | 106.0616 | 1956.7
1390 |  | 1899.4 | 104.3257 | 1899.4 | 1899.4 | 104.3257 | 1899.4 | 1899.4 | 104.3257 | 1899.4 | 72.3 | 8.99 | 1899.4 | 104.3257 | 1899.4
1391 |  | 1790.9 | 104.984 | 1790.9 | 1790.9 | 104.984 | 1790.9 | 1790.9 | 104.984 | 1790.9 | 72.3 | 8.8 | 1790.9 | 104.984 | 1790.9
1392 |  | 1750.5 | 103.7492 | 1750.5 | 1750.5 | 103.7492 | 1750.5 | 1750.5 | 103.7492 | 1750.5 | 71.7 | 8.59 | 1750.5 | 103.7492 | 1750.5
1393 |  | 1579.8 | 105.9428 | 1579.8 | 1579.8 | 105.9428 | 1579.8 | 1579.8 | 105.9428 | 1579.8 | 71.3 | 8.73 | 1579.8 | 105.9428 | 1579.8
1394 |  | 1726.3 | 106.0544 | 1726.3 | 1726.3 | 106.0544 | 1726.3 | 1726.3 | 106.0544 | 1726.3 | 71.4 | 8.71 | 1726.3 | 106.0544 | 1726.3
1395 |  | 1650.9 | 104.2419 | 1650.9 | 1650.9 | 104.2419 | 1650.9 | 1650.9 | 104.2419 | 1650.9 | 71.1 | 8.7 | 1650.9 | 104.2419 | 1650.9
1396 |  | 1646.6 | 105.1453 | 1646.6 | 1646.6 | 105.1453 | 1646.6 | 1646.6 | 105.1453 | 1646.6 | 71.6 | 8.67 | 1646.6 | 105.1453 | 1646.6
1397 |  | 1689.1 | 133.4544 | 1689.1 | 1689.1 | 133.4544 | 1689.1 | 1689.1 | 133.4544 | 1689.1 | 71.7 | 8.54 | 1689.1 | 133.4544 | 1689.1
1398 |  | 1618.4 | 128.2676 | 1618.4 | 1618.4 | 128.2676 | 1618.4 | 1618.4 | 128.2676 | 1618.4 | 72.3 | 8.63 | 1618.4 | 128.2676 | 1618.4
1399 |  | 1518.8 | 127.6722 | 1518.8 | 1518.8 | 127.6722 | 1518.8 | 1518.8 | 127.6722 | 1518.8 | 72.2 | 8.18 | 1518.8 | 127.6722 | 1518.8
1400 |  | 1537 | 129.9789 | 1537 | 1537 | 129.9789 | 1537 | 1537 | 129.9789 | 1537 | 71.9 | 7.85 | 1537 | 129.9789 | 1537
1401 |  | 1487.4 | 127.1568 | 1487.4 | 1487.4 | 127.1568 | 1487.4 | 1487.4 | 127.1568 | 1487.4 | 72.2 | 9.79 | 1487.4 | 127.1568 | 1487.4
1402 |  | 1464.7 | 129.6856 | 1464.7 | 1464.7 | 129.6856 | 1464.7 | 1464.7 | 129.6856 | 1464.7 | 72.5 | 8.17 | 1464.7 | 129.6856 | 1464.7
1403 |  | 1479.1 | 130.1533 | 1479.1 | 1479.1 | 130.1533 | 1479.1 | 1479.1 | 130.1533 | 1479.1 | 72.2 | 8.08 | 1479.1 | 130.1533 | 1479.1
1404 |  | 1492.3 | 130.5947 | 1492.3 | 1492.3 | 130.5947 | 1492.3 | 1492.3 | 130.5947 | 1492.3 | 71.9 | 10.13 | 1492.3 | 130.5947 | 1492.3
1405 |  | 1572.6 | 130.5317 | 1572.6 | 1572.6 | 130.5317 | 1572.6 | 1572.6 | 130.5317 | 1572.6 | 72.1 | 10.16 | 1572.6 | 130.5317 | 1572.6
1406 |  | 1558.8 | 131.724 | 1558.8 | 1558.8 | 131.724 | 1558.8 | 1558.8 | 131.724 | 1558.8 | 72.1 | 8.85 | 1558.8 | 131.724 | 1558.8
1407 |  | 1598.5 | 134.6042 | 1598.5 | 1598.5 | 134.6042 | 1598.5 | 1598.5 | 134.6042 | 1598.5 | 71.5 | 8.42 | 1598.5 | 134.6042 | 1598.5
1408 |  | 1551.4 | 134.8735 | 1551.4 | 1551.4 | 134.8735 | 1551.4 | 1551.4 | 134.8735 | 1551.4 | 71.7 | 8.2 | 1551.4 | 134.8735 | 1551.4
1409 |  | 1479.8 | 136.907 | 1479.8 | 1479.8 | 136.907 | 1479.8 | 1479.8 | 136.907 | 1479.8 | 72.3 | 9.33 | 1479.8 | 136.907 | 1479.8
1410 |  | 1625.1 | 134.3358 | 1625.1 | 1625.1 | 134.3358 | 1625.1 | 1625.1 | 134.3358 | 1625.1 | 71.1 | 9.97 | 1625.1 | 134.3358 | 1625.1
1411 |  | 1906.1 | 134.572 | 1906.1 | 1906.1 | 134.572 | 1906.1 | 1906.1 | 134.572 | 1906.1 | 72.1 | 10.51 | 1906.1 | 134.572 | 1906.1
1412 |  | 1905.5 | 134.9179 | 1905.5 | 1905.5 | 134.9179 | 1905.5 | 1905.5 | 134.9179 | 1905.5 | 72.5 | 8.05 | 1905.5 | 134.9179 | 1905.5
1413 |  | 1909.8 | 133.7759 | 1909.8 | 1909.8 | 133.7759 | 1909.8 | 1909.8 | 133.7759 | 1909.8 | 72.2 | 8.65 | 1909.8 | 133.7759 | 1909.8
1414 |  | 1892.4 | 122.6664 | 1892.4 | 1892.4 | 122.6664 | 1892.4 | 1892.4 | 122.6664 | 1892.4 | 71.4 | 8.34 | 1892.4 | 122.6664 | 1892.4
1415 |  | 1694 | 106.4767 | 1694 | 1694 | 106.4767 | 1694 | 1694 | 106.4767 | 1694 | 72.4 | 8.37 | 1694 | 106.4767 | 1694
1416 |  | 1730.6 | 134.2329 | 1730.6 | 1730.6 | 134.2329 | 1730.6 | 1730.6 | 134.2329 | 1730.6 | 72.6 | 8.01 | 1730.6 | 134.2329 | 1730.6
1417 |  | 1638.4 | 133.2613 | 1638.4 | 1638.4 | 133.2613 | 1638.4 | 1638.4 | 133.2613 | 1638.4 | 72.6 | 6.68 | 1638.4 | 133.2613 | 1638.4
1418 |  | 1405.5 | 133.8735 | 1405.5 | 1405.5 | 133.8735 | 1405.5 | 1405.5 | 133.8735 | 1405.5 | 73.2 | 6.89 | 1405.5 | 133.8735 | 1405.5
1419 |  | 1633.6 | 134.0981 | 1633.6 | 1633.6 | 134.0981 | 1633.6 | 1633.6 | 134.0981 | 1633.6 | 73.1 | 6.67 | 1633.6 | 134.0981 | 1633.6
1420 |  | 1608.6 | 133.4908 | 1608.6 | 1608.6 | 133.4908 | 1608.6 | 1608.6 | 133.4908 | 1608.6 | 72.9 | 6.97 | 1608.6 | 133.4908 | 1608.6
1421 |  | 1603.3 | 133.1517 | 1603.3 | 1603.3 | 133.1517 | 1603.3 | 1603.3 | 133.1517 | 1603.3 | 72.9 | 6.91 | 1603.3 | 133.1517 | 1603.3
1422 |  | 1649.1 | 135.7628 | 1649.1 | 1649.1 | 135.7628 | 1649.1 | 1649.1 | 135.7628 | 1649.1 | 72.2 | 7.46 | 1649.1 | 135.7628 | 1649.1
1423 |  | 1532.4 | 135.2567 | 1532.4 | 1532.4 | 135.2567 | 1532.4 | 1532.4 | 135.2567 | 1532.4 | 71.5 | 7.98 | 1532.4 | 135.2567 | 1532.4
1424 |  | 1563.2 | 136.1308 | 1563.2 | 1563.2 | 136.1308 | 1563.2 | 1563.2 | 136.1308 | 1563.2 | 72.5 | 12.81 | 1563.2 | 136.1308 | 1563.2
1425 |  | 1556.9 | 135.2695 | 1556.9 | 1556.9 | 135.2695 | 1556.9 | 1556.9 | 135.2695 | 1556.9 | 70.5 | 17.95 | 1556.9 | 135.2695 | 1556.9
1426 |  | 1522.7 | 133.93 | 1522.7 | 1522.7 | 133.93 | 1522.7 | 1522.7 | 133.93 | 1522.7 | 71.8 | 19.03 | 1522.7 | 133.93 | 1522.7
1427 |  | 1568.5 | 103.0182 | 1568.5 | 1568.5 | 103.0182 | 1568.5 | 1568.5 | 103.0182 | 1568.5 | 72.4 | 21.08 | 1568.5 | 103.0182 | 1568.5
1428 |  | 1587 | 132.3533 | 1587 | 1587 | 132.3533 | 1587 | 1587 | 132.3533 | 1587 | 72.7 | 22.49 | 1587 | 132.3533 | 1587
1429 |  | 1422.5 | 135.2192 | 1422.5 | 1422.5 | 135.2192 | 1422.5 | 1422.5 | 135.2192 | 1422.5 | 72.5 | 15.25 | 1422.5 | 135.2192 | 1422.5
1430 |  | 1566 | 136.9328 | 1566 | 1566 | 134.0423 | 1566 | 1566 | 136.9328 | 1566 | 72.3 | 12.165 | 1566 | 136.9328 | 1566
1431 |  | 1600.65 | 140.6196 | 1600.65 | 1600.65 | 136.653 | 1600.65 | 1600.65 | 140.6196 | 1600.65 | 72.6 | 11.205 | 1600.65 | 140.6196 | 1600.65
1432 |  | 1580.15 | 135.0996 | 1580.15 | 1580.15 | 120.441 | 1580.15 | 1580.15 | 135.0996 | 1580.15 | 72.6 | 12.115 | 1580.15 | 135.0996 | 1580.15
1433 |  | 1297.1 | 136.2792 | 1297.1 | 1297.1 | 136.2792 | 1297.1 | 1297.1 | 136.2792 | 1297.1 | 73.5 | 11.33 | 1297.1 | 136.2792 | 1297.1
1434 |  | 1374 | 133.6049 | 1374 | 1374 | 133.6049 | 1374 | 1374 | 133.6049 | 1374 | 72.1 | 15.22 | 1374 | 133.6049 | 1374
1435 |  | 1728.9 | 135.9515 | 1728.9 | 1728.9 | 135.9515 | 1728.9 | 1728.9 | 135.9515 | 1728.9 | 73.2 | 12.94 | 1728.9 | 135.9515 | 1728.9
1436 |  | 1807.3 | 136.6485 | 1807.3 | 1807.3 | 136.6485 | 1807.3 | 1807.3 | 136.6485 | 1807.3 | 71.9 | 9.19 | 1807.3 | 136.6485 | 1807.3
1437 |  | 1885.6 | 134.2023 | 1885.6 | 1885.6 | 134.2023 | 1885.6 | 1885.6 | 134.2023 | 1885.6 | 73 | 8.83 | 1885.6 | 134.2023 | 1885.6
1438 |  | 1720 | 134.7439 | 1720 | 1720 | 134.7439 | 1720 | 1720 | 134.7439 | 1720 | 73.1 | 8.33 | 1720 | 134.7439 | 1720
1439 |  | 1723.7 | 134.3933 | 1723.7 | 1723.7 | 134.3933 | 1723.7 | 1723.7 | 134.3933 | 1723.7 | 71.5 | 8.53 | 1723.7 | 134.3933 | 1723.7
1440 |  | 1691.8 | 129.1838 | 1691.8 | 1691.8 | 129.1838 | 1691.8 | 1691.8 | 129.1838 | 1691.8 | 73 | 8.76 | 1691.8 | 129.1838 | 1691.8
1441 |  | 1612.6 | 133.7057 | 1612.6 | 1612.6 | 133.7057 | 1612.6 | 1612.6 | 133.7057 | 1612.6 | 72.8 | 8.1 | 1612.6 | 133.7057 | 1612.6
1442 |  | 1600.8 | 134.0956 | 1600.8 | 1600.8 | 134.0956 | 1600.8 | 1600.8 | 134.0956 | 1600.8 | 73.4 | 8.03 | 1600.8 | 134.0956 | 1600.8
1443 |  | 1567.5 | 133.3525 | 1567.5 | 1567.5 | 133.3525 | 1567.5 | 1567.5 | 133.3525 | 1567.5 | 73.2 | 8.96 | 1567.5 | 133.3525 | 1567.5
1444 |  | 1570.8 | 133.6828 | 1570.8 | 1570.8 | 133.6828 | 1570.8 | 1570.8 | 133.6828 | 1570.8 | 72.5 | 7.89 | 1570.8 | 133.6828 | 1570.8
1445 |  | 1614.4 | 134.1485 | 1614.4 | 1614.4 | 134.1485 | 1614.4 | 1614.4 | 134.1485 | 1614.4 | 72.7 | 7.61 | 1614.4 | 134.1485 | 1614.4
1446 |  | 1663.8 | 136.8454 | 1663.8 | 1663.8 | 136.8454 | 1663.8 | 1663.8 | 136.8454 | 1663.8 | 73.2 | 7.81 | 1663.8 | 136.8454 | 1663.8
1447 |  | 1497.5 | 135.8787 | 1497.5 | 1497.5 | 135.8787 | 1497.5 | 1497.5 | 135.8787 | 1497.5 | 71.6 | 7.79 | 1497.5 | 135.8787 | 1497.5
1448 |  | 1540.1 | 136.4213 | 1540.1 | 1540.1 | 136.4213 | 1540.1 | 1540.1 | 136.4213 | 1540.1 | 72.5 | 12.53 | 1540.1 | 136.4213 | 1540.1
1449 |  | 1551.7 | 132.3341 | 1551.7 | 1551.7 | 132.3341 | 1551.7 | 1551.7 | 132.3341 | 1551.7 | 72.2 | 13.64 | 1551.7 | 132.3341 | 1551.7
1450 |  | 1572.7 | 135.3262 | 1572.7 | 1572.7 | 135.3262 | 1572.7 | 1572.7 | 135.3262 | 1572.7 | 72.4 | 17.62 | 1572.7 | 135.3262 | 1572.7
1451 |  | 1565.9 | 136.034 | 1565.9 | 1565.9 | 136.034 | 1565.9 | 1565.9 | 136.034 | 1565.9 | 71.4 | 14.58 | 1565.9 | 136.034 | 1565.9
1452 |  | 1541.99 | 137.4341 | 1541.99 | 1541.99 | 137.4341 | 1541.99 | 1541.99 | 137.4341 | 1541.99 | 70.3 | 16.21 | 1541.99 | 137.4341 | 1541.99
1453 |  | 1568.4 | 137.3926 | 1568.4 | 1568.4 | 137.3926 | 1568.4 | 1568.4 | 137.3926 | 1568.4 | 70.8 | 17.45 | 1568.4 | 137.3926 | 1568.4
1454 |  | 1573.2 | 136.3607 | 1573.2 | 1573.2 | 136.3607 | 1573.2 | 1573.2 | 136.3607 | 1573.2 | 71.7 | 15.48 | 1573.2 | 136.3607 | 1573.2
1455 |  | 1602.8 | 138.7017 | 1602.8 | 1602.8 | 138.7017 | 1602.8 | 1602.8 | 138.7017 | 1602.8 | 73.3 | 13.99 | 1602.8 | 138.7017 | 1602.8
1456 |  | 1608.9 | 106.0084 | 1608.9 | 1608.9 | 106.0084 | 1608.9 | 1608.9 | 106.0084 | 1608.9 | 72.4 | 16.03 | 1608.9 | 106.0084 | 1608.9
1457 |  | 1614.9 | 109.769 | 1614.9 | 1614.9 | 109.769 | 1614.9 | 1614.9 | 109.769 | 1614.9 | 73.4 | 17.98 | 1614.9 | 109.769 | 1614.9
1458 |  | 1575.6 | 134.1258 | 1575.6 | 1575.6 | 134.1258 | 1575.6 | 1575.6 | 134.1258 | 1575.6 | 70.1 | 13.33 | 1575.6 | 134.1258 | 1575.6
1459 |  | 1943 | 135.8253 | 1943 | 1943 | 135.8253 | 1943 | 1943 | 135.8253 | 1943 | 71.7 | 10.74 | 1943 | 135.8253 | 1943
1460 |  | 1963 | 133.9448 | 1963 | 1963 | 133.9448 | 1963 | 1963 | 133.9448 | 1963 | 71.5 | 8.66 | 1963 | 133.9448 | 1963
1461 |  | 1963.3 | 134.1603 | 1963.3 | 1963.3 | 134.1603 | 1963.3 | 1963.3 | 134.1603 | 1963.3 | 71.8 | 8.52 | 1963.3 | 134.1603 | 1963.3
1462 |  | 1942.8 | 135.058 | 1942.8 | 1942.8 | 135.058 | 1942.8 | 1942.8 | 135.058 | 1942.8 | 72.7 | 8.55 | 1942.8 | 135.058 | 1942.8
1463 |  | 1851.9 | 136.6177 | 1851.9 | 1851.9 | 136.6177 | 1851.9 | 1851.9 | 136.6177 | 1851.9 | 71.9 | 8.37 | 1851.9 | 136.6177 | 1851.9
1464 |  | 1754.7 | 135.6782 | 1754.7 | 1754.7 | 135.6782 | 1754.7 | 1754.7 | 135.6782 | 1754.7 | 71.3 | 8.3 | 1754.7 | 135.6782 | 1754.7
1465 |  | 1713.5 | 136.222 | 1713.5 | 1713.5 | 136.222 | 1713.5 | 1713.5 | 136.222 | 1713.5 | 72 | 8.15 | 1713.5 | 136.222 | 1713.5
1466 |  | 1675.7 | 135.6235 | 1675.7 | 1675.7 | 135.6235 | 1675.7 | 1675.7 | 135.6235 | 1675.7 | 71.2 | 8.11 | 1675.7 | 135.6235 | 1675.7
1467 |  | 1647.2 | 134.577 | 1647.2 | 1647.2 | 134.577 | 1647.2 | 1647.2 | 134.577 | 1647.2 | 71.6 | 8.07 | 1647.2 | 134.577 | 1647.2
1468 |  | 1618.4 | 134.1855 | 1618.4 | 1618.4 | 134.1855 | 1618.4 | 1618.4 | 134.1855 | 1618.4 | 72.1 | 7.82 | 1618.4 | 134.1855 | 1618.4
1469 |  | 1662.9 | 132.2562 | 1662.9 | 1662.9 | 132.2562 | 1662.9 | 1662.9 | 132.2562 | 1662.9 | 72.1 | 7.1 | 1662.9 | 132.2562 | 1662.9
1470 |  | 1701.8 | 133.7702 | 1701.8 | 1701.8 | 133.7702 | 1701.8 | 1701.8 | 133.7702 | 1701.8 | 72.6 | 7.79 | 1701.8 | 133.7702 | 1701.8
1471 |  | 1526.2 | 132.7323 | 1526.2 | 1526.2 | 132.7323 | 1526.2 | 1526.2 | 132.7323 | 1526.2 | 71.8 | 8.1 | 1526.2 | 132.7323 | 1526.2
1472 |  | 1571.9 | 134.3267 | 1571.9 | 1571.9 | 134.3267 | 1571.9 | 1571.9 | 134.3267 | 1571.9 | 71.9 | 8.2 | 1571.9 | 134.3267 | 1571.9
1473 |  | 1620.5 | 130.7475 | 1620.5 | 1620.5 | 130.7475 | 1620.5 | 1620.5 | 130.7475 | 1620.5 | 71.4 | 12.85 | 1620.5 | 130.7475 | 1620.5
1474 |  | 1658.4 | 135.8278 | 1658.4 | 1658.4 | 135.8278 | 1658.4 | 1658.4 | 135.8278 | 1658.4 | 70.6 | 16.47 | 1658.4 | 135.8278 | 1658.4
1475 |  | 1679.8 | 133.0958 | 1679.8 | 1679.8 | 133.0958 | 1679.8 | 1679.8 | 133.0958 | 1679.8 | 71.8 | 11.25 | 1679.8 | 133.0958 | 1679.8
1476 |  | 1646.3 | 133.5964 | 1646.3 | 1646.3 | 133.5964 | 1646.3 | 1646.3 | 133.5964 | 1646.3 | 71.1 | 15.78 | 1646.3 | 133.5964 | 1646.3
1477 |  | 1530.3 | 134.4411 | 1530.3 | 1530.3 | 134.4411 | 1530.3 | 1530.3 | 134.4411 | 1530.3 | 69.1 | 14.39 | 1530.3 | 134.4411 | 1530.3
1478 |  | 1542.6 | 133.8244 | 1542.6 | 1542.6 | 133.8244 | 1542.6 | 1542.6 | 133.8244 | 1542.6 | 69.6 | 14.57 | 1542.6 | 133.8244 | 1542.6
1479 |  | 1611.2 | 132.6875 | 1611.2 | 1611.2 | 132.6875 | 1611.2 | 1611.2 | 132.6875 | 1611.2 | 72 | 16.1 | 1611.2 | 132.6875 | 1611.2
1480 |  | 1673 | 134.2902 | 1673 | 1673 | 134.2902 | 1673 | 1673 | 134.2902 | 1673 | 71.3 | 10.53 | 1673 | 134.2902 | 1673
1481 |  | 1683.2 | 137.1082 | 1683.2 | 1683.2 | 137.1082 | 1683.2 | 1683.2 | 137.1082 | 1683.2 | 71.5 | 16.01 | 1683.2 | 137.1082 | 1683.2
1482 |  | 1666.6 | 134.0626 | 1666.6 | 1666.6 | 134.0626 | 1666.6 | 1666.6 | 134.0626 | 1666.6 | 72.5 | 12.22 | 1666.6 | 134.0626 | 1666.6
1483 |  | 1898.4 | 134.0272 | 1898.4 | 1898.4 | 134.0272 | 1898.4 | 1898.4 | 134.0272 | 1898.4 | 71.3 | 8.73 | 1898.4 | 134.0272 | 1898.4
1484 |  | 1951.6 | 135.4137 | 1951.6 | 1951.6 | 135.4137 | 1951.6 | 1951.6 | 135.4137 | 1951.6 | 72.3 | 8.38 | 1951.6 | 135.4137 | 1951.6
1485 |  | 1926.8 | 135.3604 | 1926.8 | 1926.8 | 135.3604 | 1926.8 | 1926.8 | 135.3604 | 1926.8 | 72.3 | 9.06 | 1926.8 | 135.3604 | 1926.8
1486 |  | 1954.2 | 137.1429 | 1954.2 | 1954.2 | 137.1429 | 1954.2 | 1954.2 | 137.1429 | 1954.2 | 72 | 8.77 | 1954.2 | 137.1429 | 1954.2
1487 |  | 1889.9 | 136.5681 | 1889.9 | 1889.9 | 136.5681 | 1889.9 | 1889.9 | 136.5681 | 1889.9 | 73 | 8.89 | 1889.9 | 136.5681 | 1889.9
1488 |  | 1796.6 | 136.3777 | 1796.6 | 1796.6 | 136.3777 | 1796.6 | 1796.6 | 136.3777 | 1796.6 | 72.2 | 8.75 | 1796.6 | 136.3777 | 1796.6
1489 |  | 1734 | 137.7614 | 1734 | 1734 | 137.7614 | 1734 | 1734 | 137.7614 | 1734 | 73.1 | 8.9 | 1734 | 137.7614 | 1734
1490 |  | 1725.3 | 135.5328 | 1725.3 | 1725.3 | 135.5328 | 1725.3 | 1725.3 | 135.5328 | 1725.3 | 72.8 | 9.35 | 1725.3 | 135.5328 | 1725.3
1491 |  | 1712.3 | 136.1038 | 1712.3 | 1712.3 | 136.1038 | 1712.3 | 1712.3 | 136.1038 | 1712.3 | 71.7 | 8.74 | 1712.3 | 136.1038 | 1712.3
1492 |  | 1701.5 | 134.9181 | 1701.5 | 1701.5 | 134.9181 | 1701.5 | 1701.5 | 134.9181 | 1701.5 | 72 | 8.85 | 1701.5 | 134.9181 | 1701.5
1493 |  | 1735.2 | 136.6834 | 1735.2 | 1735.2 | 136.6834 | 1735.2 | 1735.2 | 136.6834 | 1735.2 | 72.4 | 9.01 | 1735.2 | 136.6834 | 1735.2
1494 |  | 1766.6 | 133.6526 | 1766.6 | 1766.6 | 133.6526 | 1766.6 | 1766.6 | 133.6526 | 1766.6 | 71 | 8.8 | 1766.6 | 133.6526 | 1766.6
1495 |  | 1604 | 135.4569 | 1604 | 1604 | 135.4569 | 1604 | 1604 | 135.4569 | 1604 | 71.9 | 9.07 | 1604 | 135.4569 | 1604
1496 |  | 1655.4 | 134.8794 | 1655.4 | 1655.4 | 134.8794 | 1655.4 | 1655.4 | 134.8794 | 1655.4 | 72.1 | 9.97 | 1655.4 | 134.8794 | 1655.4
1497 |  | 1644.8 | 135.6696 | 1644.8 | 1644.8 | 135.6696 | 1644.8 | 1644.8 | 135.6696 | 1644.8 | 72.2 | 11.455 | 1644.8 | 135.6696 | 1644.8
1498 |  | 1678.5 | 135.9109 | 1678.5 | 1678.5 | 135.9109 | 1678.5 | 1678.5 | 135.9109 | 1678.5 | 71.9 | 17.48 | 1678.5 | 135.9109 | 1678.5
1499 |  | 1684 | 133.5203 | 1684 | 1684 | 133.5203 | 1684 | 1684 | 133.5203 | 1684 | 71.6 | 20.07 | 1684 | 133.5203 | 1684
1500 |  | 1656.6 | 130.1378 | 1656.6 | 1656.6 | 130.1378 | 1656.6 | 1656.6 | 130.1378 | 1656.6 | 72.3 | 22.23 | 1656.6 | 130.1378 | 1656.6
1501 |  | 1562.4 | 133.798 | 1562.4 | 1562.4 | 133.798 | 1562.4 | 1562.4 | 133.798 | 1562.4 | 71 | 12.04 | 1562.4 | 133.798 | 1562.4
1502 |  | 1555.3 | 136.3453 | 1555.3 | 1555.3 | 136.3453 | 1555.3 | 1555.3 | 136.3453 | 1555.3 | 72.9 | 13.83 | 1555.3 | 136.3453 | 1555.3
1503 |  | 1592.9 | 135.2215 | 1592.9 | 1592.9 | 135.2215 | 1592.9 | 1592.9 | 135.2215 | 1592.9 | 71.3 | 11.77 | 1592.9 | 135.2215 | 1592.9
1504 |  | 1636.7 | 133.2867 | 1636.7 | 1636.7 | 133.2867 | 1636.7 | 1636.7 | 133.2867 | 1636.7 | 72.3 | 10.95 | 1636.7 | 133.2867 | 1636.7
1505 |  | 1700.6 | 136.148 | 1700.6 | 1700.6 | 136.148 | 1700.6 | 1700.6 | 136.148 | 1700.6 | 72.7 | 12.925 | 1700.6 | 136.148 | 1700.6
1506 |  | 1809.7 | 135.753 | 1809.7 | 1809.7 | 135.753 | 1809.7 | 1809.7 | 135.753 | 1809.7 | 72.2 | 11.48 | 1809.7 | 135.753 | 1809.7
1507 |  | 1966.8 | 135.11 | 1966.8 | 1966.8 | 135.11 | 1966.8 | 1966.8 | 135.11 | 1966.8 | 72.2 | 10.22 | 1966.8 | 135.11 | 1966.8
1508 |  | 1978 | 135.948 | 1978 | 1978 | 135.948 | 1978 | 1978 | 135.948 | 1978 | 72.9 | 8.94 | 1978 | 135.948 | 1978
1509 |  | 1947.3 | 135.2066 | 1947.3 | 1947.3 | 135.2066 | 1947.3 | 1947.3 | 135.2066 | 1947.3 | 71.6 | 8.55 | 1947.3 | 135.2066 | 1947.3
1510 |  | 1929.5 | 136.0111 | 1929.5 | 1929.5 | 136.0111 | 1929.5 | 1929.5 | 136.0111 | 1929.5 | 71.4 | 8.77 | 1929.5 | 136.0111 | 1929.5
1511 |  | 1900.4 | 134.5638 | 1900.4 | 1900.4 | 134.5638 | 1900.4 | 1900.4 | 134.5638 | 1900.4 | 72.6 | 8.68 | 1900.4 | 134.5638 | 1900.4
1512 |  | 1851.9 | 133.897 | 1851.9 | 1851.9 | 133.897 | 1851.9 | 1851.9 | 133.897 | 1851.9 | 71.9 | 9.11 | 1851.9 | 133.897 | 1851.9
1513 |  | 1793 | 136.3222 | 1793 | 1793 | 136.3222 | 1793 | 1793 | 136.3222 | 1793 | 72.7 | 9.16 | 1793 | 136.3222 | 1793
1514 |  | 1703.9 | 133.9066 | 1703.9 | 1703.9 | 133.9066 | 1703.9 | 1703.9 | 133.9066 | 1703.9 | 71.5 | 8.88 | 1703.9 | 133.9066 | 1703.9
1515 |  | 1713.8 | 133.0941 | 1713.8 | 1713.8 | 133.0941 | 1713.8 | 1713.8 | 133.0941 | 1713.8 | 72.6 | 9.13 | 1713.8 | 133.0941 | 1713.8
1516 |  | 1692 | 133.9565 | 1692 | 1692 | 133.9565 | 1692 | 1692 | 133.9565 | 1692 | 72.9 | 8.91 | 1692 | 133.9565 | 1692
1517 |  | 1695.2 | 135.3003 | 1695.2 | 1695.2 | 135.3003 | 1695.2 | 1695.2 | 135.3003 | 1695.2 | 71.5 | 9.08 | 1695.2 | 135.3003 | 1695.2
1518 |  | 1673.3 | 132.9827 | 1673.3 | 1673.3 | 132.9827 | 1673.3 | 1673.3 | 132.9827 | 1673.3 | 72.4 | 8.465 | 1673.3 | 132.9827 | 1673.3
1519 |  | 1519.6 | 133.9971 | 1519.6 | 1519.6 | 133.9971 | 1519.6 | 1519.6 | 133.9971 | 1519.6 | 71.7 | 8.825 | 1519.6 | 133.9971 | 1519.6
1520 |  | 1514.6 | 136.164 | 1514.6 | 1514.6 | 136.164 | 1514.6 | 1514.6 | 136.164 | 1514.6 | 72.3 | 9.14 | 1514.6 | 136.164 | 1514.6
1521 |  | 1562.8 | 137.1418 | 1562.8 | 1562.8 | 137.1418 | 1562.8 | 1562.8 | 137.1418 | 1562.8 | 71.9 | 10.06 | 1562.8 | 137.1418 | 1562.8
1522 |  | 1555 | 134.4936 | 1555 | 1555 | 134.4936 | 1555 | 1555 | 134.4936 | 1555 | 71.9 | 11.24 | 1555 | 134.4936 | 1555
1523 |  | 1527.8 | 134.4474 | 1527.8 | 1527.8 | 134.4474 | 1527.8 | 1527.8 | 134.4474 | 1527.8 | 71.6 | 10.47 | 1527.8 | 134.4474 | 1527.8
1524 |  | 1511.8 | 135.7434 | 1511.8 | 1511.8 | 135.7434 | 1511.8 | 1511.8 | 135.7434 | 1511.8 | 71.8 | 11.61 | 1511.8 | 135.7434 | 1511.8
1525 |  | 1526.6 | 134.5703 | 1526.6 | 1526.6 | 134.5703 | 1526.6 | 1526.6 | 134.5703 | 1526.6 | 72.3 | 9.69 | 1526.6 | 134.5703 | 1526.6
1526 |  | 1557.8 | 135.3655 | 1557.8 | 1557.8 | 135.3655 | 1557.8 | 1557.8 | 135.3655 | 1557.8 | 72.3 | 11.59 | 1557.8 | 135.3655 | 1557.8
1527 |  | 1552.8 | 138.1394 | 1552.8 | 1552.8 | 138.1394 | 1552.8 | 1552.8 | 138.1394 | 1552.8 | 71.3 | 11.41 | 1552.8 | 138.1394 | 1552.8
1528 |  | 1490.7 | 133.1821 | 1490.7 | 1490.7 | 133.1821 | 1490.7 | 1490.7 | 133.1821 | 1490.7 | 71.8 | 9.05 | 1490.7 | 133.1821 | 1490.7
1529 |  | 1472.6 | 139.2124 | 1472.6 | 1472.6 | 139.2124 | 1472.6 | 1472.6 | 139.2124 | 1472.6 | 71.9 | 9.84 | 1472.6 | 139.2124 | 1472.6
1530 |  | 1556.9 | 134.4024 | 1556.9 | 1556.9 | 134.4024 | 1556.9 | 1556.9 | 134.4024 | 1556.9 | 72.3 | 10.74 | 1556.9 | 134.4024 | 1556.9
1531 |  | 1853.7 | 137.182 | 1853.7 | 1853.7 | 137.182 | 1853.7 | 1853.7 | 137.182 | 1853.7 | 68.2 | 10.75 | 1853.7 | 137.182 | 1853.7
1532 |  | 1829.9 | 133.3357 | 1829.9 | 1829.9 | 133.3357 | 1829.9 | 1829.9 | 133.3357 | 1829.9 | 71.2 | 8.35 | 1829.9 | 133.3357 | 1829.9
1533 |  | 1823.4 | 136.5791 | 1823.4 | 1823.4 | 136.5791 | 1823.4 | 1823.4 | 136.5791 | 1823.4 | 70.6 | 8.28 | 1823.4 | 136.5791 | 1823.4
1534 |  | 1819.2 | 135.2327 | 1819.2 | 1819.2 | 135.2327 | 1819.2 | 1819.2 | 135.2327 | 1819.2 | 71.6 | 8.56 | 1819.2 | 135.2327 | 1819.2
1535 |  | 1731.3 | 134.8337 | 1731.3 | 1731.3 | 134.8337 | 1731.3 | 1731.3 | 134.8337 | 1731.3 | 72.1 | 8.51 | 1731.3 | 134.8337 | 1731.3
1536 |  | 1651.7 | 134.7538 | 1651.7 | 1651.7 | 134.7538 | 1651.7 | 1651.7 | 134.7538 | 1651.7 | 71.4 | 7.83 | 1651.7 | 134.7538 | 1651.7
1537 |  | 1601.8 | 134.0058 | 1601.8 | 1601.8 | 134.0058 | 1601.8 | 1601.8 | 134.0058 | 1601.8 | 71.2 | 8.87 | 1601.8 | 134.0058 | 1601.8
1538 |  | 1603.9 | 135.5534 | 1603.9 | 1603.9 | 135.5534 | 1603.9 | 1603.9 | 135.5534 | 1603.9 | 71.1 | 8.11 | 1603.9 | 135.5534 | 1603.9
1539 |  | 1477.6 | 135.117 | 1477.6 | 1477.6 | 135.117 | 1477.6 | 1477.6 | 135.117 | 1477.6 | 71 | 8.37 | 1477.6 | 135.117 | 1477.6
1540 |  | 1537.5 | 136.5149 | 1537.5 | 1537.5 | 136.5149 | 1537.5 | 1537.5 | 136.5149 | 1537.5 | 70.8 | 8.22 | 1537.5 | 136.5149 | 1537.5
1541 |  | 1570.8 | 136.1394 | 1570.8 | 1570.8 | 136.1394 | 1570.8 | 1570.8 | 136.1394 | 1570.8 | 70.8 | 8.73 | 1570.8 | 136.1394 | 1570.8
1542 |  | 1612.4 | 135.2765 | 1612.4 | 1612.4 | 135.2765 | 1612.4 | 1612.4 | 135.2765 | 1612.4 | 71 | 8.13 | 1612.4 | 135.2765 | 1612.4
1543 |  | 1473.7 | 136.0277 | 1473.7 | 1473.7 | 136.0277 | 1473.7 | 1473.7 | 136.0277 | 1473.7 | 70.4 | 8.58 | 1473.7 | 136.0277 | 1473.7
1544 |  | 1471 | 132.953 | 1471 | 1471 | 132.953 | 1471 | 1471 | 132.953 | 1471 | 69.5 | 7.96 | 1471 | 132.953 | 1471
1545 |  | 1421 | 132.4406 | 1421 | 1421 | 132.4406 | 1421 | 1421 | 132.4406 | 1421 | 71.1 | 8.51 | 1421 | 132.4406 | 1421
1546 |  | 1419.4 | 134.6886 | 1419.4 | 1419.4 | 134.6886 | 1419.4 | 1419.4 | 134.6886 | 1419.4 | 70.9 | 9.43 | 1419.4 | 134.6886 | 1419.4
1547 |  | 1432.9 | 135.4381 | 1432.9 | 1432.9 | 135.4381 | 1432.9 | 1432.9 | 135.4381 | 1432.9 | 71.1 | 8.54 | 1432.9 | 135.4381 | 1432.9
1548 |  | 1479.5 | 135.6831 | 1479.5 | 1479.5 | 135.6831 | 1479.5 | 1479.5 | 135.6831 | 1479.5 | 71.9 | 9.28 | 1479.5 | 135.6831 | 1479.5
1549 |  | 1451.5 | 133.0557 | 1451.5 | 1451.5 | 133.0557 | 1451.5 | 1451.5 | 133.0557 | 1451.5 | 71.3 | 7.9 | 1451.5 | 133.0557 | 1451.5
1550 |  | 1588.1 | 132.7858 | 1588.1 | 1588.1 | 132.7858 | 1588.1 | 1588.1 | 132.7858 | 1588.1 | 71.6 | 8.36 | 1588.1 | 132.7858 | 1588.1
1551 |  | 1523.4 | 135.0892 | 1523.4 | 1523.4 | 135.0892 | 1523.4 | 1523.4 | 135.0892 | 1523.4 | 71.5 | 8.1 | 1523.4 | 135.0892 | 1523.4
1552 |  | 1553.3 | 134.6422 | 1553.3 | 1553.3 | 134.6422 | 1553.3 | 1553.3 | 134.6422 | 1553.3 | 71.3 | 10.04 | 1553.3 | 134.6422 | 1553.3
1553 |  | 1381.2 | 137.6582 | 1381.2 | 1381.2 | 137.6582 | 1381.2 | 1381.2 | 137.6582 | 1381.2 | 71.8 | 10.74 | 1381.2 | 137.6582 | 1381.2
1554 |  | 1502.7 | 134.2783 | 1502.7 | 1502.7 | 134.2783 | 1502.7 | 1502.7 | 134.2783 | 1502.7 | 71.8 | 10.61 | 1502.7 | 134.2783 | 1502.7
1555 |  | 1767.8 | 136.1582 | 1767.8 | 1767.8 | 136.1582 | 1767.8 | 1767.8 | 136.1582 | 1767.8 | 70.3 | 8.38 | 1767.8 | 136.1582 | 1767.8
1556 |  | 1766.8 | 133.0455 | 1766.8 | 1766.8 | 133.0455 | 1766.8 | 1766.8 | 133.0455 | 1766.8 | 71.4 | 8.13 | 1766.8 | 133.0455 | 1766.8
1557 |  | 1799.2 | 135.719 | 1799.2 | 1799.2 | 135.719 | 1799.2 | 1799.2 | 135.719 | 1799.2 | 71.7 | 8.04 | 1799.2 | 135.719 | 1799.2
1558 |  | 1817.6 | 136.5397 | 1817.6 | 1817.6 | 136.5397 | 1817.6 | 1817.6 | 136.5397 | 1817.6 | 72.3 | 8.14 | 1817.6 | 136.5397 | 1817.6
1559 |  | 1741.9 | 135.5543 | 1741.9 | 1741.9 | 135.5543 | 1741.9 | 1741.9 | 135.5543 | 1741.9 | 72.3 | 7.54 | 1741.9 | 135.5543 | 1741.9
1560 |  | 1670.4 | 136.9626 | 1670.4 | 1670.4 | 136.9626 | 1670.4 | 1670.4 | 136.9626 | 1670.4 | 71.7 | 7.58 | 1670.4 | 136.9626 | 1670.4
1561 |  | 1641.1 | 137.3274 | 1641.1 | 1641.1 | 137.3274 | 1641.1 | 1641.1 | 137.3274 | 1641.1 | 71.3 | 7.6 | 1641.1 | 137.3274 | 1641.1
1562 |  | 1613.2 | 136.8055 | 1613.2 | 1613.2 | 136.8055 | 1613.2 | 1613.2 | 136.8055 | 1613.2 | 71.4 | 7.89 | 1613.2 | 136.8055 | 1613.2
1563 |  | 1514 | 136.0934 | 1514 | 1514 | 136.0934 | 1514 | 1514 | 136.0934 | 1514 | 71.1 | 8.66 | 1514 | 136.0934 | 1514
1564 |  | 1582.1 | 133.2613 | 1582.1 | 1582.1 | 133.2613 | 1582.1 | 1582.1 | 133.2613 | 1582.1 | 71.6 | 8.24 | 1582.1 | 133.2613 | 1582.1
1565 |  | 1572.7 | 134.4574 | 1572.7 | 1572.7 | 134.4574 | 1572.7 | 1572.7 | 134.4574 | 1572.7 | 71.7 | 8.19 | 1572.7 | 134.4574 | 1572.7
1566 |  | 1544.8 | 134.9119 | 1544.8 | 1544.8 | 134.9119 | 1544.8 | 1544.8 | 134.9119 | 1544.8 | 72.3 | 8.14 | 1544.8 | 134.9119 | 1544.8
1567 |  | 1419.1 | 131.7254 | 1419.1 | 1419.1 | 131.7254 | 1419.1 | 1419.1 | 131.7254 | 1419.1 | 72.2 | 8.48 | 1419.1 | 131.7254 | 1419.1
1568 |  | 1437.6 | 110.7517 | 1437.6 | 1437.6 | 110.7517 | 1437.6 | 1437.6 | 110.7517 | 1437.6 | 71.9 | 7.8 | 1437.6 | 110.7517 | 1437.6
1569 |  | 1448.5 | 110.6268 | 1448.5 | 1448.5 | 110.6268 | 1448.5 | 1448.5 | 110.6268 | 1448.5 | 72.2 | 8.4 | 1448.5 | 110.6268 | 1448.5
1570 |  | 1503.5 | 106.414 | 1503.5 | 1503.5 | 106.414 | 1503.5 | 1503.5 | 106.414 | 1503.5 | 72.5 | 8.65 | 1503.5 | 106.414 | 1503.5
1571 |  | 1504.5 | 106.2157 | 1504.5 | 1504.5 | 106.2157 | 1504.5 | 1504.5 | 106.2157 | 1504.5 | 72.2 | 8.85 | 1504.5 | 106.2157 | 1504.5
1572 |  | 1520.1 | 104.3784 | 1520.1 | 1520.1 | 104.3784 | 1520.1 | 1520.1 | 104.3784 | 1520.1 | 71.9 | 9.27 | 1520.1 | 104.3784 | 1520.1
1573 |  | 1488.5 | 103.7178 | 1488.5 | 1488.5 | 103.7178 | 1488.5 | 1488.5 | 103.7178 | 1488.5 | 72.1 | 9.11 | 1488.5 | 103.7178 | 1488.5
1574 |  | 1541.3 | 107.5336 | 1541.3 | 1541.3 | 107.5336 | 1541.3 | 1541.3 | 107.5336 | 1541.3 | 72.1 | 8.94 | 1541.3 | 107.5336 | 1541.3
1575 |  | 1469.2 | 109.9781 | 1469.2 | 1469.2 | 109.9781 | 1469.2 | 1469.2 | 109.9781 | 1469.2 | 71.5 | 9.06 | 1469.2 | 109.9781 | 1469.2
1576 |  | 1471.6 | 110.9534 | 1471.6 | 1471.6 | 110.9534 | 1471.6 | 1471.6 | 110.9534 | 1471.6 | 71.7 | 8.63 | 1471.6 | 110.9534 | 1471.6
1577 |  | 1500.4 | 107.295 | 1500.4 | 1500.4 | 107.295 | 1500.4 | 1500.4 | 107.295 | 1500.4 | 72.3 | 8.71 | 1500.4 | 107.295 | 1500.4
1578 |  | 1519.9 | 109.011 | 1519.9 | 1519.9 | 109.011 | 1519.9 | 1519.9 | 109.011 | 1519.9 | 71.1 | 8.38 | 1519.9 | 109.011 | 1519.9
1579 |  | 1853.2 | 106.5146 | 1853.2 | 1853.2 | 106.5146 | 1853.2 | 1853.2 | 106.5146 | 1853.2 | 72.1 | 8.31 | 1853.2 | 106.5146 | 1853.2
1580 |  | 1886.3 | 108.2709 | 1886.3 | 1886.3 | 108.2709 | 1886.3 | 1886.3 | 108.2709 | 1886.3 | 72.5 | 8.64 | 1886.3 | 108.2709 | 1886.3
1581 |  | 1937.4 | 105.3473 | 1937.4 | 1937.4 | 105.3473 | 1937.4 | 1937.4 | 105.3473 | 1937.4 | 72.2 | 8.72 | 1937.4 | 105.3473 | 1937.4
1582 |  | 1891.5 | 107.3653 | 1891.5 | 1891.5 | 107.3653 | 1891.5 | 1891.5 | 107.3653 | 1891.5 | 71.4 | 8.58 | 1891.5 | 107.3653 | 1891.5
1583 |  | 1728.5 | 107.3067 | 1728.5 | 1728.5 | 107.3067 | 1728.5 | 1728.5 | 107.3067 | 1728.5 | 72.4 | 8.39 | 1728.5 | 107.3067 | 1728.5
1584 |  | 1696.3 | 105.8104 | 1696.3 | 1696.3 | 105.8104 | 1696.3 | 1696.3 | 105.8104 | 1696.3 | 72.6 | 8.91 | 1696.3 | 105.8104 | 1696.3
1585 |  | 1646.2 | 116.2643 | 1646.2 | 1646.2 | 116.2643 | 1646.2 | 1646.2 | 116.2643 | 1646.2 | 72.6 | 8.65 | 1646.2 | 116.2643 | 1646.2
1586 |  | 1580.4 | 104.7957 | 1580.4 | 1580.4 | 104.7957 | 1580.4 | 1580.4 | 104.7957 | 1580.4 | 73.2 | 8.5 | 1580.4 | 104.7957 | 1580.4
1587 |  | 1557.1 | 103.4927 | 1557.1 | 1557.1 | 103.4927 | 1557.1 | 1557.1 | 103.4927 | 1557.1 | 73.1 | 8.02 | 1557.1 | 103.4927 | 1557.1
1588 |  | 1618.5 | 105.3859 | 1618.5 | 1618.5 | 105.3859 | 1618.5 | 1618.5 | 105.3859 | 1618.5 | 72.9 | 8.3 | 1618.5 | 105.3859 | 1618.5
1589 |  | 1601 | 107.6255 | 1601 | 1601 | 107.6255 | 1601 | 1601 | 107.6255 | 1601 | 72.9 | 8 | 1601 | 107.6255 | 1601
1590 |  | 1676.5 | 107.6686 | 1676.5 | 1676.5 | 107.6686 | 1676.5 | 1676.5 | 107.6686 | 1676.5 | 72.2 | 8.31 | 1676.5 | 107.6686 | 1676.5
1591 |  | 1526.4 | 106.2789 | 1526.4 | 1526.4 | 106.2789 | 1526.4 | 1526.4 | 106.2789 | 1526.4 | 71.5 | 8.36 | 1526.4 | 106.2789 | 1526.4
1592 |  | 1594.1 | 107.2575 | 1594.1 | 1594.1 | 107.2575 | 1594.1 | 1594.1 | 107.2575 | 1594.1 | 72.5 | 9.15 | 1594.1 | 107.2575 | 1594.1
1593 |  | 1676.5 | 109.7147 | 1676.5 | 1676.5 | 109.7147 | 1676.5 | 1676.5 | 109.7147 | 1676.5 | 70.5 | 9.83 | 1676.5 | 109.7147 | 1676.5
1594 |  | 1641.2 | 106.8937 | 1641.2 | 1641.2 | 106.8937 | 1641.2 | 1641.2 | 106.8937 | 1641.2 | 71.8 | 17.98 | 1641.2 | 106.8937 | 1641.2
1595 |  | 1664 | 103.8488 | 1664 | 1664 | 103.8488 | 1664 | 1664 | 103.8488 | 1664 | 72.4 | 16.58 | 1664 | 103.8488 | 1664
1596 |  | 1621 | 101.5564 | 1621 | 1621 | 101.5564 | 1621 | 1621 | 101.5564 | 1621 | 72.7 | 13.66 | 1621 | 101.5564 | 1621
1597 |  | 1579.5 | 101.4142 | 1579.5 | 1579.5 | 101.4142 | 1579.5 | 1579.5 | 101.4142 | 1579.5 | 72.5 | 10.71 | 1579.5 | 101.4142 | 1579.5
1598 |  | 1556.1 | 103.7042 | 1556.1 | 1556.1 | 103.7042 | 1556.1 | 1556.1 | 103.7042 | 1556.1 | 72.3 | 13.46 | 1556.1 | 103.7042 | 1556.1
1599 |  | 1638 | 101.3906 | 1638 | 1638 | 101.3906 | 1638 | 1638 | 101.3906 | 1638 | 72.6 | 17.18 | 1638 | 101.3906 | 1638
1600 |  | 1609.1 | 101.6525 | 1609.1 | 1609.1 | 101.6525 | 1609.1 | 1609.1 | 101.6525 | 1609.1 | 72.6 | 15.2 | 1609.1 | 101.6525 | 1609.1
1601 |  | 1620 | 103.9873 | 1620 | 1620 | 103.9873 | 1620 | 1620 | 103.9873 | 1620 | 73.5 | 17.34 | 1620 | 103.9873 | 1620
1602 |  | 1658.8 | 114.3336 | 1658.8 | 1658.8 | 114.3336 | 1658.8 | 1658.8 | 114.3336 | 1658.8 | 72.1 | 17.43 | 1658.8 | 114.3336 | 1658.8
1603 |  | 1936.3 | 114.1599 | 1936.3 | 1936.3 | 114.1599 | 1936.3 | 1936.3 | 114.1599 | 1936.3 | 73.2 | 10.75 | 1936.3 | 114.1599 | 1936.3
1604 |  | 1930.6 | 106.7059 | 1930.6 | 1930.6 | 106.7059 | 1930.6 | 1930.6 | 106.7059 | 1930.6 | 71.9 | 10.41 | 1930.6 | 106.7059 | 1930.6
1605 |  | 1936.2 | 104.1339 | 1936.2 | 1936.2 | 104.1339 | 1936.2 | 1936.2 | 104.1339 | 1936.2 | 73 | 8.27 | 1936.2 | 104.1339 | 1936.2
1606 |  | 1853.9 | 95.4926 | 1853.9 | 1853.9 | 95.4926 | 1853.9 | 1853.9 | 95.4926 | 1853.9 | 73.1 | 8.68 | 1853.9 | 95.4926 | 1853.9
1607 |  | 1736.8 | 80.2614 | 1736.8 | 1736.8 | 80.2614 | 1736.8 | 1736.8 | 80.2614 | 1736.8 | 71.5 | 8.22 | 1736.8 | 80.2614 | 1736.8
1608 |  | 1661.6 | 77.6262 | 1661.6 | 1661.6 | 77.6262 | 1661.6 | 1661.6 | 77.6262 | 1661.6 | 73 | 8.28 | 1661.6 | 77.6262 | 1661.6
1609 |  | 1635.3 | 79.342 | 1635.3 | 1635.3 | 79.342 | 1635.3 | 1635.3 | 79.342 | 1635.3 | 72.8 | 8.34 | 1635.3 | 79.342 | 1635.3
1610 |  | 1584.4 | 78.0462 | 1584.4 | 1584.4 | 78.0462 | 1584.4 | 1584.4 | 78.0462 | 1584.4 | 73.4 | 9.48 | 1584.4 | 78.0462 | 1584.4
1611 |  | 1565.7 | 73.9085 | 1565.7 | 1565.7 | 73.9085 | 1565.7 | 1565.7 | 73.9085 | 1565.7 | 73.2 | 8.02 | 1565.7 | 73.9085 | 1565.7
1612 |  | 1596.1 | 107.2424 | 1596.1 | 1596.1 | 107.2424 | 1596.1 | 1596.1 | 107.2424 | 1596.1 | 72.5 | 9.8 | 1596.1 | 107.2424 | 1596.1
1613 |  | 1605.2 | 103.6598 | 1605.2 | 1605.2 | 103.6598 | 1605.2 | 1605.2 | 103.6598 | 1605.2 | 72.7 | 8.3 | 1605.2 | 103.6598 | 1605.2
1614 |  | 1643.3 | 104.8867 | 1643.3 | 1643.3 | 104.8867 | 1643.3 | 1643.3 | 104.8867 | 1643.3 | 73.2 | 8.95 | 1643.3 | 104.8867 | 1643.3
1615 |  | 1541.2 | 105.5896 | 1541.2 | 1541.2 | 105.5896 | 1541.2 | 1541.2 | 105.5896 | 1541.2 | 71.6 | 8.51 | 1541.2 | 105.5896 | 1541.2
1616 |  | 1592.7 | 106.3843 | 1592.7 | 1592.7 | 106.3843 | 1592.7 | 1592.7 | 106.3843 | 1592.7 | 72.5 | 9.48 | 1592.7 | 106.3843 | 1592.7
1617 |  | 1616.1 | 104.4815 | 1616.1 | 1616.1 | 104.4815 | 1616.1 | 1616.1 | 104.4815 | 1616.1 | 72.2 | 11.86 | 1616.1 | 104.4815 | 1616.1
1618 |  | 1609.2 | 106.1035 | 1609.2 | 1609.2 | 106.1035 | 1609.2 | 1609.2 | 106.1035 | 1609.2 | 72.4 | 12.79 | 1609.2 | 106.1035 | 1609.2
1619 |  | 1668.3 | 108.4852 | 1668.3 | 1668.3 | 108.4852 | 1668.3 | 1668.3 | 108.4852 | 1668.3 | 71.4 | 16.23 | 1668.3 | 108.4852 | 1668.3
1620 |  | 1679.6 | 107.4979 | 1679.6 | 1679.6 | 107.4979 | 1679.6 | 1679.6 | 107.4979 | 1679.6 | 70.3 | 11.35 | 1679.6 | 107.4979 | 1679.6
1621 |  | 1660.5 | 109.882 | 1660.5 | 1660.5 | 109.882 | 1660.5 | 1660.5 | 109.882 | 1660.5 | 70.8 | 16.13 | 1660.5 | 109.882 | 1660.5
1622 |  | 1690.2 | 108.6177 | 1690.2 | 1690.2 | 108.6177 | 1690.2 | 1690.2 | 108.6177 | 1690.2 | 71.7 | 14.91 | 1690.2 | 108.6177 | 1690.2
1623 |  | 1701.7 | 111.5818 | 1701.7 | 1701.7 | 111.5818 | 1701.7 | 1701.7 | 111.5818 | 1701.7 | 73.3 | 14.95 | 1701.7 | 111.5818 | 1701.7
1624 |  | 1725.4 | 111.4586 | 1725.4 | 1725.4 | 111.4586 | 1725.4 | 1725.4 | 111.4586 | 1725.4 | 72.4 | 14.05 | 1725.4 | 111.4586 | 1725.4
1625 |  | 1685.7 | 108.5165 | 1685.7 | 1685.7 | 108.5165 | 1685.7 | 1685.7 | 108.5165 | 1685.7 | 73.4 | 14.93 | 1685.7 | 108.5165 | 1685.7
1626 |  | 1665.2 | 106.7804 | 1665.2 | 1665.2 | 106.7804 | 1665.2 | 1665.2 | 106.7804 | 1665.2 | 70.1 | 11.03 | 1665.2 | 106.7804 | 1665.2
1627 |  | 1993 | 108.7006 | 1993 | 1993 | 108.7006 | 1993 | 1993 | 108.7006 | 1993 | 71.7 | 9.72 | 1993 | 108.7006 | 1993
1628 |  | 1995.1 | 109.0967 | 1995.1 | 1995.1 | 109.0967 | 1995.1 | 1995.1 | 109.0967 | 1995.1 | 71.5 | 9.43 | 1995.1 | 109.0967 | 1995.1
1629 |  | 2010.3 | 106.487 | 2010.3 | 2010.3 | 106.487 | 2010.3 | 2010.3 | 106.487 | 2010.3 | 71.8 | 8.11 | 2010.3 | 106.487 | 2010.3
1630 |  | 1950.5 | 109.288 | 1950.5 | 1950.5 | 109.288 | 1950.5 | 1950.5 | 109.288 | 1950.5 | 72.7 | 8.41 | 1950.5 | 109.288 | 1950.5
1631 |  | 1896.6 | 111.1411 | 1896.6 | 1896.6 | 111.1411 | 1896.6 | 1896.6 | 111.1411 | 1896.6 | 71.9 | 10.09 | 1896.6 | 111.1411 | 1896.6
1632 |  | 1802.3 | 108.6798 | 1802.3 | 1802.3 | 108.6798 | 1802.3 | 1802.3 | 108.6798 | 1802.3 | 71.3 | 9.83 | 1802.3 | 108.6798 | 1802.3
1633 |  | 1730.1 | 108.4651 | 1730.1 | 1730.1 | 108.4651 | 1730.1 | 1730.1 | 108.4651 | 1730.1 | 72 | 9.73 | 1730.1 | 108.4651 | 1730.1
1634 |  | 1731.8 | 110.7258 | 1731.8 | 1731.8 | 110.7258 | 1731.8 | 1731.8 | 110.7258 | 1731.8 | 71.2 | 9.84 | 1731.8 | 110.7258 | 1731.8
1635 |  | 1678.8 | 110.226 | 1678.8 | 1678.8 | 110.226 | 1678.8 | 1678.8 | 110.226 | 1678.8 | 71.6 | 9.54 | 1678.8 | 110.226 | 1678.8
1636 |  | 1676.9 | 107.5735 | 1676.9 | 1676.9 | 107.5735 | 1676.9 | 1676.9 | 107.5735 | 1676.9 | 72.1 | 9.42 | 1676.9 | 107.5735 | 1676.9
1637 |  | 1727.7 | 107.0497 | 1727.7 | 1727.7 | 107.0497 | 1727.7 | 1727.7 | 107.0497 | 1727.7 | 72.1 | 9.14 | 1727.7 | 107.0497 | 1727.7
1638 |  | 1761.4 | 107.3016 | 1761.4 | 1761.4 | 107.3016 | 1761.4 | 1761.4 | 107.3016 | 1761.4 | 72.6 | 9.1 | 1761.4 | 107.3016 | 1761.4
1639 |  | 1594.9 | 107.1874 | 1594.9 | 1594.9 | 107.1874 | 1594.9 | 1594.9 | 107.1874 | 1594.9 | 71.8 | 8.76 | 1594.9 | 107.1874 | 1594.9
1640 |  | 1619.5 | 107.9022 | 1619.5 | 1619.5 | 107.9022 | 1619.5 | 1619.5 | 107.9022 | 1619.5 | 71.9 | 9.92 | 1619.5 | 107.9022 | 1619.5
1641 |  | 1637.4 | 105.2374 | 1637.4 | 1637.4 | 105.2374 | 1637.4 | 1637.4 | 105.2374 | 1637.4 | 71.4 | 13.33 | 1637.4 | 105.2374 | 1637.4
1642 |  | 1664.5 | 106.7813 | 1664.5 | 1664.5 | 106.7813 | 1664.5 | 1664.5 | 106.7813 | 1664.5 | 70.6 | 13.37 | 1664.5 | 106.7813 | 1664.5
1643 |  | 1660.3 | 104.8641 | 1660.3 | 1660.3 | 104.8641 | 1660.3 | 1660.3 | 104.8641 | 1660.3 | 71.8 | 14.58 | 1660.3 | 104.8641 | 1660.3
1644 |  | 1654.6 | 104.8938 | 1654.6 | 1654.6 | 104.8938 | 1654.6 | 1654.6 | 104.8938 | 1654.6 | 71.1 | 12.9 | 1654.6 | 104.8938 | 1654.6
1645 |  | 1660.9 | 106.3364 | 1660.9 | 1660.9 | 106.3364 | 1660.9 | 1660.9 | 106.3364 | 1660.9 | 69.1 | 12.57 | 1660.9 | 106.3364 | 1660.9
1646 |  | 1661.4 | 105.5255 | 1661.4 | 1661.4 | 105.5255 | 1661.4 | 1661.4 | 105.5255 | 1661.4 | 69.6 | 12.75 | 1661.4 | 105.5255 | 1661.4
1647 |  | 1653 | 105.1574 | 1653 | 1653 | 105.1574 | 1653 | 1653 | 105.1574 | 1653 | 72 | 14.81 | 1653 | 105.1574 | 1653
1648 |  | 1657.4 | 102.1547 | 1657.4 | 1657.4 | 102.1547 | 1657.4 | 1657.4 | 102.1547 | 1657.4 | 71.3 | 15.27 | 1657.4 | 102.1547 | 1657.4
1649 |  | 1671.7 | 104.0337 | 1671.7 | 1671.7 | 104.0337 | 1671.7 | 1671.7 | 104.0337 | 1671.7 | 71.5 | 13.19 | 1671.7 | 104.0337 | 1671.7
1650 |  | 1686.5 | 102.9616 | 1686.5 | 1686.5 | 102.9616 | 1686.5 | 1686.5 | 102.9616 | 1686.5 | 72.5 | 13.05 | 1686.5 | 102.9616 | 1686.5
1651 |  | 1929.7 | 105.2654 | 1929.7 | 1929.7 | 105.2654 | 1929.7 | 1929.7 | 105.2654 | 1929.7 | 71.3 | 13.66 | 1929.7 | 105.2654 | 1929.7
1652 |  | 2008.3 | 108.1445 | 2008.3 | 2008.3 | 108.1445 | 2008.3 | 2008.3 | 108.1445 | 2008.3 | 72.3 | 10.64 | 2008.3 | 108.1445 | 2008.3
1653 |  | 1670.9 | 104.7495 | 1670.9 | 1670.9 | 104.7495 | 1670.9 | 1670.9 | 104.7495 | 1670.9 | 72.3 | 9.37 | 1670.9 | 104.7495 | 1670.9
1654 |  | 1580.2 | 68.344 | 1580.2 | 1580.2 | 68.344 | 1580.2 | 1580.2 | 68.344 | 1580.2 | 72 | 8.9125 | 1580.2 | 68.344 | 1580.2
1655 |  | 1240.9 | 68.2978 | 1240.9 | 1240.9 | 68.2978 | 1240.9 | 1240.9 | 68.2978 | 1240.9 | 73 | 9.3 | 1240.9 | 68.2978 | 1240.9
1656 |  | 1388.1 | 68.1327 | 1388.1 | 1388.1 | 68.1327 | 1388.1 | 1388.1 | 68.1327 | 1388.1 | 72.2 | 9.22 | 1388.1 | 68.1327 | 1388.1
1657 |  | 1287.4 | 103.0182 | 1287.4 | 1287.4 | 103.0182 | 1287.4 | 1287.4 | 103.0182 | 1287.4 | 73.1 | 9.98 | 1287.4 | 103.0182 | 1287.4
1658 |  | 1331.2 | 132.3533 | 1331.2 | 1331.2 | 132.3533 | 1331.2 | 1331.2 | 132.3533 | 1331.2 | 72.8 | 9.7 | 1331.2 | 132.3533 | 1331.2
1659 |  | 1383.2 | 135.2192 | 1383.2 | 1383.2 | 135.2192 | 1383.2 | 1383.2 | 135.2192 | 1383.2 | 71.7 | 9.875 | 1383.2 | 135.2192 | 1383.2
1660 |  | 1410.6 | 136.9328 | 1410.6 | 1410.6 | 136.9328 | 1410.6 | 1410.6 | 136.9328 | 1410.6 | 72 | 9.615 | 1410.6 | 136.9328 | 1410.6
1661 |  | 1274 | 140.6196 | 1274 | 1274 | 140.6196 | 1274 | 1274 | 140.6196 | 1274 | 72.4 | 9.255 | 1274 | 140.6196 | 1274
1662 |  | 1344.5 | 135.0996 | 1344.5 | 1344.5 | 135.0996 | 1344.5 | 1344.5 | 135.0996 | 1344.5 | 71 | 9.45 | 1344.5 | 135.0996 | 1344.5
1663 |  | 1258.6 | 136.2792 | 1258.6 | 1258.6 | 136.2792 | 1258.6 | 1258.6 | 136.2792 | 1258.6 | 71.9 | 9.2 | 1258.6 | 136.2792 | 1258.6
1664 |  | 1316.9 | 133.6049 | 1316.9 | 1316.9 | 133.6049 | 1316.9 | 1316.9 | 133.6049 | 1316.9 | 72.1 | 9.675 | 1316.9 | 133.6049 | 1316.9
1665 |  | 1566.3 | 135.9515 | 1566.3 | 1566.3 | 106.8836 | 1566.3 | 1566.3 | 135.9515 | 1566.3 | 72.2 | 11.88 | 1566.3 | 135.9515 | 1566.3
1666 |  | 1240.6 | 136.6485 | 1240.6 | 1240.6 | 136.6485 | 1240.6 | 1240.6 | 136.6485 | 1240.6 | 71.9 | 12.37 | 1240.6 | 136.6485 | 1240.6
1667 |  | 1630.5 | 108.979 | 1630.5 | 1630.5 | 106.1913 | 1630.5 | 1630.5 | 108.979 | 1630.5 | 71.6 | 12.905 | 1630.5 | 108.979 | 1630.5
1668 |  | 1214.1 | 105.4909 | 1214.1 | 1214.1 | 105.4909 | 1214.1 | 1214.1 | 105.4909 | 1214.1 | 72.3 | 12.5 | 1214.1 | 105.4909 | 1214.1
1669 |  | 1249.8 | 107.2534 | 1249.8 | 1249.8 | 107.2534 | 1249.8 | 1249.8 | 107.2534 | 1249.8 | 71 | 11.94 | 1249.8 | 107.2534 | 1249.8
1670 |  | 1598.2 | 105.388 | 1598.2 | 1598.2 | 107.5588 | 1598.2 | 1598.2 | 105.388 | 1598.2 | 72.9 | 12.16 | 1598.2 | 105.388 | 1598.2
1671 |  | 1408.3 | 108.3468 | 1408.3 | 1408.3 | 108.3468 | 1408.3 | 1408.3 | 108.3468 | 1408.3 | 71.3 | 13.145 | 1408.3 | 108.3468 | 1408.3
1672 |  | 1474 | 108.986 | 1474 | 1474 | 108.986 | 1474 | 1474 | 108.986 | 1474 | 72.3 | 13.16 | 1474 | 108.986 | 1474
1673 |  | 1551.6 | 109.8073 | 1551.6 | 1551.6 | 109.8073 | 1551.6 | 1551.6 | 109.8073 | 1551.6 | 72.7 | 12.025 | 1551.6 | 109.8073 | 1551.6
1674 |  | 1532.7 | 107.411 | 1532.7 | 1532.7 | 107.411 | 1532.7 | 1532.7 | 107.411 | 1532.7 | 72.2 | 11.345 | 1532.7 | 107.411 | 1532.7
1675 |  | 1853.8 | 109.288 | 1853.8 | 1853.8 | 109.288 | 1853.8 | 1853.8 | 109.288 | 1853.8 | 72.2 | 11.97 | 1853.8 | 109.288 | 1853.8
1676 |  | 1942.7 | 106.9522 | 1942.7 | 1942.7 | 106.9522 | 1942.7 | 1942.7 | 106.9522 | 1942.7 | 72.9 | 10.54 | 1942.7 | 106.9522 | 1942.7
1677 |  | 1862.4 | 110.6622 | 1862.4 | 1862.4 | 110.6622 | 1862.4 | 1862.4 | 110.6622 | 1862.4 | 71.6 | 9.84 | 1862.4 | 110.6622 | 1862.4
1678 |  | 1862.7 | 107.8149 | 1862.7 | 1862.7 | 107.8149 | 1862.7 | 1862.7 | 107.8149 | 1862.7 | 71.4 | 9.6612 | 1862.7 | 107.8149 | 1862.7
1679 |  | 1775.2 | 105.864 | 1775.2 | 1775.2 | 105.864 | 1775.2 | 1775.2 | 105.864 | 1775.2 | 72.6 | 9.795 | 1775.2 | 105.864 | 1775.2
1680 |  | 1727.7 | 108.016 | 1727.7 | 1727.7 | 108.016 | 1727.7 | 1727.7 | 108.016 | 1727.7 | 71.9 | 9.665 | 1727.7 | 108.016 | 1727.7
1681 |  | 1677.2 | 134.2023 | 1677.2 | 1677.2 | 134.2023 | 1677.2 | 1677.2 | 134.2023 | 1677.2 | 72.7 | 10.23 | 1677.2 | 134.2023 | 1677.2
1682 |  | 1675.7 | 134.7439 | 1675.7 | 1675.7 | 134.7439 | 1675.7 | 1675.7 | 134.7439 | 1675.7 | 71.5 | 9.56 | 1675.7 | 134.7439 | 1675.7
1683 |  | 1648.8 | 134.3933 | 1648.8 | 1648.8 | 134.3933 | 1648.8 | 1648.8 | 134.3933 | 1648.8 | 72.6 | 10.21 | 1648.8 | 134.3933 | 1648.8
1684 |  | 1620.4 | 129.1838 | 1620.4 | 1620.4 | 129.1838 | 1620.4 | 1620.4 | 129.1838 | 1620.4 | 72.9 | 9.81 | 1620.4 | 129.1838 | 1620.4
1685 |  | 1618.5 | 111.3682 | 1618.5 | 1618.5 | 111.3682 | 1618.5 | 1618.5 | 111.3682 | 1618.5 | 71.5 | 9.37 | 1618.5 | 111.3682 | 1618.5
1686 |  | 1594.7 | 110.8156 | 1594.7 | 1594.7 | 110.8156 | 1594.7 | 1594.7 | 110.8156 | 1594.7 | 72.4 | 9.8 | 1594.7 | 110.8156 | 1594.7
1687 |  | 1485.4 | 110.0408 | 1485.4 | 1485.4 | 110.0408 | 1485.4 | 1485.4 | 110.0408 | 1485.4 | 71.7 | 9.64 | 1485.4 | 110.0408 | 1485.4
1688 |  | 1524.5 | 109.2815 | 1524.5 | 1524.5 | 109.2815 | 1524.5 | 1524.5 | 109.2815 | 1524.5 | 72.3 | 9.43 | 1524.5 | 109.2815 | 1524.5
1689 |  | 1495.2 | 108.5299 | 1495.2 | 1495.2 | 108.5299 | 1495.2 | 1495.2 | 108.5299 | 1495.2 | 71.9 | 10.43 | 1495.2 | 108.5299 | 1495.2
1690 |  | 1536.5 | 107.0578 | 1536.5 | 1536.5 | 107.0578 | 1536.5 | 1536.5 | 107.0578 | 1536.5 | 71.9 | 11.37 | 1536.5 | 107.0578 | 1536.5
1691 |  | 1600.7 | 107.5185 | 1600.7 | 1600.7 | 107.5185 | 1600.7 | 1600.7 | 107.5185 | 1600.7 | 71.6 | 11.23 | 1600.7 | 107.5185 | 1600.7
1692 |  | 1583 | 110.467 | 1583 | 1583 | 110.467 | 1583 | 1583 | 110.467 | 1583 | 71.8 | 12.1 | 1583 | 110.467 | 1583
1693 |  | 1597.1 | 109.4081 | 1597.1 | 1597.1 | 109.4081 | 1597.1 | 1597.1 | 109.4081 | 1597.1 | 72.3 | 11.31 | 1597.1 | 109.4081 | 1597.1
1694 |  | 1535 | 109.5921 | 1535 | 1535 | 109.5921 | 1535 | 1535 | 109.5921 | 1535 | 72.3 | 11.57 | 1535 | 109.5921 | 1535
1695 |  | 1593.6 | 109.0865 | 1593.6 | 1593.6 | 109.0865 | 1593.6 | 1593.6 | 109.0865 | 1593.6 | 71.3 | 11.48 | 1593.6 | 109.0865 | 1593.6
1696 |  | 1574.7 | 109.4131 | 1574.7 | 1574.7 | 109.4131 | 1574.7 | 1574.7 | 109.4131 | 1574.7 | 71.8 | 11.05 | 1574.7 | 109.4131 | 1574.7
1697 |  | 1559.2 | 109.2928 | 1559.2 | 1559.2 | 109.2928 | 1559.2 | 1559.2 | 109.2928 | 1559.2 | 71.9 | 10.86 | 1559.2 | 109.2928 | 1559.2
1698 |  | 1591 | 102.9266 | 1591 | 1591 | 102.9266 | 1591 | 1591 | 102.9266 | 1591 | 72.3 | 9.64 | 1591 | 102.9266 | 1591
1699 |  | 1863.1 | 106.7239 | 1863.1 | 1863.1 | 106.7239 | 1863.1 | 1863.1 | 106.7239 | 1863.1 | 68.2 | 10.28 | 1863.1 | 106.7239 | 1863.1
1700 |  | 1922.8 | 107.8488 | 1922.8 | 1922.8 | 107.8488 | 1922.8 | 1922.8 | 107.8488 | 1922.8 | 71.2 | 10.44 | 1922.8 | 107.8488 | 1922.8
1701 |  | 1889.9 | 107.4375 | 1889.9 | 1889.9 | 107.4375 | 1889.9 | 1889.9 | 107.4375 | 1889.9 | 70.6 | 10.31 | 1889.9 | 107.4375 | 1889.9
1702 |  | 1848.5 | 107.7261 | 1848.5 | 1848.5 | 107.7261 | 1848.5 | 1848.5 | 107.7261 | 1848.5 | 71.6 | 10.41 | 1848.5 | 107.7261 | 1848.5
1703 |  | 1811.4 | 107.1076 | 1811.4 | 1811.4 | 107.1076 | 1811.4 | 1811.4 | 107.1076 | 1811.4 | 72.1 | 10.29 | 1811.4 | 107.1076 | 1811.4
1704 |  | 1730.2 | 107.2391 | 1730.2 | 1730.2 | 107.2391 | 1730.2 | 1730.2 | 107.2391 | 1730.2 | 71.4 | 10.11 | 1730.2 | 107.2391 | 1730.2
1705 |  | 1671.5 | 106.8377 | 1671.5 | 1671.5 | 106.8377 | 1671.5 | 1671.5 | 106.8377 | 1671.5 | 71.2 | 9.16 | 1671.5 | 106.8377 | 1671.5
1706 |  | 1642.8 | 108.6809 | 1642.8 | 1642.8 | 108.6809 | 1642.8 | 1642.8 | 108.6809 | 1642.8 | 71.1 | 10.05 | 1642.8 | 108.6809 | 1642.8
1707 |  | 1620.6 | 109.3729 | 1620.6 | 1620.6 | 109.3729 | 1620.6 | 1620.6 | 109.3729 | 1620.6 | 71 | 9.35 | 1620.6 | 109.3729 | 1620.6
1708 |  | 1600.1 | 109.7103 | 1600.1 | 1600.1 | 109.7103 | 1600.1 | 1600.1 | 109.7103 | 1600.1 | 70.8 | 9.66 | 1600.1 | 109.7103 | 1600.1
1709 |  | 1601.2 | 108.0185 | 1601.2 | 1601.2 | 108.0185 | 1601.2 | 1601.2 | 108.0185 | 1601.2 | 70.8 | 9.22 | 1601.2 | 108.0185 | 1601.2
1710 |  | 1570.8 | 108.2289 | 1570.8 | 1570.8 | 108.2289 | 1570.8 | 1570.8 | 108.2289 | 1570.8 | 71 | 9.39 | 1570.8 | 108.2289 | 1570.8
1711 |  | 1480.7 | 107.1512 | 1480.7 | 1480.7 | 107.1512 | 1480.7 | 1480.7 | 107.1512 | 1480.7 | 70.4 | 8.76 | 1480.7 | 107.1512 | 1480.7
1712 |  | 1477.3 | 103.2137 | 1477.3 | 1477.3 | 103.2137 | 1477.3 | 1477.3 | 103.2137 | 1477.3 | 69.5 | 8.49 | 1477.3 | 103.2137 | 1477.3
1713 |  | 1457.5 | 103.0342 | 1457.5 | 1457.5 | 103.0342 | 1457.5 | 1457.5 | 103.0342 | 1457.5 | 71.1 | 10.46 | 1457.5 | 103.0342 | 1457.5
1714 |  | 1425.2 | 101.4948 | 1425.2 | 1425.2 | 101.4948 | 1425.2 | 1425.2 | 101.4948 | 1425.2 | 70.9 | 9.26 | 1425.2 | 101.4948 | 1425.2
1715 |  | 1437.3 | 101.8067 | 1437.3 | 1437.3 | 101.8067 | 1437.3 | 1437.3 | 101.8067 | 1437.3 | 71.1 | 10.11 | 1437.3 | 101.8067 | 1437.3
1716 |  | 1468.5 | 107.3238 | 1468.5 | 1468.5 | 107.3238 | 1468.5 | 1468.5 | 107.3238 | 1468.5 | 71.9 | 10.88 | 1468.5 | 107.3238 | 1468.5
1717 |  | 1485.8 | 107.3035 | 1485.8 | 1485.8 | 107.3035 | 1485.8 | 1485.8 | 107.3035 | 1485.8 | 71.3 | 9.87 | 1485.8 | 107.3035 | 1485.8
1718 |  | 1508.6 | 108.7206 | 1508.6 | 1508.6 | 108.7206 | 1508.6 | 1508.6 | 108.7206 | 1508.6 | 71.6 | 9.12 | 1508.6 | 108.7206 | 1508.6
1719 |  | 1492.8 | 131.0345 | 1492.8 | 1492.8 | 131.0345 | 1492.8 | 1492.8 | 131.0345 | 1492.8 | 71.5 | 10.18 | 1492.8 | 131.0345 | 1492.8
1720 |  | 1527.3 | 130.6323 | 1527.3 | 1527.3 | 130.6323 | 1527.3 | 1527.3 | 130.6323 | 1527.3 | 71.3 | 9.12 | 1527.3 | 130.6323 | 1527.3
1721 |  | 1533.3 | 131.3972 | 1533.3 | 1533.3 | 131.3972 | 1533.3 | 1533.3 | 131.3972 | 1533.3 | 71.8 | 8.76 | 1533.3 | 131.3972 | 1533.3
1722 |  | 1531.6 | 130.55 | 1531.6 | 1531.6 | 130.55 | 1531.6 | 1531.6 | 130.55 | 1531.6 | 71.8 | 9.25 | 1531.6 | 130.55 | 1531.6
1723 |  | 1849 | 132.9838 | 1849 | 1849 | 132.9838 | 1849 | 1849 | 132.9838 | 1849 | 70.3 | 8.67 | 1849 | 132.9838 | 1849
1724 |  | 1844.9 | 132.4058 | 1844.9 | 1844.9 | 132.4058 | 1844.9 | 1844.9 | 132.4058 | 1844.9 | 71.4 | 8.17 | 1844.9 | 132.4058 | 1844.9
1725 |  | 1858.5 | 129.213 | 1858.5 | 1858.5 | 129.213 | 1858.5 | 1858.5 | 129.213 | 1858.5 | 71.7 | 10.1 | 1858.5 | 129.213 | 1858.5
1726 |  | 1848.8 | 131.1635 | 1848.8 | 1848.8 | 131.1635 | 1848.8 | 1848.8 | 131.1635 | 1848.8 | 72.3 | 8.15 | 1848.8 | 131.1635 | 1848.8
1727 |  | 1695.1 | 130.359 | 1695.1 | 1695.1 | 130.359 | 1695.1 | 1695.1 | 130.359 | 1695.1 | 72.3 | 8.6 | 1695.1 | 130.359 | 1695.1
1728 |  | 1675.2 | 130.6864 | 1675.2 | 1675.2 | 130.6864 | 1675.2 | 1675.2 | 130.6864 | 1675.2 | 71.7 | 8.66 | 1675.2 | 130.6864 | 1675.2
1729 |  | 1623.4 | 132.4926 | 1623.4 | 1623.4 | 132.4926 | 1623.4 | 1623.4 | 132.4926 | 1623.4 | 71.3 | 9.515 | 1623.4 | 132.4926 | 1623.4
1730 |  | 1592.4 | 132.4056 | 1592.4 | 1592.4 | 132.4056 | 1592.4 | 1592.4 | 132.4056 | 1592.4 | 71.4 | 8.19 | 1592.4 | 132.4056 | 1592.4
1731 |  | 1554.6 | 133.5368 | 1554.6 | 1554.6 | 133.5368 | 1554.6 | 1554.6 | 133.5368 | 1554.6 | 71.1 | 8.9 | 1554.6 | 133.5368 | 1554.6
1732 |  | 1502.3 | 132.3505 | 1502.3 | 1502.3 | 132.3505 | 1502.3 | 1502.3 | 132.3505 | 1502.3 | 71.6 | 8.46 | 1502.3 | 132.3505 | 1502.3
1733 |  | 1481.7 | 133.3772 | 1481.7 | 1481.7 | 133.3772 | 1481.7 | 1481.7 | 133.3772 | 1481.7 | 71.7 | 8.08 | 1481.7 | 133.3772 | 1481.7
1734 |  | 1559.8 | 112.4694 | 1559.8 | 1559.8 | 112.4694 | 1559.8 | 1559.8 | 112.4694 | 1559.8 | 72.3 | 8.54 | 1559.8 | 112.4694 | 1559.8
1735 |  | 1465.3 | 111.1714 | 1465.3 | 1465.3 | 111.1714 | 1465.3 | 1465.3 | 111.1714 | 1465.3 | 72.2 | 9.19 | 1465.3 | 111.1714 | 1465.3
1736 |  | 1415.4 | 111.988 | 1415.4 | 1415.4 | 111.988 | 1415.4 | 1415.4 | 111.988 | 1415.4 | 71.9 | 9.53 | 1415.4 | 111.988 | 1415.4
1737 |  | 1414.8 | 107.3719 | 1414.8 | 1414.8 | 107.3719 | 1414.8 | 1414.8 | 107.3719 | 1414.8 | 72.2 | 9 | 1414.8 | 107.3719 | 1414.8
1738 |  | 1424.2 | 108.3356 | 1424.2 | 1424.2 | 108.3356 | 1424.2 | 1424.2 | 108.3356 | 1424.2 | 72.5 | 10.3 | 1424.2 | 108.3356 | 1424.2
1739 |  | 1471.3 | 131.7206 | 1471.3 | 1471.3 | 131.7206 | 1471.3 | 1471.3 | 131.7206 | 1471.3 | 72.2 | 10.1 | 1471.3 | 131.7206 | 1471.3
1740 |  | 1465.7 | 126.9956 | 1465.7 | 1465.7 | 126.9956 | 1465.7 | 1465.7 | 126.9956 | 1465.7 | 71.9 | 10.41 | 1465.7 | 126.9956 | 1465.7
1741 |  | 1351.8 | 130.9934 | 1351.8 | 1351.8 | 130.9934 | 1351.8 | 1351.8 | 130.9934 | 1351.8 | 72.1 | 9.98 | 1351.8 | 130.9934 | 1351.8
1742 |  | 1394.3 | 131.2401 | 1394.3 | 1394.3 | 131.2401 | 1394.3 | 1394.3 | 131.2401 | 1394.3 | 72.1 | 10.44 | 1394.3 | 131.2401 | 1394.3
1743 |  | 1471 | 132.1753 | 1471 | 1471 | 132.1753 | 1471 | 1471 | 132.1753 | 1471 | 71.5 | 10.64 | 1471 | 132.1753 | 1471
1744 |  | 1444.7 | 131.9276 | 1444.7 | 1444.7 | 131.9276 | 1444.7 | 1444.7 | 131.9276 | 1444.7 | 71.7 | 11.97 | 1444.7 | 131.9276 | 1444.7
1745 |  | 1478.9 | 131.3327 | 1478.9 | 1478.9 | 131.3327 | 1478.9 | 1478.9 | 131.3327 | 1478.9 | 72.3 | 10.54 | 1478.9 | 131.3327 | 1478.9
1746 |  | 1558.1 | 130.0371 | 1558.1 | 1558.1 | 130.0371 | 1558.1 | 1558.1 | 130.0371 | 1558.1 | 71.1 | 10.91 | 1558.1 | 130.0371 | 1558.1
1747 |  | 1847.3 | 131.6327 | 1847.3 | 1847.3 | 131.6327 | 1847.3 | 1847.3 | 131.6327 | 1847.3 | 72.1 | 11.84 | 1847.3 | 131.6327 | 1847.3
1748 |  | 1874 | 131.1854 | 1874 | 1874 | 131.1854 | 1874 | 1874 | 131.1854 | 1874 | 72.5 | 8.64 | 1874 | 131.1854 | 1874
1749 |  | 1836 | 131.1336 | 1836 | 1836 | 131.1336 | 1836 | 1836 | 131.1336 | 1836 | 72.2 | 9.4 | 1836 | 131.1336 | 1836
1750 |  | 1763.7 | 131.7258 | 1763.7 | 1763.7 | 131.7258 | 1763.7 | 1763.7 | 131.7258 | 1763.7 | 71.4 | 9.62 | 1763.7 | 131.7258 | 1763.7
1751 |  | 1627.5 | 130.3619 | 1627.5 | 1627.5 | 130.3619 | 1627.5 | 1627.5 | 130.3619 | 1627.5 | 72.4 | 9.7 | 1627.5 | 130.3619 | 1627.5
1752 |  | 1592.1 | 130.5596 | 1592.1 | 1592.1 | 130.5596 | 1592.1 | 1592.1 | 130.5596 | 1592.1 | 72.6 | 9.59 | 1592.1 | 130.5596 | 1592.1
1753 |  | 1525.5 | 130.6533 | 1525.5 | 1525.5 | 130.6533 | 1525.5 | 1525.5 | 130.6533 | 1525.5 | 72.6 | 9.87 | 1525.5 | 130.6533 | 1525.5
1754 |  | 1483.6 | 131.7213 | 1483.6 | 1483.6 | 131.7213 | 1483.6 | 1483.6 | 131.7213 | 1483.6 | 73.2 | 9.43 | 1483.6 | 131.7213 | 1483.6
1755 |  | 1458.6 | 131.4495 | 1458.6 | 1458.6 | 131.4495 | 1458.6 | 1458.6 | 131.4495 | 1458.6 | 73.1 | 9.16 | 1458.6 | 131.4495 | 1458.6
1756 |  | 1454.7 | 132.5219 | 1454.7 | 1454.7 | 132.5219 | 1454.7 | 1454.7 | 132.5219 | 1454.7 | 72.9 | 8.68 | 1454.7 | 132.5219 | 1454.7
1757 |  | 1478.9 | 132.182 | 1478.9 | 1478.9 | 132.182 | 1478.9 | 1478.9 | 132.182 | 1478.9 | 72.9 | 8.73 | 1478.9 | 132.182 | 1478.9
1758 |  | 1534.3 | 131.1431 | 1534.3 | 1534.3 | 131.1431 | 1534.3 | 1534.3 | 131.1431 | 1534.3 | 72.2 | 9.98 | 1534.3 | 131.1431 | 1534.3
1759 |  | 1431.5 | 129.9996 | 1431.5 | 1431.5 | 129.9996 | 1431.5 | 1431.5 | 129.9996 | 1431.5 | 71.5 | 9.74 | 1431.5 | 129.9996 | 1431.5
1760 |  | 1430.9 | 130.4765 | 1430.9 | 1430.9 | 130.4765 | 1430.9 | 1430.9 | 130.4765 | 1430.9 | 72.5 | 9.17 | 1430.9 | 130.4765 | 1430.9
1761 |  | 1333.6 | 131.0473 | 1333.6 | 1333.6 | 131.0473 | 1333.6 | 1333.6 | 131.0473 | 1333.6 | 70.5 | 12.03 | 1333.6 | 131.0473 | 1333.6
1762 |  | 1441.9 | 127.7531 | 1441.9 | 1441.9 | 127.7531 | 1441.9 | 1441.9 | 127.7531 | 1441.9 | 71.8 | 13.38 | 1441.9 | 127.7531 | 1441.9
1763 |  | 1462.8 | 127.3484 | 1462.8 | 1462.8 | 127.3484 | 1462.8 | 1462.8 | 127.3484 | 1462.8 | 72.4 | 11.28 | 1462.8 | 127.3484 | 1462.8
1764 |  | 1438.2 | 126.1893 | 1438.2 | 1438.2 | 126.1893 | 1438.2 | 1438.2 | 126.1893 | 1438.2 | 72.7 | 13.09 | 1438.2 | 126.1893 | 1438.2
1765 |  | 1491.5 | 132.2226 | 1491.5 | 1491.5 | 132.2226 | 1491.5 | 1491.5 | 132.2226 | 1491.5 | 72.5 | 13.38 | 1491.5 | 132.2226 | 1491.5
1766 |  | 1477.4 | 133.7277 | 1477.4 | 1477.4 | 133.7277 | 1477.4 | 1477.4 | 133.7277 | 1477.4 | 72.3 | 13.6 | 1477.4 | 133.7277 | 1477.4
1767 |  | 1497 | 133.3174 | 1497 | 1497 | 133.3174 | 1497 | 1497 | 133.3174 | 1497 | 72.6 | 12.3 | 1497 | 133.3174 | 1497
1768 |  | 1483.6 | 133.4148 | 1483.6 | 1483.6 | 133.4148 | 1483.6 | 1483.6 | 133.4148 | 1483.6 | 72.6 | 12.85 | 1483.6 | 133.4148 | 1483.6
1769 |  | 1500.1 | 135.4474 | 1500.1 | 1500.1 | 135.4474 | 1500.1 | 1500.1 | 135.4474 | 1500.1 | 73.5 | 12.53 | 1500.1 | 135.4474 | 1500.1
1770 |  | 1537 | 131.722 | 1537 | 1537 | 131.722 | 1537 | 1537 | 131.722 | 1537 | 72.1 | 11.97 | 1537 | 131.722 | 1537
1771 |  | 1841.6 | 132.3038 | 1841.6 | 1841.6 | 132.3038 | 1841.6 | 1841.6 | 132.3038 | 1841.6 | 73.2 | 11.04 | 1841.6 | 132.3038 | 1841.6
1772 |  | 1944.2 | 131.7278 | 1944.2 | 1944.2 | 131.7278 | 1944.2 | 1944.2 | 131.7278 | 1944.2 | 71.9 | 9.11 | 1944.2 | 131.7278 | 1944.2
1773 |  | 1930.8 | 132.3693 | 1930.8 | 1930.8 | 132.3693 | 1930.8 | 1930.8 | 132.3693 | 1930.8 | 73 | 9.25 | 1930.8 | 132.3693 | 1930.8
1774 |  | 1891.4 | 132.4987 | 1891.4 | 1891.4 | 132.4987 | 1891.4 | 1891.4 | 132.4987 | 1891.4 | 73.1 | 9.55 | 1891.4 | 132.4987 | 1891.4
1775 |  | 1790.3 | 132.3054 | 1790.3 | 1790.3 | 132.3054 | 1790.3 | 1790.3 | 132.3054 | 1790.3 | 71.5 | 9.92 | 1790.3 | 132.3054 | 1790.3
1776 |  | 1711.6 | 134.1675 | 1711.6 | 1711.6 | 134.1675 | 1711.6 | 1711.6 | 134.1675 | 1711.6 | 73 | 9.53 | 1711.6 | 134.1675 | 1711.6
1777 |  | 1693.7 | 132.2744 | 1693.7 | 1693.7 | 132.2744 | 1693.7 | 1693.7 | 132.2744 | 1693.7 | 72.8 | 9.82 | 1693.7 | 132.2744 | 1693.7
1778 |  | 1611.8 | 134.7321 | 1611.8 | 1611.8 | 134.7321 | 1611.8 | 1611.8 | 134.7321 | 1611.8 | 73.4 | 9.57 | 1611.8 | 134.7321 | 1611.8
1779 |  | 1607.4 | 134.5017 | 1607.4 | 1607.4 | 134.5017 | 1607.4 | 1607.4 | 134.5017 | 1607.4 | 73.2 | 9.23 | 1607.4 | 134.5017 | 1607.4
1780 |  | 1585 | 134.7567 | 1585 | 1585 | 134.7567 | 1585 | 1585 | 134.7567 | 1585 | 72.5 | 9.7 | 1585 | 134.7567 | 1585
1781 |  | 1598.3 | 135.6159 | 1598.3 | 1598.3 | 135.6159 | 1598.3 | 1598.3 | 135.6159 | 1598.3 | 72.7 | 9.57 | 1598.3 | 135.6159 | 1598.3
1782 |  | 1639.5 | 131.3382 | 1639.5 | 1639.5 | 131.3382 | 1639.5 | 1639.5 | 131.3382 | 1639.5 | 73.2 | 9.54 | 1639.5 | 131.3382 | 1639.5
1783 |  | 1496.5 | 132.7158 | 1496.5 | 1496.5 | 132.7158 | 1496.5 | 1496.5 | 132.7158 | 1496.5 | 71.6 | 9.76 | 1496.5 | 132.7158 | 1496.5
1784 |  | 1561.3 | 134.0861 | 1561.3 | 1561.3 | 134.0861 | 1561.3 | 1561.3 | 134.0861 | 1561.3 | 72.5 | 9.5 | 1561.3 | 134.0861 | 1561.3
1785 |  | 1597.7 | 132.3879 | 1597.7 | 1597.7 | 132.3879 | 1597.7 | 1597.7 | 132.3879 | 1597.7 | 72.2 | 11.13 | 1597.7 | 132.3879 | 1597.7
1786 |  | 1609.6 | 135.4996 | 1609.6 | 1609.6 | 135.4996 | 1609.6 | 1609.6 | 135.4996 | 1609.6 | 72.4 | 13.395 | 1609.6 | 135.4996 | 1609.6
1787 |  | 1663.5 | 134.8827 | 1663.5 | 1663.5 | 134.8827 | 1663.5 | 1663.5 | 134.8827 | 1663.5 | 71.4 | 12.36 | 1663.5 | 134.8827 | 1663.5
1788 |  | 1605.7 | 131.8449 | 1605.7 | 1605.7 | 131.8449 | 1605.7 | 1605.7 | 131.8449 | 1605.7 | 70.3 | 14.29 | 1605.7 | 131.8449 | 1605.7
1789 |  | 1626.3 | 130.3892 | 1626.3 | 1626.3 | 130.3892 | 1626.3 | 1626.3 | 130.3892 | 1626.3 | 70.8 | 13.08 | 1626.3 | 130.3892 | 1626.3
1790 |  | 1652.1 | 130.783 | 1652.1 | 1652.1 | 130.783 | 1652.1 | 1652.1 | 130.783 | 1652.1 | 71.7 | 13.58 | 1652.1 | 130.783 | 1652.1
1791 |  | 1681.6 | 134.5552 | 1681.6 | 1681.6 | 134.5552 | 1681.6 | 1681.6 | 134.5552 | 1681.6 | 73.3 | 13.2 | 1681.6 | 134.5552 | 1681.6
1792 |  | 1643.1 | 133.7472 | 1643.1 | 1643.1 | 133.7472 | 1643.1 | 1643.1 | 133.7472 | 1643.1 | 72.4 | 12.4 | 1643.1 | 133.7472 | 1643.1
1793 |  | 1606.1 | 133.161 | 1606.1 | 1606.1 | 133.161 | 1606.1 | 1606.1 | 133.161 | 1606.1 | 73.4 | 12.09 | 1606.1 | 133.161 | 1606.1
1794 |  | 1601.3 | 130.2144 | 1601.3 | 1601.3 | 130.2144 | 1601.3 | 1601.3 | 130.2144 | 1601.3 | 70.1 | 13.21 | 1601.3 | 130.2144 | 1601.3
1795 |  | 1894.9 | 132.3125 | 1894.9 | 1894.9 | 132.3125 | 1894.9 | 1894.9 | 132.3125 | 1894.9 | 71.7 | 11.28 | 1894.9 | 132.3125 | 1894.9
1796 |  | 1917.8 | 131.8571 | 1917.8 | 1917.8 | 131.8571 | 1917.8 | 1917.8 | 131.8571 | 1917.8 | 71.5 | 10.6 | 1917.8 | 131.8571 | 1917.8
1797 |  | 1930.6 | 130.9702 | 1930.6 | 1930.6 | 130.9702 | 1930.6 | 1930.6 | 130.9702 | 1930.6 | 71.8 | 9.85 | 1930.6 | 130.9702 | 1930.6
1798 |  | 1899.4 | 131.49 | 1899.4 | 1899.4 | 131.49 | 1899.4 | 1899.4 | 131.49 | 1899.4 | 72.7 | 9.8 | 1899.4 | 131.49 | 1899.4
1799 |  | 1935.7 | 128.2671 | 1935.7 | 1935.7 | 128.2671 | 1935.7 | 1935.7 | 128.2671 | 1935.7 | 71.9 | 9.86 | 1935.7 | 128.2671 | 1935.7
1800 |  | 1797.5 | 129.7878 | 1797.5 | 1797.5 | 129.7878 | 1797.5 | 1797.5 | 129.7878 | 1797.5 | 71.3 | 9.9 | 1797.5 | 129.7878 | 1797.5
1801 |  | 1741.3 | 129.8169 | 1741.3 | 1741.3 | 129.8169 | 1741.3 | 1741.3 | 129.8169 | 1741.3 | 72 | 9.65 | 1741.3 | 129.8169 | 1741.3
1802 |  | 1686.2 | 132.8522 | 1686.2 | 1686.2 | 132.8522 | 1686.2 | 1686.2 | 132.8522 | 1686.2 | 71.2 | 9.79 | 1686.2 | 132.8522 | 1686.2
1803 |  | 1671 | 132.9872 | 1671 | 1671 | 132.9872 | 1671 | 1671 | 132.9872 | 1671 | 71.6 | 9.64 | 1671 | 132.9872 | 1671
1804 |  | 1675.1 | 134.3724 | 1675.1 | 1675.1 | 134.3724 | 1675.1 | 1675.1 | 134.3724 | 1675.1 | 72.1 | 9.59 | 1675.1 | 134.3724 | 1675.1
1805 |  | 1694.8 | 135.1086 | 1694.8 | 1694.8 | 135.1086 | 1694.8 | 1694.8 | 135.1086 | 1694.8 | 72.1 | 9.81 | 1694.8 | 135.1086 | 1694.8
1806 |  | 1731.2 | 129.8646 | 1731.2 | 1731.2 | 129.8646 | 1731.2 | 1731.2 | 129.8646 | 1731.2 | 72.6 | 10.59 | 1731.2 | 129.8646 | 1731.2
1807 |  | 1519.9 | 132.5572 | 1519.9 | 1519.9 | 132.5572 | 1519.9 | 1519.9 | 132.5572 | 1519.9 | 71.8 | 9.66 | 1519.9 | 132.5572 | 1519.9
1808 |  | 1599.7 | 133.5763 | 1599.7 | 1599.7 | 133.5763 | 1599.7 | 1599.7 | 133.5763 | 1599.7 | 71.9 | 12.81 | 1599.7 | 133.5763 | 1599.7
1809 |  | 1610.7 | 129.1876 | 1610.7 | 1610.7 | 129.1876 | 1610.7 | 1610.7 | 129.1876 | 1610.7 | 71.4 | 12.88 | 1610.7 | 129.1876 | 1610.7
1810 |  | 1581.8 | 131.5475 | 1581.8 | 1581.8 | 131.5475 | 1581.8 | 1581.8 | 131.5475 | 1581.8 | 70.6 | 13.41 | 1581.8 | 131.5475 | 1581.8
1811 |  | 1615 | 143.5885 | 1615 | 1615 | 143.5885 | 1615 | 1615 | 143.5885 | 1615 | 71.8 | 13.59 | 1615 | 143.5885 | 1615
1812 |  | 1635.5 | 129.3054 | 1635.5 | 1635.5 | 129.3054 | 1635.5 | 1635.5 | 129.3054 | 1635.5 | 71.1 | 13.33 | 1635.5 | 129.3054 | 1635.5
1813 |  | 1632 | 68.6875 | 1632 | 1632 | 68.6875 | 1632 | 1632 | 68.6875 | 1632 | 69.1 | 12.83 | 1632 | 68.6875 | 1632
1814 |  | 1608.3 | 132.657 | 1608.3 | 1608.3 | 132.657 | 1608.3 | 1608.3 | 132.657 | 1608.3 | 69.6 | 12.13 | 1608.3 | 132.657 | 1608.3
1815 |  | 1609.5 | 126.7909 | 1609.5 | 1609.5 | 126.7909 | 1609.5 | 1609.5 | 126.7909 | 1609.5 | 72 | 11.94 | 1609.5 | 126.7909 | 1609.5
1816 |  | 1639.8 | 127.5973 | 1639.8 | 1639.8 | 127.5973 | 1639.8 | 1639.8 | 127.5973 | 1639.8 | 71.3 | 15.03 | 1639.8 | 127.5973 | 1639.8
1817 |  | 1639.1 | 128.4906 | 1639.1 | 1639.1 | 128.4906 | 1639.1 | 1639.1 | 128.4906 | 1639.1 | 71.5 | 12.91 | 1639.1 | 128.4906 | 1639.1
1818 |  | 1652.1 | 125.2916 | 1652.1 | 1652.1 | 125.2916 | 1652.1 | 1652.1 | 125.2916 | 1652.1 | 72.5 | 13.67 | 1652.1 | 125.2916 | 1652.1
1819 |  | 1865.6 | 118.0916 | 1865.6 | 1865.6 | 118.0916 | 1865.6 | 1865.6 | 118.0916 | 1865.6 | 71.3 | 10.8 | 1865.6 | 118.0916 | 1865.6
1820 |  | 1936.6 | 104.0516 | 1936.6 | 1936.6 | 104.0516 | 1936.6 | 1936.6 | 104.0516 | 1936.6 | 72.3 | 9.73 | 1936.6 | 104.0516 | 1936.6
1821 |  | 1915 | 105.249 | 1915 | 1915 | 105.249 | 1915 | 1915 | 105.249 | 1915 | 72.3 | 9.15 | 1915 | 105.249 | 1915
1822 |  | 1738.3 | 105.7105 | 1738.3 | 1738.3 | 105.7105 | 1738.3 | 1738.3 | 105.7105 | 1738.3 | 72 | 8.99 | 1738.3 | 105.7105 | 1738.3
1823 |  | 1457.2 | 128.7494 | 1457.2 | 1457.2 | 128.7494 | 1457.2 | 1457.2 | 128.7494 | 1457.2 | 73 | 9.11 | 1457.2 | 128.7494 | 1457.2
1824 |  | 1462.9 | 124.8156 | 1462.9 | 1462.9 | 124.8156 | 1462.9 | 1462.9 | 124.8156 | 1462.9 | 72.2 | 9.25 | 1462.9 | 124.8156 | 1462.9
1825 |  | 1384.5 | 125.3895 | 1384.5 | 1384.5 | 125.3895 | 1384.5 | 1384.5 | 125.3895 | 1384.5 | 73.1 | 8.97 | 1384.5 | 125.3895 | 1384.5
1826 |  | 1421.6 | 123.5456 | 1421.6 | 1421.6 | 123.5456 | 1421.6 | 1421.6 | 123.5456 | 1421.6 | 72.8 | 9.08 | 1421.6 | 123.5456 | 1421.6
1827 |  | 1453.5 | 124.9624 | 1453.5 | 1453.5 | 124.9624 | 1453.5 | 1453.5 | 124.9624 | 1453.5 | 71.7 | 8.34 | 1453.5 | 124.9624 | 1453.5
1828 |  | 1433.5 | 127.3061 | 1433.5 | 1433.5 | 127.3061 | 1433.5 | 1433.5 | 127.3061 | 1433.5 | 72 | 7.96 | 1433.5 | 127.3061 | 1433.5
1829 |  | 1477.5 | 128.6632 | 1477.5 | 1477.5 | 128.6632 | 1477.5 | 1477.5 | 128.6632 | 1477.5 | 72.4 | 8.09 | 1477.5 | 128.6632 | 1477.5
1830 |  | 1530.2 | 126.4182 | 1530.2 | 1530.2 | 126.4182 | 1530.2 | 1530.2 | 126.4182 | 1530.2 | 71 | 8.57 | 1530.2 | 126.4182 | 1530.2
1831 |  | 1396.3 | 127.0226 | 1396.3 | 1396.3 | 127.0226 | 1396.3 | 1396.3 | 127.0226 | 1396.3 | 71.9 | 8.71 | 1396.3 | 127.0226 | 1396.3
1832 |  | 1413 | 123.877 | 1413 | 1413 | 123.877 | 1413 | 1413 | 123.877 | 1413 | 72.1 | 9.22 | 1413 | 123.877 | 1413
1833 |  | 1503 | 124.3073 | 1503 | 1503 | 124.3073 | 1503 | 1503 | 124.3073 | 1503 | 72.2 | 9.96 | 1503 | 124.3073 | 1503
1834 |  | 1563.4 | 127.7478 | 1563.4 | 1563.4 | 127.7478 | 1563.4 | 1563.4 | 127.7478 | 1563.4 | 71.9 | 11.85 | 1563.4 | 127.7478 | 1563.4
1835 |  | 1519.9 | 129.5026 | 1519.9 | 1519.9 | 129.5026 | 1519.9 | 1519.9 | 129.5026 | 1519.9 | 71.6 | 11.65 | 1519.9 | 129.5026 | 1519.9
1836 |  | 1572.3 | 126.8712 | 1572.3 | 1572.3 | 126.8712 | 1572.3 | 1572.3 | 126.8712 | 1572.3 | 72.3 | 11.71 | 1572.3 | 126.8712 | 1572.3
1837 |  | 1482.5 | 121.2597 | 1482.5 | 1482.5 | 121.2597 | 1482.5 | 1482.5 | 121.2597 | 1482.5 | 71 | 12.89 | 1482.5 | 121.2597 | 1482.5
1838 |  | 1550.5 | 129.7456 | 1550.5 | 1550.5 | 129.7456 | 1550.5 | 1550.5 | 129.7456 | 1550.5 | 72.9 | 7.35 | 1550.5 | 129.7456 | 1550.5
1839 |  | 1579.9 | 123.5944 | 1579.9 | 1579.9 | 123.5944 | 1579.9 | 1579.9 | 123.5944 | 1579.9 | 71.3 | 9.22 | 1579.9 | 123.5944 | 1579.9
1840 |  | 1659.8 | 124.4939 | 1659.8 | 1659.8 | 124.4939 | 1659.8 | 1659.8 | 124.4939 | 1659.8 | 72.3 | 11.56 | 1659.8 | 124.4939 | 1659.8
1841 |  | 1575.5 | 127.356 | 1575.5 | 1575.5 | 127.356 | 1575.5 | 1575.5 | 127.356 | 1575.5 | 72.7 | 10.96 | 1575.5 | 127.356 | 1575.5
1842 |  | 1611 | 125.2666 | 1611 | 1611 | 125.2666 | 1611 | 1611 | 125.2666 | 1611 | 72.2 | 10.44 | 1611 | 125.2666 | 1611
1843 |  | 1967.3 | 127.3878 | 1967.3 | 1967.3 | 127.3878 | 1967.3 | 1967.3 | 127.3878 | 1967.3 | 72.2 | 10.49 | 1967.3 | 127.3878 | 1967.3
1844 |  | 1962.4 | 125.3723 | 1962.4 | 1962.4 | 125.3723 | 1962.4 | 1962.4 | 125.3723 | 1962.4 | 72.9 | 9.3 | 1962.4 | 125.3723 | 1962.4
1845 |  | 1888.1 | 123.0556 | 1888.1 | 1888.1 | 123.0556 | 1888.1 | 1888.1 | 123.0556 | 1888.1 | 71.6 | 9.82 | 1888.1 | 123.0556 | 1888.1
1846 |  | 1866.5 | 122.5624 | 1866.5 | 1866.5 | 122.5624 | 1866.5 | 1866.5 | 122.5624 | 1866.5 | 71.4 | 10.42 | 1866.5 | 122.5624 | 1866.5
1847 |  | 1786.5 | 122.0163 | 1786.5 | 1786.5 | 122.0163 | 1786.5 | 1786.5 | 122.0163 | 1786.5 | 72.6 | 9.02 | 1786.5 | 122.0163 | 1786.5
1848 |  | 1746.6 | 123.0953 | 1746.6 | 1746.6 | 123.0953 | 1746.6 | 1746.6 | 123.0953 | 1746.6 | 71.9 | 9.32 | 1746.6 | 123.0953 | 1746.6
1849 |  | 1703 | 124.7121 | 1703 | 1703 | 124.7121 | 1703 | 1703 | 124.7121 | 1703 | 72.7 | 8.62 | 1703 | 124.7121 | 1703
1850 |  | 1638.6 | 123.5553 | 1638.6 | 1638.6 | 123.5553 | 1638.6 | 1638.6 | 123.5553 | 1638.6 | 71.5 | 8.33 | 1638.6 | 123.5553 | 1638.6
1851 |  | 1583.5 | 121.625 | 1583.5 | 1583.5 | 121.625 | 1583.5 | 1583.5 | 121.625 | 1583.5 | 72.6 | 9.41 | 1583.5 | 121.625 | 1583.5
1852 |  | 1573.8 | 118.3347 | 1573.8 | 1573.8 | 118.3347 | 1573.8 | 1573.8 | 118.3347 | 1573.8 | 72.9 | 8.39 | 1573.8 | 118.3347 | 1573.8
1853 |  | 1560 | 118.5562 | 1560 | 1560 | 118.5562 | 1560 | 1560 | 118.5562 | 1560 | 71.5 | 8.07 | 1560 | 118.5562 | 1560
1854 |  | 1499.9 | 117.6393 | 1499.9 | 1499.9 | 117.6393 | 1499.9 | 1499.9 | 117.6393 | 1499.9 | 72.4 | 8.55 | 1499.9 | 117.6393 | 1499.9
1855 |  | 1396.8 | 113.8823 | 1396.8 | 1396.8 | 113.8823 | 1396.8 | 1396.8 | 113.8823 | 1396.8 | 71.7 | 9.46 | 1396.8 | 113.8823 | 1396.8
1856 |  | 1429.4 | 116.4512 | 1429.4 | 1429.4 | 116.4512 | 1429.4 | 1429.4 | 116.4512 | 1429.4 | 72.3 | 8.61 | 1429.4 | 116.4512 | 1429.4
1857 |  | 1454.2 | 117.1176 | 1454.2 | 1454.2 | 117.1176 | 1454.2 | 1454.2 | 117.1176 | 1454.2 | 71.9 | 9.46 | 1454.2 | 117.1176 | 1454.2
1858 |  | 1466.2 | 118.1956 | 1466.2 | 1466.2 | 118.1956 | 1466.2 | 1466.2 | 118.1956 | 1466.2 | 71.9 | 10.01 | 1466.2 | 118.1956 | 1466.2
1859 |  | 1493.6 | 117.2879 | 1493.6 | 1493.6 | 117.2879 | 1493.6 | 1493.6 | 117.2879 | 1493.6 | 71.6 | 12.08 | 1493.6 | 117.2879 | 1493.6
1860 |  | 1499.4 | 118.6453 | 1499.4 | 1499.4 | 118.6453 | 1499.4 | 1499.4 | 118.6453 | 1499.4 | 71.8 | 11.54 | 1499.4 | 118.6453 | 1499.4
1861 |  | 1469.5 | 119.4971 | 1469.5 | 1469.5 | 119.4971 | 1469.5 | 1469.5 | 119.4971 | 1469.5 | 72.3 | 11.44 | 1469.5 | 119.4971 | 1469.5
1862 |  | 1504.2 | 122.1312 | 1504.2 | 1504.2 | 122.1312 | 1504.2 | 1504.2 | 122.1312 | 1504.2 | 72.3 | 11.12 | 1504.2 | 122.1312 | 1504.2
1863 |  | 1453.3 | 123.4909 | 1453.3 | 1453.3 | 123.4909 | 1453.3 | 1453.3 | 123.4909 | 1453.3 | 71.3 | 10.85 | 1453.3 | 123.4909 | 1453.3
1864 |  | 1536.5 | 124.835 | 1536.5 | 1536.5 | 124.835 | 1536.5 | 1536.5 | 124.835 | 1536.5 | 71.8 | 9.13 | 1536.5 | 124.835 | 1536.5
1865 |  | 1544.7 | 129.0047 | 1544.7 | 1544.7 | 129.0047 | 1544.7 | 1544.7 | 129.0047 | 1544.7 | 71.9 | 9.38 | 1544.7 | 129.0047 | 1544.7
1866 |  | 1581.1 | 125.8099 | 1581.1 | 1581.1 | 125.8099 | 1581.1 | 1581.1 | 125.8099 | 1581.1 | 72.3 | 9.65 | 1581.1 | 125.8099 | 1581.1
1867 |  | 1917.2 | 127.809 | 1917.2 | 1917.2 | 127.809 | 1917.2 | 1917.2 | 127.809 | 1917.2 | 68.2 | 9.85 | 1917.2 | 127.809 | 1917.2
1868 |  | 1913.7 | 129.323 | 1913.7 | 1913.7 | 129.323 | 1913.7 | 1913.7 | 129.323 | 1913.7 | 71.2 | 8.89 | 1913.7 | 129.323 | 1913.7
1869 |  | 1905.9 | 127.6532 | 1905.9 | 1905.9 | 127.6532 | 1905.9 | 1905.9 | 127.6532 | 1905.9 | 70.6 | 8.46 | 1905.9 | 127.6532 | 1905.9
1870 |  | 1885.7 | 129.0054 | 1885.7 | 1885.7 | 129.0054 | 1885.7 | 1885.7 | 129.0054 | 1885.7 | 71.6 | 8.19 | 1885.7 | 129.0054 | 1885.7
1871 |  | 1887.6 | 128.432 | 1887.6 | 1887.6 | 128.432 | 1887.6 | 1887.6 | 128.432 | 1887.6 | 72.1 | 7.94 | 1887.6 | 128.432 | 1887.6
1872 |  | 1766.1 | 127.8322 | 1766.1 | 1766.1 | 127.8322 | 1766.1 | 1766.1 | 127.8322 | 1766.1 | 71.4 | 7.79 | 1766.1 | 127.8322 | 1766.1
1873 |  | 1754.6 | 127.1713 | 1754.6 | 1754.6 | 127.1713 | 1754.6 | 1754.6 | 127.1713 | 1754.6 | 71.2 | 8.27 | 1754.6 | 127.1713 | 1754.6
1874 |  | 1729 | 125.3666 | 1729 | 1729 | 125.3666 | 1729 | 1729 | 125.3666 | 1729 | 71.1 | 8.14 | 1729 | 125.3666 | 1729
1875 |  | 1590.2 | 122.3653 | 1590.2 | 1590.2 | 122.3653 | 1590.2 | 1590.2 | 122.3653 | 1590.2 | 71 | 8.03 | 1590.2 | 122.3653 | 1590.2
1876 |  | 1555.9 | 127.9438 | 1555.9 | 1555.9 | 127.9438 | 1555.9 | 1555.9 | 127.9438 | 1555.9 | 70.8 | 8.34 | 1555.9 | 127.9438 | 1555.9
1877 |  | 1565.8 | 127.0636 | 1565.8 | 1565.8 | 127.0636 | 1565.8 | 1565.8 | 127.0636 | 1565.8 | 70.8 | 8.05 | 1565.8 | 127.0636 | 1565.8
1878 |  | 1462.7 | 125.138 | 1462.7 | 1462.7 | 125.138 | 1462.7 | 1462.7 | 125.138 | 1462.7 | 71 | 8.45 | 1462.7 | 125.138 | 1462.7
1879 |  | 1468 | 128.1424 | 1468 | 1468 | 128.1424 | 1468 | 1468 | 128.1424 | 1468 | 70.4 | 8.16 | 1468 | 128.1424 | 1468
1880 |  | 1432.9 | 123.5346 | 1432.9 | 1432.9 | 123.5346 | 1432.9 | 1432.9 | 123.5346 | 1432.9 | 69.5 | 7.78 | 1432.9 | 123.5346 | 1432.9
1881 |  | 1435.9 | 122.4727 | 1435.9 | 1435.9 | 122.4727 | 1435.9 | 1435.9 | 122.4727 | 1435.9 | 71.1 | 8.81 | 1435.9 | 122.4727 | 1435.9
1882 |  | 1380 | 122.4627 | 1380 | 1380 | 122.4627 | 1380 | 1380 | 122.4627 | 1380 | 70.9 | 9.22 | 1380 | 122.4627 | 1380
1883 |  | 1395.2 | 123.2611 | 1395.2 | 1395.2 | 123.2611 | 1395.2 | 1395.2 | 123.2611 | 1395.2 | 71.1 | 9.12 | 1395.2 | 123.2611 | 1395.2
1884 |  | 1430.5 | 126.8487 | 1430.5 | 1430.5 | 126.8487 | 1430.5 | 1430.5 | 126.8487 | 1430.5 | 71.9 | 9.56 | 1430.5 | 126.8487 | 1430.5
1885 |  | 1475.4 | 126.596 | 1475.4 | 1475.4 | 126.596 | 1475.4 | 1475.4 | 126.596 | 1475.4 | 71.3 | 9.71 | 1475.4 | 126.596 | 1475.4
1886 |  | 1481.5 | 126.6074 | 1481.5 | 1481.5 | 126.6074 | 1481.5 | 1481.5 | 126.6074 | 1481.5 | 71.6 | 9.07 | 1481.5 | 126.6074 | 1481.5
1887 |  | 1538.2 | 128.656 | 1538.2 | 1538.2 | 128.656 | 1538.2 | 1538.2 | 128.656 | 1538.2 | 71.5 | 8.78 | 1538.2 | 128.656 | 1538.2
1888 |  | 1526.9 | 128.2678 | 1526.9 | 1526.9 | 128.2678 | 1526.9 | 1526.9 | 128.2678 | 1526.9 | 71.3 | 8.56 | 1526.9 | 128.2678 | 1526.9
1889 |  | 1517.7 | 128.1623 | 1517.7 | 1517.7 | 128.1623 | 1517.7 | 1517.7 | 128.1623 | 1517.7 | 71.8 | 8.6 | 1517.7 | 128.1623 | 1517.7
1890 |  | 1533.6 | 124.3925 | 1533.6 | 1533.6 | 124.3925 | 1533.6 | 1533.6 | 124.3925 | 1533.6 | 71.8 | 10.76 | 1533.6 | 124.3925 | 1533.6
1891 |  | 1745.7 | 127.9122 | 1745.7 | 1745.7 | 127.9122 | 1745.7 | 1745.7 | 127.9122 | 1745.7 | 70.3 | 11.915 | 1745.7 | 127.9122 | 1745.7
1892 |  | 1768.9 | 127.2134 | 1768.9 | 1768.9 | 127.2134 | 1768.9 | 1768.9 | 127.2134 | 1768.9 | 71.4 | 8.445 | 1768.9 | 127.2134 | 1768.9
1893 |  | 1764.9 | 126.51 | 1764.9 | 1764.9 | 126.51 | 1764.9 | 1764.9 | 126.51 | 1764.9 | 71.7 | 8.11 | 1764.9 | 126.51 | 1764.9
1894 |  | 1710.7 | 124.7337 | 1710.7 | 1710.7 | 124.7337 | 1710.7 | 1710.7 | 124.7337 | 1710.7 | 72.3 | 8.035 | 1710.7 | 124.7337 | 1710.7
1895 |  | 1587.1 | 126.3649 | 1587.1 | 1587.1 | 126.3649 | 1587.1 | 1587.1 | 126.3649 | 1587.1 | 72.3 | 8.275 | 1587.1 | 126.3649 | 1587.1
1896 |  | 1574.4 | 127.8263 | 1574.4 | 1574.4 | 127.8263 | 1574.4 | 1574.4 | 127.8263 | 1574.4 | 71.7 | 7.835 | 1574.4 | 127.8263 | 1574.4
1897 |  | 1572.5 | 136.034 | 1572.5 | 1572.5 | 136.034 | 1572.5 | 1572.5 | 136.034 | 1572.5 | 71.3 | 7.76 | 1572.5 | 136.034 | 1572.5
1898 |  | 1522.8 | 137.4341 | 1522.8 | 1522.8 | 137.4341 | 1522.8 | 1522.8 | 137.4341 | 1522.8 | 71.4 | 7.91 | 1522.8 | 137.4341 | 1522.8
1899 |  | 1531.4 | 137.3926 | 1531.4 | 1531.4 | 137.3926 | 1531.4 | 1531.4 | 137.3926 | 1531.4 | 71.1 | 8.03 | 1531.4 | 137.3926 | 1531.4
1900 |  | 1480.2 | 136.3607 | 1480.2 | 1480.2 | 136.3607 | 1480.2 | 1480.2 | 136.3607 | 1480.2 | 71.6 | 8.05 | 1480.2 | 136.3607 | 1480.2
1901 |  | 1507.7 | 138.7017 | 1507.7 | 1507.7 | 138.7017 | 1507.7 | 1507.7 | 138.7017 | 1507.7 | 71.7 | 7.9 | 1507.7 | 138.7017 | 1507.7
1902 |  | 1566.9 | 106.0084 | 1566.9 | 1566.9 | 106.0084 | 1566.9 | 1566.9 | 106.0084 | 1566.9 | 72.3 | 7.85 | 1566.9 | 106.0084 | 1566.9
1903 |  | 1461.3 | 109.769 | 1461.3 | 1461.3 | 109.769 | 1461.3 | 1461.3 | 109.769 | 1461.3 | 72.2 | 7.22 | 1461.3 | 109.769 | 1461.3
1904 |  | 1513.8 | 134.1258 | 1513.8 | 1513.8 | 134.1258 | 1513.8 | 1513.8 | 134.1258 | 1513.8 | 71.9 | 10.91 | 1513.8 | 134.1258 | 1513.8
1905 |  | 1609.6 | 135.8253 | 1609.6 | 1609.6 | 135.8253 | 1609.6 | 1609.6 | 135.8253 | 1609.6 | 72.2 | 18.26 | 1609.6 | 135.8253 | 1609.6
1906 |  | 1616 | 133.9448 | 1616 | 1616 | 133.9448 | 1616 | 1616 | 133.9448 | 1616 | 72.5 | 14.41 | 1616 | 133.9448 | 1616
1907 |  | 1586.7 | 127.6825 | 1586.7 | 1586.7 | 127.6825 | 1586.7 | 1586.7 | 127.6825 | 1586.7 | 72.2 | 17.85 | 1586.7 | 127.6825 | 1586.7
1908 |  | 1642.9 | 134.6911 | 1642.9 | 1642.9 | 134.6911 | 1642.9 | 1642.9 | 134.6911 | 1642.9 | 71.9 | 18.84 | 1642.9 | 134.6911 | 1642.9
1909 |  | 1630.6 | 128.996 | 1630.6 | 1630.6 | 128.996 | 1630.6 | 1630.6 | 128.996 | 1630.6 | 72.1 | 12.89 | 1630.6 | 128.996 | 1630.6
1910 |  | 1646.8 | 131.9826 | 1646.8 | 1646.8 | 131.9826 | 1646.8 | 1646.8 | 131.9826 | 1646.8 | 72.1 | 14.18 | 1646.8 | 131.9826 | 1646.8
1911 |  | 1417.4 | 132.9222 | 1417.4 | 1417.4 | 132.9222 | 1417.4 | 1417.4 | 132.9222 | 1417.4 | 71.5 | 11.42 | 1417.4 | 132.9222 | 1417.4
1912 |  | 1533.45 | 140.1773 | 1533.45 | 1533.45 | 140.1773 | 1533.45 | 1533.45 | 140.1773 | 1533.45 | 71.7 | 9.8 | 1533.45 | 140.1773 | 1533.45
1913 |  | 1537.1 | 65.829 | 1537.1 | 1537.1 | 65.829 | 1537.1 | 1537.1 | 65.829 | 1537.1 | 72.3 | 11.04 | 1537.1 | 65.829 | 1537.1
1914 |  | 1565.95 | 89.8166 | 1565.95 | 1565.95 | 125.6152 | 1565.95 | 1565.95 | 89.8166 | 1565.95 | 71.1 | 14.825 | 1565.95 | 89.8166 | 1565.95
1915 |  | 1499.7 | 122.8077 | 1499.7 | 1499.7 | 122.8077 | 1499.7 | 1499.7 | 122.8077 | 1499.7 | 72.1 | 13.98 | 1499.7 | 122.8077 | 1499.7
1916 |  | 1546.1 | 119.8273 | 1546.1 | 1546.1 | 119.8273 | 1546.1 | 1546.1 | 119.8273 | 1546.1 | 72.5 | 8 | 1546.1 | 119.8273 | 1546.1
1917 |  | 1631.3 | 120.0742 | 1631.3 | 1631.3 | 120.0742 | 1631.3 | 1631.3 | 120.0742 | 1631.3 | 72.2 | 7.76 | 1631.3 | 120.0742 | 1631.3
1918 |  | 1617.2 | 122.8276 | 1617.2 | 1617.2 | 122.8276 | 1617.2 | 1617.2 | 122.8276 | 1617.2 | 71.4 | 7.88 | 1617.2 | 122.8276 | 1617.2
1919 |  | 1549.9 | 122.4795 | 1549.9 | 1549.9 | 122.4795 | 1549.9 | 1549.9 | 122.4795 | 1549.9 | 72.4 | 8.61 | 1549.9 | 122.4795 | 1549.9
1920 |  | 1539.9 | 123.0179 | 1539.9 | 1539.9 | 123.0179 | 1539.9 | 1539.9 | 123.0179 | 1539.9 | 72.6 | 7.88 | 1539.9 | 123.0179 | 1539.9
1921 |  | 1511.1 | 134.1603 | 1511.1 | 1511.1 | 134.1603 | 1511.1 | 1511.1 | 134.1603 | 1511.1 | 72.6 | 8.84 | 1511.1 | 134.1603 | 1511.1
1922 |  | 1461.8 | 135.058 | 1461.8 | 1461.8 | 135.058 | 1461.8 | 1461.8 | 135.058 | 1461.8 | 73.2 | 9.16 | 1461.8 | 135.058 | 1461.8
1923 |  | 1420.3 | 136.6177 | 1420.3 | 1420.3 | 136.6177 | 1420.3 | 1420.3 | 136.6177 | 1420.3 | 73.1 | 10.45 | 1420.3 | 136.6177 | 1420.3
1924 |  | 1403.2 | 135.6782 | 1403.2 | 1403.2 | 135.6782 | 1403.2 | 1403.2 | 135.6782 | 1403.2 | 72.9 | 10.1 | 1403.2 | 135.6782 | 1403.2
1925 |  | 1463.2 | 129.3941 | 1463.2 | 1463.2 | 129.3941 | 1463.2 | 1463.2 | 129.3941 | 1463.2 | 72.9 | 8.91 | 1463.2 | 129.3941 | 1463.2
1926 |  | 1503.2 | 126.6407 | 1503.2 | 1503.2 | 126.6407 | 1503.2 | 1503.2 | 126.6407 | 1503.2 | 72.2 | 9.04 | 1503.2 | 126.6407 | 1503.2
1927 |  | 1417.5 | 124.4242 | 1417.5 | 1417.5 | 124.4242 | 1417.5 | 1417.5 | 124.4242 | 1417.5 | 71.5 | 8.64 | 1417.5 | 124.4242 | 1417.5
1928 |  | 1416.5 | 128.7684 | 1416.5 | 1416.5 | 128.7684 | 1416.5 | 1416.5 | 128.7684 | 1416.5 | 72.5 | 12.59 | 1416.5 | 128.7684 | 1416.5
1929 |  | 1497.7 | 130.9902 | 1497.7 | 1497.7 | 130.9902 | 1497.7 | 1497.7 | 130.9902 | 1497.7 | 70.5 | 15.94 | 1497.7 | 130.9902 | 1497.7
1930 |  | 1495.5 | 129.5178 | 1495.5 | 1495.5 | 129.5178 | 1495.5 | 1495.5 | 129.5178 | 1495.5 | 71.8 | 20.89 | 1495.5 | 129.5178 | 1495.5
1931 |  | 1471.2 | 131.8985 | 1471.2 | 1471.2 | 131.8985 | 1471.2 | 1471.2 | 131.8985 | 1471.2 | 72.4 | 18.34 | 1471.2 | 131.8985 | 1471.2
1932 |  | 1498.7 | 140.6016 | 1498.7 | 1498.7 | 140.6016 | 1498.7 | 1498.7 | 140.6016 | 1498.7 | 72.7 | 21.98 | 1498.7 | 140.6016 | 1498.7
1933 |  | 1489.6 | 128.2149 | 1489.6 | 1489.6 | 128.2149 | 1489.6 | 1489.6 | 128.2149 | 1489.6 | 72.5 | 13.86 | 1489.6 | 128.2149 | 1489.6
1934 |  | 1532.2 | 126.7912 | 1532.2 | 1532.2 | 126.7912 | 1532.2 | 1532.2 | 126.7912 | 1532.2 | 72.3 | 19.34 | 1532.2 | 126.7912 | 1532.2
1935 |  | 1529.5 | 126.7881 | 1529.5 | 1529.5 | 126.7881 | 1529.5 | 1529.5 | 126.7881 | 1529.5 | 72.6 | 17.15 | 1529.5 | 126.7881 | 1529.5
1936 |  | 1540 | 128.3742 | 1540 | 1540 | 128.3742 | 1540 | 1540 | 128.3742 | 1540 | 72.6 | 17.41 | 1540 | 128.3742 | 1540
1937 |  | 1556.5 | 130.899 | 1556.5 | 1556.5 | 130.899 | 1556.5 | 1556.5 | 130.899 | 1556.5 | 73.5 | 13.48 | 1556.5 | 130.899 | 1556.5
1938 |  | 1598.3 | 126.8378 | 1598.3 | 1598.3 | 126.8378 | 1598.3 | 1598.3 | 126.8378 | 1598.3 | 72.1 | 18.89 | 1598.3 | 126.8378 | 1598.3
1939 |  | 1696.1 | 127.0533 | 1696.1 | 1696.1 | 127.0533 | 1696.1 | 1696.1 | 127.0533 | 1696.1 | 73.2 | 14.64 | 1696.1 | 127.0533 | 1696.1
1940 |  | 1734.9 | 129.5195 | 1734.9 | 1734.9 | 129.5195 | 1734.9 | 1734.9 | 129.5195 | 1734.9 | 71.9 | 14.8 | 1734.9 | 129.5195 | 1734.9
1941 |  | 1747.1 | 126.812 | 1747.1 | 1747.1 | 126.812 | 1747.1 | 1747.1 | 126.812 | 1747.1 | 73 | 12.1 | 1747.1 | 126.812 | 1747.1
1942 |  | 1734.3 | 128.1001 | 1734.3 | 1734.3 | 128.1001 | 1734.3 | 1734.3 | 128.1001 | 1734.3 | 73.1 | 13.62 | 1734.3 | 128.1001 | 1734.3
1943 |  | 1674.9 | 126.7245 | 1674.9 | 1674.9 | 126.7245 | 1674.9 | 1674.9 | 126.7245 | 1674.9 | 71.5 | 16.16 | 1674.9 | 126.7245 | 1674.9
1944 |  | 1644.8 | 127.7896 | 1644.8 | 1644.8 | 127.7896 | 1644.8 | 1644.8 | 127.7896 | 1644.8 | 73 | 13.02 | 1644.8 | 127.7896 | 1644.8
1945 |  | 1621.4 | 129.5803 | 1621.4 | 1621.4 | 129.5803 | 1621.4 | 1621.4 | 129.5803 | 1621.4 | 72.8 | 12.56 | 1621.4 | 129.5803 | 1621.4
1946 |  | 1605.3 | 130.5411 | 1605.3 | 1605.3 | 130.5411 | 1605.3 | 1605.3 | 130.5411 | 1605.3 | 73.4 | 12.43 | 1605.3 | 130.5411 | 1605.3
1947 |  | 1628.3 | 127.4172 | 1628.3 | 1628.3 | 127.4172 | 1628.3 | 1628.3 | 127.4172 | 1628.3 | 73.2 | 16.52 | 1628.3 | 127.4172 | 1628.3
1948 |  | 1568.4 | 124.9447 | 1568.4 | 1568.4 | 124.9447 | 1568.4 | 1568.4 | 124.9447 | 1568.4 | 72.5 | 13.84 | 1568.4 | 124.9447 | 1568.4
1949 |  | 1578.3 | 127.9513 | 1578.3 | 1578.3 | 127.9513 | 1578.3 | 1578.3 | 127.9513 | 1578.3 | 72.7 | 9.84 | 1578.3 | 127.9513 | 1578.3
1950 |  | 1629 | 129.6821 | 1629 | 1629 | 129.6821 | 1629 | 1629 | 129.6821 | 1629 | 73.2 | 9.24 | 1629 | 129.6821 | 1629
1951 |  | 1508.6 | 127.0479 | 1508.6 | 1508.6 | 127.0479 | 1508.6 | 1508.6 | 127.0479 | 1508.6 | 71.6 | 14.73 | 1508.6 | 127.0479 | 1508.6
1952 |  | 1499.1 | 128.2898 | 1499.1 | 1499.1 | 128.2898 | 1499.1 | 1499.1 | 128.2898 | 1499.1 | 72.5 | 9.43 | 1499.1 | 128.2898 | 1499.1
1953 |  | 1507.9 | 127.7661 | 1507.9 | 1507.9 | 127.7661 | 1507.9 | 1507.9 | 127.7661 | 1507.9 | 72.2 | 15.62 | 1507.9 | 127.7661 | 1507.9
1954 |  | 1567.9 | 127.2134 | 1567.9 | 1567.9 | 127.2134 | 1567.9 | 1567.9 | 127.2134 | 1567.9 | 72.4 | 17.3 | 1567.9 | 127.2134 | 1567.9
1955 |  | 1568.7 | 121.9682 | 1568.7 | 1568.7 | 121.9682 | 1568.7 | 1568.7 | 121.9682 | 1568.7 | 71.4 | 14.59 | 1568.7 | 121.9682 | 1568.7
1956 |  | 1606.5 | 127.8719 | 1606.5 | 1606.5 | 127.8719 | 1606.5 | 1606.5 | 127.8719 | 1606.5 | 70.3 | 18.94 | 1606.5 | 127.8719 | 1606.5
1957 |  | 1639.1 | 123.8631 | 1639.1 | 1639.1 | 123.8631 | 1639.1 | 1639.1 | 123.8631 | 1639.1 | 70.8 | 15.49 | 1639.1 | 123.8631 | 1639.1
1958 |  | 1642 | 130.6623 | 1642 | 1642 | 130.6623 | 1642 | 1642 | 130.6623 | 1642 | 71.7 | 18.54 | 1642 | 130.6623 | 1642
1959 |  | 1606.3 | 131.2115 | 1606.3 | 1606.3 | 131.2115 | 1606.3 | 1606.3 | 131.2115 | 1606.3 | 73.3 | 14.65 | 1606.3 | 131.2115 | 1606.3
1960 |  | 1610.7 | 128.3883 | 1610.7 | 1610.7 | 128.3883 | 1610.7 | 1610.7 | 128.3883 | 1610.7 | 72.4 | 21.16 | 1610.7 | 128.3883 | 1610.7
1961 |  | 1679.4 | 130.4118 | 1679.4 | 1679.4 | 130.4118 | 1679.4 | 1679.4 | 130.4118 | 1679.4 | 73.4 | 16.43 | 1679.4 | 130.4118 | 1679.4
1962 |  | 1659.8 | 127.6086 | 1659.8 | 1659.8 | 127.6086 | 1659.8 | 1659.8 | 127.6086 | 1659.8 | 70.1 | 15.62 | 1659.8 | 127.6086 | 1659.8
1963 |  | 1808.7 | 129.4083 | 1808.7 | 1808.7 | 129.4083 | 1808.7 | 1808.7 | 129.4083 | 1808.7 | 71.7 | 14.41 | 1808.7 | 129.4083 | 1808.7
1964 |  | 1830.4 | 127.4811 | 1830.4 | 1830.4 | 127.4811 | 1830.4 | 1830.4 | 127.4811 | 1830.4 | 71.5 | 9.27 | 1830.4 | 127.4811 | 1830.4
1965 |  | 1791.5 | 125.7236 | 1791.5 | 1791.5 | 125.7236 | 1791.5 | 1791.5 | 125.7236 | 1791.5 | 71.8 | 14.42 | 1791.5 | 125.7236 | 1791.5
1966 |  | 1658.7 | 128.5333 | 1658.7 | 1658.7 | 128.5333 | 1658.7 | 1658.7 | 128.5333 | 1658.7 | 72.7 | 15.52 | 1658.7 | 128.5333 | 1658.7
1967 |  | 1655.8 | 129.3477 | 1655.8 | 1655.8 | 129.3477 | 1655.8 | 1655.8 | 129.3477 | 1655.8 | 71.9 | 15.17 | 1655.8 | 129.3477 | 1655.8
1968 |  | 1605.4 | 129.629 | 1605.4 | 1605.4 | 129.629 | 1605.4 | 1605.4 | 129.629 | 1605.4 | 71.3 | 19.02 | 1605.4 | 129.629 | 1605.4
1969 |  | 1519.6 | 127.8992 | 1519.6 | 1519.6 | 127.8992 | 1519.6 | 1519.6 | 127.8992 | 1519.6 | 72 | 16.45 | 1519.6 | 127.8992 | 1519.6
1970 |  | 1478.8 | 127.8165 | 1478.8 | 1478.8 | 127.8165 | 1478.8 | 1478.8 | 127.8165 | 1478.8 | 71.2 | 12.2 | 1478.8 | 127.8165 | 1478.8
1971 |  | 1448.1 | 126.9762 | 1448.1 | 1448.1 | 126.9762 | 1448.1 | 1448.1 | 126.9762 | 1448.1 | 71.6 | 13.06 | 1448.1 | 126.9762 | 1448.1
1972 |  | 1383.9 | 123.0208 | 1383.9 | 1383.9 | 123.0208 | 1383.9 | 1383.9 | 123.0208 | 1383.9 | 72.1 | 10.44 | 1383.9 | 123.0208 | 1383.9
1973 |  | 1361.4 | 121.4272 | 1361.4 | 1361.4 | 121.4272 | 1361.4 | 1361.4 | 121.4272 | 1361.4 | 72.1 | 15.5 | 1361.4 | 121.4272 | 1361.4
1974 |  | 1459.6 | 122.3447 | 1459.6 | 1459.6 | 122.3447 | 1459.6 | 1459.6 | 122.3447 | 1459.6 | 72.6 | 9.5 | 1459.6 | 122.3447 | 1459.6
1975 |  | 1388.6 | 120.8503 | 1388.6 | 1388.6 | 120.8503 | 1388.6 | 1388.6 | 120.8503 | 1388.6 | 71.8 | 12.5 | 1388.6 | 120.8503 | 1388.6
1976 |  | 1472 | 123.7014 | 1472 | 1472 | 123.7014 | 1472 | 1472 | 123.7014 | 1472 | 71.9 | 16.53 | 1472 | 123.7014 | 1472
1977 |  | 1472.9 | 124.1519 | 1472.9 | 1472.9 | 124.1519 | 1472.9 | 1472.9 | 124.1519 | 1472.9 | 71.4 | 17.16 | 1472.9 | 124.1519 | 1472.9
1978 |  | 1472.7 | 124.5127 | 1472.7 | 1472.7 | 124.5127 | 1472.7 | 1472.7 | 124.5127 | 1472.7 | 70.6 | 12.1 | 1472.7 | 124.5127 | 1472.7
1979 |  | 1467.9 | 123.1897 | 1467.9 | 1467.9 | 123.1897 | 1467.9 | 1467.9 | 123.1897 | 1467.9 | 71.8 | 13.67 | 1467.9 | 123.1897 | 1467.9
1980 |  | 1509.4 | 124.8089 | 1509.4 | 1509.4 | 124.8089 | 1509.4 | 1509.4 | 124.8089 | 1509.4 | 71.1 | 15.18 | 1509.4 | 124.8089 | 1509.4
1981 |  | 1532.9 | 124.9552 | 1532.9 | 1532.9 | 124.9552 | 1532.9 | 1532.9 | 124.9552 | 1532.9 | 69.1 | 17.67 | 1532.9 | 124.9552 | 1532.9
1982 |  | 1524.1 | 130.4874 | 1524.1 | 1524.1 | 130.4874 | 1524.1 | 1524.1 | 130.4874 | 1524.1 | 69.6 | 12.68 | 1524.1 | 130.4874 | 1524.1
1983 |  | 1572.6 | 126.555 | 1572.6 | 1572.6 | 127.1624 | 1572.6 | 1572.6 | 126.555 | 1572.6 | 72 | 16.69 | 1572.6 | 126.555 | 1572.6
1984 |  | 1576.9 | 123.8373 | 1576.9 | 1576.9 | 123.8373 | 1576.9 | 1576.9 | 123.8373 | 1576.9 | 71.3 | 16.89 | 1576.9 | 123.8373 | 1576.9
1985 |  | 1620 | 127.3224 | 1620 | 1620 | 127.3224 | 1620 | 1620 | 127.3224 | 1620 | 71.5 | 14.83 | 1620 | 127.3224 | 1620
1986 |  | 1564.6 | 126.1948 | 1564.6 | 1564.6 | 126.1948 | 1564.6 | 1564.6 | 126.1948 | 1564.6 | 72.5 | 10.35 | 1564.6 | 126.1948 | 1564.6
1987 |  | 1827 | 130.6923 | 1827 | 1827 | 130.6923 | 1827 | 1827 | 130.6923 | 1827 | 71.3 | 11.03 | 1827 | 130.6923 | 1827
1988 |  | 1865.2 | 126.7638 | 1865.2 | 1865.2 | 126.7638 | 1865.2 | 1865.2 | 126.7638 | 1865.2 | 72.3 | 8.97 | 1865.2 | 126.7638 | 1865.2
1989 |  | 1828.9 | 127.1529 | 1828.9 | 1828.9 | 127.1529 | 1828.9 | 1828.9 | 127.1529 | 1828.9 | 72.3 | 8.98 | 1828.9 | 127.1529 | 1828.9
1990 |  | 1800 | 129.5343 | 1800 | 1800 | 129.5343 | 1800 | 1800 | 129.5343 | 1800 | 72 | 14.82 | 1800 | 129.5343 | 1800
1991 |  | 1759.1 | 129.414 | 1759.1 | 1759.1 | 129.414 | 1759.1 | 1759.1 | 129.414 | 1759.1 | 73 | 15.29 | 1759.1 | 129.414 | 1759.1
1992 |  | 1675.3 | 130.3886 | 1675.3 | 1675.3 | 130.3886 | 1675.3 | 1675.3 | 130.3886 | 1675.3 | 72.2 | 13.46 | 1675.3 | 130.3886 | 1675.3
1993 |  | 1636 | 130.9113 | 1636 | 1636 | 130.9113 | 1636 | 1636 | 130.9113 | 1636 | 73.1 | 13.92 | 1636 | 130.9113 | 1636
1994 |  | 1600 | 127.4928 | 1600 | 1600 | 127.4928 | 1600 | 1600 | 127.4928 | 1600 | 72.8 | 14.12 | 1600 | 127.4928 | 1600
1995 |  | 1558.1 | 130.7559 | 1558.1 | 1558.1 | 130.7559 | 1558.1 | 1558.1 | 130.7559 | 1558.1 | 71.7 | 15.19 | 1558.1 | 130.7559 | 1558.1
1996 |  | 1561.3 | 130.2099 | 1561.3 | 1561.3 | 130.2099 | 1561.3 | 1561.3 | 130.2099 | 1561.3 | 72 | 14.99 | 1561.3 | 130.2099 | 1561.3
1997 |  | 1570.3 | 129.7653 | 1570.3 | 1570.3 | 129.7653 | 1570.3 | 1570.3 | 129.7653 | 1570.3 | 72.4 | 13.19 | 1570.3 | 129.7653 | 1570.3
1998 |  | 1536.9 | 128.627 | 1536.9 | 1536.9 | 128.627 | 1536.9 | 1536.9 | 128.627 | 1536.9 | 71 | 9.25 | 1536.9 | 128.627 | 1536.9
1999 |  | 1439 | 122.1522 | 1439 | 1439 | 122.1522 | 1439 | 1439 | 122.1522 | 1439 | 71.9 | 7.98 | 1439 | 122.1522 | 1439
2000 |  | 1447.6 | 123.8532 | 1447.6 | 1447.6 | 123.8532 | 1447.6 | 1447.6 | 123.8532 | 1447.6 | 72.1 | 8.34 | 1447.6 | 123.8532 | 1447.6
2001 |  | 1457.3 | 127.0053 | 1457.3 | 1457.3 | 127.0053 | 1457.3 | 1457.3 | 127.0053 | 1457.3 | 72.2 | 11.37 | 1457.3 | 127.0053 | 1457.3
2002 |  | 1416.2 | 126.4156 | 1416.2 | 1416.2 | 126.4156 | 1416.2 | 1416.2 | 126.4156 | 1416.2 | 71.9 | 11.7 | 1416.2 | 126.4156 | 1416.2
2003 |  | 1501.4 | 129.8123 | 1501.4 | 1501.4 | 129.8123 | 1501.4 | 1501.4 | 129.8123 | 1501.4 | 71.6 | 12.73 | 1501.4 | 129.8123 | 1501.4
2004 |  | 1530.3 | 129.1864 | 1530.3 | 1530.3 | 129.1864 | 1530.3 | 1530.3 | 129.1864 | 1530.3 | 72.3 | 13.35 | 1530.3 | 129.1864 | 1530.3
2005 |  | 1545.1 | 129.0971 | 1545.1 | 1545.1 | 129.0971 | 1545.1 | 1545.1 | 129.0971 | 1545.1 | 71 | 12.29 | 1545.1 | 129.0971 | 1545.1
2006 |  | 1522.8 | 129.6927 | 1522.8 | 1522.8 | 129.6927 | 1522.8 | 1522.8 | 129.6927 | 1522.8 | 72.9 | 9.85 | 1522.8 | 129.6927 | 1522.8
2007 |  | 1567 | 126.0727 | 1567 | 1567 | 126.0727 | 1567 | 1567 | 126.0727 | 1567 | 71.3 | 11.76 | 1567 | 126.0727 | 1567
2008 |  | 1526.3 | 127.7877 | 1526.3 | 1526.3 | 127.7877 | 1526.3 | 1526.3 | 127.7877 | 1526.3 | 72.3 | 12.13 | 1526.3 | 127.7877 | 1526.3
2009 |  | 1509.5 | 127.6656 | 1509.5 | 1509.5 | 127.6656 | 1509.5 | 1509.5 | 127.6656 | 1509.5 | 72.7 | 11.87 | 1509.5 | 127.6656 | 1509.5
2010 |  | 1578.1 | 128.6017 | 1578.1 | 1578.1 | 128.6017 | 1578.1 | 1578.1 | 128.6017 | 1578.1 | 72.2 | 10.88 | 1578.1 | 128.6017 | 1578.1
2011 |  | 1803.9 | 129.2756 | 1803.9 | 1803.9 | 129.2756 | 1803.9 | 1803.9 | 129.2756 | 1803.9 | 72.2 | 11.37 | 1803.9 | 129.2756 | 1803.9
2012 |  | 1828.9 | 129.0093 | 1828.9 | 1828.9 | 129.0093 | 1828.9 | 1828.9 | 129.0093 | 1828.9 | 72.9 | 10.105 | 1828.9 | 129.0093 | 1828.9
2013 |  | 1822.1 | 128.665 | 1822.1 | 1822.1 | 128.665 | 1822.1 | 1822.1 | 128.665 | 1822.1 | 71.6 | 9.41 | 1822.1 | 128.665 | 1822.1
2014 |  | 1767.9 | 129.6936 | 1767.9 | 1767.9 | 129.6936 | 1767.9 | 1767.9 | 129.6936 | 1767.9 | 71.4 | 11.635 | 1767.9 | 129.6936 | 1767.9
2015 |  | 1747.2 | 129.6904 | 1747.2 | 1747.2 | 129.6904 | 1747.2 | 1747.2 | 129.6904 | 1747.2 | 72.6 | 12.09 | 1747.2 | 129.6904 | 1747.2
2016 |  | 1691.1 | 130.3717 | 1691.1 | 1691.1 | 130.3717 | 1691.1 | 1691.1 | 130.3717 | 1691.1 | 71.9 | 11.185 | 1691.1 | 130.3717 | 1691.1
2017 |  | 1605.1 | 128.0361 | 1605.1 | 1605.1 | 128.0361 | 1605.1 | 1605.1 | 128.0361 | 1605.1 | 72.7 | 9.54 | 1605.1 | 128.0361 | 1605.1
2018 |  | 1607.3 | 128.8841 | 1607.3 | 1607.3 | 128.8841 | 1607.3 | 1607.3 | 128.8841 | 1607.3 | 71.5 | 9.31 | 1607.3 | 128.8841 | 1607.3
2019 |  | 1584.7 | 129.0358 | 1584.7 | 1584.7 | 129.0358 | 1584.7 | 1584.7 | 129.0358 | 1584.7 | 72.6 | 8.66 | 1584.7 | 129.0358 | 1584.7
2020 |  | 1548.9 | 128.9708 | 1548.9 | 1548.9 | 128.9708 | 1548.9 | 1548.9 | 128.9708 | 1548.9 | 72.9 | 8.7 | 1548.9 | 128.9708 | 1548.9
2021 |  | 1548.6 | 128.2358 | 1548.6 | 1548.6 | 128.2358 | 1548.6 | 1548.6 | 128.2358 | 1548.6 | 71.5 | 8.3 | 1548.6 | 128.2358 | 1548.6
2022 |  | 1504 | 132.0063 | 1504 | 1504 | 132.0063 | 1504 | 1504 | 132.0063 | 1504 | 72.4 | 8.17 | 1504 | 132.0063 | 1504
2023 |  | 1371.8 | 128.6593 | 1371.8 | 1371.8 | 128.6593 | 1371.8 | 1371.8 | 128.6593 | 1371.8 | 71.7 | 7.35 | 1371.8 | 128.6593 | 1371.8
2024 |  | 1401.7 | 125.6755 | 1401.7 | 1401.7 | 125.6755 | 1401.7 | 1401.7 | 125.6755 | 1401.7 | 72.3 | 7.76 | 1401.7 | 125.6755 | 1401.7
2025 |  | 1439.7 | 128.1736 | 1439.7 | 1439.7 | 128.1736 | 1439.7 | 1439.7 | 128.1736 | 1439.7 | 71.9 | 10.94 | 1439.7 | 128.1736 | 1439.7
2026 |  | 1490.9 | 127.6702 | 1490.9 | 1490.9 | 127.6702 | 1490.9 | 1490.9 | 127.6702 | 1490.9 | 71.9 | 9.16 | 1490.9 | 127.6702 | 1490.9
2027 |  | 1512.4 | 128.0973 | 1512.4 | 1512.4 | 128.0973 | 1512.4 | 1512.4 | 128.0973 | 1512.4 | 71.6 | 10.79 | 1512.4 | 128.0973 | 1512.4
2028 |  | 1522.2 | 130.333 | 1522.2 | 1522.2 | 130.333 | 1522.2 | 1522.2 | 130.333 | 1522.2 | 71.8 | 12.29 | 1522.2 | 130.333 | 1522.2
2029 |  | 1554.5 | 126.6851 | 1554.5 | 1554.5 | 126.6851 | 1554.5 | 1554.5 | 126.6851 | 1554.5 | 72.3 | 12.13 | 1554.5 | 126.6851 | 1554.5
2030 |  | 1487.7 | 127.4905 | 1487.7 | 1487.7 | 127.4905 | 1487.7 | 1487.7 | 127.4905 | 1487.7 | 72.3 | 9.94 | 1487.7 | 127.4905 | 1487.7
2031 |  | 1503.5 | 128.6269 | 1503.5 | 1503.5 | 128.6269 | 1503.5 | 1503.5 | 128.6269 | 1503.5 | 71.3 | 10.53 | 1503.5 | 128.6269 | 1503.5
2032 |  | 1484.6 | 127.7735 | 1484.6 | 1484.6 | 127.7735 | 1484.6 | 1484.6 | 127.7735 | 1484.6 | 71.8 | 9.7 | 1484.6 | 127.7735 | 1484.6
2033 |  | 1497.4 | 117.457 | 1497.4 | 1497.4 | 117.457 | 1497.4 | 1497.4 | 117.457 | 1497.4 | 71.9 | 11.7 | 1497.4 | 117.457 | 1497.4
2034 |  | 1541 | 101.3052 | 1541 | 1541 | 101.3052 | 1541 | 1541 | 101.3052 | 1541 | 72.3 | 10.62 | 1541 | 101.3052 | 1541
2035 |  | 1797.3 | 103.4747 | 1797.3 | 1797.3 | 103.4747 | 1797.3 | 1797.3 | 103.4747 | 1797.3 | 68.2 | 11.71 | 1797.3 | 103.4747 | 1797.3
2036 |  | 1733.5 | 96.9113 | 1733.5 | 1733.5 | 96.9113 | 1733.5 | 1733.5 | 96.9113 | 1733.5 | 71.2 | 11.24 | 1733.5 | 96.9113 | 1733.5
2037 |  | 1731.4 | 99.4653 | 1731.4 | 1731.4 | 99.4653 | 1731.4 | 1731.4 | 99.4653 | 1731.4 | 70.6 | 9.84 | 1731.4 | 99.4653 | 1731.4
2038 |  | 1718.1 | 104.818 | 1718.1 | 1718.1 | 104.818 | 1718.1 | 1718.1 | 104.818 | 1718.1 | 71.6 | 8.45 | 1718.1 | 104.818 | 1718.1
2039 |  | 1780.9 | 131.3837 | 1780.9 | 1780.9 | 131.3837 | 1780.9 | 1780.9 | 131.3837 | 1780.9 | 72.1 | 8.89 | 1780.9 | 131.3837 | 1780.9
2040 |  | 1686.3 | 128.0164 | 1686.3 | 1686.3 | 128.0164 | 1686.3 | 1686.3 | 128.0164 | 1686.3 | 71.4 | 8.91 | 1686.3 | 128.0164 | 1686.3
2041 |  | 1632.3 | 128.6483 | 1632.3 | 1632.3 | 128.6483 | 1632.3 | 1632.3 | 128.6483 | 1632.3 | 71.2 | 8.14 | 1632.3 | 128.6483 | 1632.3
2042 |  | 1634.1 | 127.1623 | 1634.1 | 1634.1 | 127.1623 | 1634.1 | 1634.1 | 127.1623 | 1634.1 | 71.1 | 8.12 | 1634.1 | 127.1623 | 1634.1
2043 |  | 1622.7 | 129.4496 | 1622.7 | 1622.7 | 129.4496 | 1622.7 | 1622.7 | 129.4496 | 1622.7 | 71 | 8.67 | 1622.7 | 129.4496 | 1622.7
2044 |  | 1603.4 | 130.1573 | 1603.4 | 1603.4 | 130.1573 | 1603.4 | 1603.4 | 130.1573 | 1603.4 | 70.8 | 8.04 | 1603.4 | 130.1573 | 1603.4
2045 |  | 1586.8 | 129.8004 | 1586.8 | 1586.8 | 129.8004 | 1586.8 | 1586.8 | 129.8004 | 1586.8 | 70.8 | 8.14 | 1586.8 | 129.8004 | 1586.8
2046 |  | 1591.7 | 127.1625 | 1591.7 | 1591.7 | 127.1625 | 1591.7 | 1591.7 | 127.1625 | 1591.7 | 71 | 7.71 | 1591.7 | 127.1625 | 1591.7
2047 |  | 1479.7 | 127.7587 | 1479.7 | 1479.7 | 127.7587 | 1479.7 | 1479.7 | 127.7587 | 1479.7 | 70.4 | 7.09 | 1479.7 | 127.7587 | 1479.7
2048 |  | 1482.7 | 132.6514 | 1482.7 | 1482.7 | 132.6514 | 1482.7 | 1482.7 | 132.6514 | 1482.7 | 69.5 | 7.17 | 1482.7 | 132.6514 | 1482.7
2049 |  | 1431 | 129.5229 | 1431 | 1431 | 129.5229 | 1431 | 1431 | 129.5229 | 1431 | 71.1 | 6.85 | 1431 | 129.5229 | 1431
2050 |  | 1356.7 | 104.8491 | 1356.7 | 1356.7 | 104.8491 | 1356.7 | 1356.7 | 104.8491 | 1356.7 | 70.9 | 7.72 | 1356.7 | 104.8491 | 1356.7
2051 |  | 1373.5 | 104.1212 | 1373.5 | 1373.5 | 104.1212 | 1373.5 | 1373.5 | 104.1212 | 1373.5 | 71.1 | 7.79 | 1373.5 | 104.1212 | 1373.5
2052 |  | 1350.3 | 97.1583 | 1350.3 | 1350.3 | 97.1583 | 1350.3 | 1350.3 | 97.1583 | 1350.3 | 71.9 | 7.8 | 1350.3 | 97.1583 | 1350.3
2053 |  | 1481 | 123.4308 | 1481 | 1481 | 123.4308 | 1481 | 1481 | 123.4308 | 1481 | 71.3 | 7.85 | 1481 | 123.4308 | 1481
2054 |  | 1523.6 | 128.9824 | 1523.6 | 1523.6 | 125.6482 | 1523.6 | 1523.6 | 128.9824 | 1523.6 | 71.6 | 7.82 | 1523.6 | 128.9824 | 1523.6
2055 |  | 1537 | 127.8656 | 1537 | 1537 | 127.8656 | 1537 | 1537 | 127.8656 | 1537 | 71.5 | 7.56 | 1537 | 127.8656 | 1537
2056 |  | 1548.8 | 128.8417 | 1548.8 | 1548.8 | 128.8417 | 1548.8 | 1548.8 | 128.8417 | 1548.8 | 71.3 | 7.51 | 1548.8 | 128.8417 | 1548.8
2057 |  | 1536.6 | 130.6644 | 1536.6 | 1536.6 | 130.6644 | 1536.6 | 1536.6 | 130.6644 | 1536.6 | 71.8 | 7.33 | 1536.6 | 130.6644 | 1536.6
2058 |  | 1612 | 136.8064 | 1612 | 1612 | 136.8064 | 1612 | 1612 | 136.8064 | 1612 | 71.8 | 7.62 | 1612 | 136.8064 | 1612
2059 |  | 1816.8 | 129.847 | 1816.8 | 1816.8 | 129.847 | 1816.8 | 1816.8 | 129.847 | 1816.8 | 70.3 | 11.17 | 1816.8 | 129.847 | 1816.8
2060 |  | 1842.6 | 125.0239 | 1842.6 | 1842.6 | 125.0239 | 1842.6 | 1842.6 | 125.0239 | 1842.6 | 71.4 | 7.41 | 1842.6 | 125.0239 | 1842.6
2061 |  | 1830.8 | 124.7189 | 1830.8 | 1830.8 | 124.7189 | 1830.8 | 1830.8 | 124.7189 | 1830.8 | 71.7 | 7.48 | 1830.8 | 124.7189 | 1830.8
2062 |  | 1805.2 | 125.7759 | 1805.2 | 1805.2 | 125.7759 | 1805.2 | 1805.2 | 125.7759 | 1805.2 | 72.3 | 7.57 | 1805.2 | 125.7759 | 1805.2
2063 |  | 1717.7 | 129.9847 | 1717.7 | 1717.7 | 129.9847 | 1717.7 | 1717.7 | 129.9847 | 1717.7 | 72.3 | 9.6 | 1717.7 | 129.9847 | 1717.7
2064 |  | 1632.1 | 130.0228 | 1632.1 | 1632.1 | 130.0228 | 1632.1 | 1632.1 | 130.0228 | 1632.1 | 71.7 | 7.19 | 1632.1 | 130.0228 | 1632.1
2065 |  | 1567.4 | 128.4618 | 1567.4 | 1567.4 | 128.4618 | 1567.4 | 1567.4 | 128.4618 | 1567.4 | 71.3 | 7.73 | 1567.4 | 128.4618 | 1567.4
2066 |  | 1600 | 130.0323 | 1600 | 1600 | 130.0323 | 1600 | 1600 | 130.0323 | 1600 | 71.4 | 7.57 | 1600 | 130.0323 | 1600
2067 |  | 1568.3 | 130.0075 | 1568.3 | 1568.3 | 130.0075 | 1568.3 | 1568.3 | 130.0075 | 1568.3 | 71.1 | 7.75 | 1568.3 | 130.0075 | 1568.3
2068 |  | 1535.5 | 129.329 | 1535.5 | 1535.5 | 129.329 | 1535.5 | 1535.5 | 129.329 | 1535.5 | 71.6 | 7.31 | 1535.5 | 129.329 | 1535.5
2069 |  | 1478.7 | 131.3645 | 1478.7 | 1478.7 | 131.3645 | 1478.7 | 1478.7 | 131.3645 | 1478.7 | 71.7 | 7.67 | 1478.7 | 131.3645 | 1478.7
2070 |  | 1464 | 131.9807 | 1464 | 1464 | 131.9807 | 1464 | 1464 | 131.9807 | 1464 | 72.3 | 7.88 | 1464 | 131.9807 | 1464
2071 |  | 1471.9 | 129.3056 | 1471.9 | 1471.9 | 129.3056 | 1471.9 | 1471.9 | 129.3056 | 1471.9 | 72.2 | 7.86 | 1471.9 | 129.3056 | 1471.9
2072 |  | 1370.3 | 128.3045 | 1370.3 | 1370.3 | 128.3045 | 1370.3 | 1370.3 | 128.3045 | 1370.3 | 71.9 | 8.55 | 1370.3 | 128.3045 | 1370.3
2073 |  | 1452.7 | 128.7883 | 1452.7 | 1452.7 | 128.7883 | 1452.7 | 1452.7 | 128.7883 | 1452.7 | 72.2 | 8.85 | 1452.7 | 128.7883 | 1452.7
2074 |  | 1492.4 | 128.2258 | 1492.4 | 1492.4 | 128.2258 | 1492.4 | 1492.4 | 128.2258 | 1492.4 | 72.5 | 8.98 | 1492.4 | 128.2258 | 1492.4
2075 |  | 1431.3 | 128.7512 | 1431.3 | 1431.3 | 128.7512 | 1431.3 | 1431.3 | 128.7512 | 1431.3 | 72.2 | 9.79 | 1431.3 | 128.7512 | 1431.3
2076 |  | 1456 | 130.9574 | 1456 | 1456 | 130.9574 | 1456 | 1456 | 130.9574 | 1456 | 71.9 | 9.88 | 1456 | 130.9574 | 1456
2077 |  | 1488.9 | 131.0535 | 1488.9 | 1488.9 | 131.0535 | 1488.9 | 1488.9 | 131.0535 | 1488.9 | 72.1 | 9.25 | 1488.9 | 131.0535 | 1488.9
2078 |  | 1501 | 130.7878 | 1501 | 1501 | 130.7878 | 1501 | 1501 | 130.7878 | 1501 | 72.1 | 9.49 | 1501 | 130.7878 | 1501
2079 |  | 1502 | 131.3976 | 1502 | 1502 | 131.3976 | 1502 | 1502 | 131.3976 | 1502 | 71.5 | 11.82 | 1502 | 131.3976 | 1502
2080 |  | 1499.5 | 126.7386 | 1499.5 | 1499.5 | 126.7386 | 1499.5 | 1499.5 | 126.7386 | 1499.5 | 71.7 | 11.7 | 1499.5 | 126.7386 | 1499.5
2081 |  | 1478.1 | 128.5399 | 1478.1 | 1478.1 | 128.5399 | 1478.1 | 1478.1 | 128.5399 | 1478.1 | 72.3 | 11.43 | 1478.1 | 128.5399 | 1478.1
2082 |  | 1560.6 | 127.6912 | 1560.6 | 1560.6 | 127.6912 | 1560.6 | 1560.6 | 127.6912 | 1560.6 | 71.1 | 8.66 | 1560.6 | 127.6912 | 1560.6
2083 |  | 1796.6 | 133.9266 | 1796.6 | 1796.6 | 133.9266 | 1796.6 | 1796.6 | 133.9266 | 1796.6 | 72.1 | 10.63 | 1796.6 | 133.9266 | 1796.6
2084 |  | 1821.2 | 128.3379 | 1821.2 | 1821.2 | 128.3379 | 1821.2 | 1821.2 | 128.3379 | 1821.2 | 72.5 | 8.32 | 1821.2 | 128.3379 | 1821.2
2085 |  | 1795.6 | 127.0965 | 1795.6 | 1795.6 | 127.0965 | 1795.6 | 1795.6 | 127.0965 | 1795.6 | 72.2 | 8.76 | 1795.6 | 127.0965 | 1795.6
2086 |  | 1758.4 | 128.535 | 1758.4 | 1758.4 | 128.535 | 1758.4 | 1758.4 | 128.535 | 1758.4 | 71.4 | 8.82 | 1758.4 | 128.535 | 1758.4
2087 |  | 1717.9 | 129.1522 | 1717.9 | 1717.9 | 129.1522 | 1717.9 | 1717.9 | 129.1522 | 1717.9 | 72.4 | 8.05 | 1717.9 | 129.1522 | 1717.9
2088 |  | 1660.3 | 134.2599 | 1660.3 | 1660.3 | 134.2599 | 1660.3 | 1660.3 | 134.2599 | 1660.3 | 72.6 | 9.03 | 1660.3 | 134.2599 | 1660.3
2089 |  | 1614 | 130.1011 | 1614 | 1614 | 130.1011 | 1614 | 1614 | 130.1011 | 1614 | 72.6 | 9.13 | 1614 | 130.1011 | 1614
2090 |  | 1585.7 | 130.0576 | 1585.7 | 1585.7 | 130.0576 | 1585.7 | 1585.7 | 130.0576 | 1585.7 | 73.2 | 8.41 | 1585.7 | 130.0576 | 1585.7
2091 |  | 1583.7 | 129.8083 | 1583.7 | 1583.7 | 129.8083 | 1583.7 | 1583.7 | 129.8083 | 1583.7 | 73.1 | 8.43 | 1583.7 | 129.8083 | 1583.7
2092 |  | 1584.6 | 129.0624 | 1584.6 | 1584.6 | 129.0624 | 1584.6 | 1584.6 | 129.0624 | 1584.6 | 72.9 | 8.6 | 1584.6 | 129.0624 | 1584.6
2093 |  | 1593.7 | 128.7927 | 1593.7 | 1593.7 | 128.7927 | 1593.7 | 1593.7 | 128.7927 | 1593.7 | 72.9 | 8.63 | 1593.7 | 128.7927 | 1593.7
2094 |  | 1609.1 | 128.0267 | 1609.1 | 1609.1 | 128.0267 | 1609.1 | 1609.1 | 128.0267 | 1609.1 | 72.2 | 8.61 | 1609.1 | 128.0267 | 1609.1
2095 |  | 1538.7 | 128.2305 | 1538.7 | 1538.7 | 128.2305 | 1538.7 | 1538.7 | 128.2305 | 1538.7 | 71.5 | 8.98 | 1538.7 | 128.2305 | 1538.7
2096 |  | 1510.9 | 126.7356 | 1510.9 | 1510.9 | 126.7356 | 1510.9 | 1510.9 | 126.7356 | 1510.9 | 72.5 | 9.71 | 1510.9 | 126.7356 | 1510.9
2097 |  | 1632.2 | 131.4526 | 1632.2 | 1632.2 | 131.4526 | 1632.2 | 1632.2 | 131.4526 | 1632.2 | 70.5 | 15 | 1632.2 | 131.4526 | 1632.2
2098 |  | 1679.9 | 131.4231 | 1679.9 | 1679.9 | 131.4231 | 1679.9 | 1679.9 | 131.4231 | 1679.9 | 71.8 | 23.07 | 1679.9 | 131.4231 | 1679.9
2099 |  | 1648 | 132.3535 | 1648 | 1648 | 132.3535 | 1648 | 1648 | 132.3535 | 1648 | 72.4 | 17.52 | 1648 | 132.3535 | 1648
2100 |  | 1601.6 | 133.5635 | 1601.6 | 1601.6 | 133.5635 | 1601.6 | 1601.6 | 133.5635 | 1601.6 | 72.7 | 12.22 | 1601.6 | 133.5635 | 1601.6
2101 |  | 1604.4 | 133.0508 | 1604.4 | 1604.4 | 133.0508 | 1604.4 | 1604.4 | 133.0508 | 1604.4 | 72.5 | 17.7 | 1604.4 | 133.0508 | 1604.4
2102 |  | 1678.8 | 133.6193 | 1678.8 | 1678.8 | 133.6193 | 1678.8 | 1678.8 | 133.6193 | 1678.8 | 72.3 | 17.61 | 1678.8 | 133.6193 | 1678.8
2103 |  | 1658.9 | 132.5424 | 1658.9 | 1658.9 | 132.5424 | 1658.9 | 1658.9 | 132.5424 | 1658.9 | 72.6 | 15.42 | 1658.9 | 132.5424 | 1658.9
2104 |  | 1689.2 | 130.3509 | 1689.2 | 1689.2 | 130.3509 | 1689.2 | 1689.2 | 130.3509 | 1689.2 | 72.6 | 10.7 | 1689.2 | 130.3509 | 1689.2
2105 |  | 1720.2 | 131.5001 | 1720.2 | 1720.2 | 131.5001 | 1720.2 | 1720.2 | 131.5001 | 1720.2 | 73.5 | 20.4 | 1720.2 | 131.5001 | 1720.2
2106 |  | 1660.3 | 129.359 | 1660.3 | 1660.3 | 129.359 | 1660.3 | 1660.3 | 129.359 | 1660.3 | 72.1 | 9.7 | 1660.3 | 129.359 | 1660.3
2107 |  | 1818.4 | 132.602 | 1818.4 | 1818.4 | 132.602 | 1818.4 | 1818.4 | 132.602 | 1818.4 | 73.2 | 10.62 | 1818.4 | 132.602 | 1818.4
2108 |  | 1863.7 | 130.5657 | 1863.7 | 1863.7 | 130.5657 | 1863.7 | 1863.7 | 130.5657 | 1863.7 | 71.9 | 8.93 | 1863.7 | 130.5657 | 1863.7
2109 |  | 1860.9 | 129.3381 | 1860.9 | 1860.9 | 129.3381 | 1860.9 | 1860.9 | 129.3381 | 1860.9 | 73 | 11.76 | 1860.9 | 129.3381 | 1860.9
2110 |  | 1840.3 | 129.3612 | 1840.3 | 1840.3 | 129.3612 | 1840.3 | 1840.3 | 129.3612 | 1840.3 | 73.1 | 13.22 | 1840.3 | 129.3612 | 1840.3
2111 |  | 1766.4 | 129.8582 | 1766.4 | 1766.4 | 129.8582 | 1766.4 | 1766.4 | 129.8582 | 1766.4 | 71.5 | 12.88 | 1766.4 | 129.8582 | 1766.4
2112 |  | 1762.3 | 127.887 | 1762.3 | 1762.3 | 127.887 | 1762.3 | 1762.3 | 127.887 | 1762.3 | 73 | 7.82 | 1762.3 | 127.887 | 1762.3
2113 |  | 1721.9 | 129.3003 | 1721.9 | 1721.9 | 129.3003 | 1721.9 | 1721.9 | 129.3003 | 1721.9 | 72.8 | 13.54 | 1721.9 | 129.3003 | 1721.9
2114 |  | 1693.3 | 131.622 | 1693.3 | 1693.3 | 131.622 | 1693.3 | 1693.3 | 131.622 | 1693.3 | 73.4 | 11.88 | 1693.3 | 131.622 | 1693.3
2115 |  | 1677.9 | 132.1122 | 1677.9 | 1677.9 | 132.1122 | 1677.9 | 1677.9 | 132.1122 | 1677.9 | 73.2 | 15.79 | 1677.9 | 132.1122 | 1677.9
2116 |  | 1652.9 | 130.1726 | 1652.9 | 1652.9 | 130.1726 | 1652.9 | 1652.9 | 130.1726 | 1652.9 | 72.5 | 13.48 | 1652.9 | 130.1726 | 1652.9
2117 |  | 1685.7 | 135.9731 | 1685.7 | 1685.7 | 135.9731 | 1685.7 | 1685.7 | 135.9731 | 1685.7 | 72.7 | 14.23 | 1685.7 | 135.9731 | 1685.7
2118 |  | 1710.2 | 129.8982 | 1710.2 | 1710.2 | 129.8982 | 1710.2 | 1710.2 | 129.8982 | 1710.2 | 73.2 | 10.05 | 1710.2 | 129.8982 | 1710.2
2119 |  | 1570 | 128.3986 | 1570 | 1570 | 128.3986 | 1570 | 1570 | 128.3986 | 1570 | 71.6 | 8.25 | 1570 | 128.3986 | 1570
2120 |  | 1592.5 | 125.3302 | 1592.5 | 1592.5 | 125.3302 | 1592.5 | 1592.5 | 125.3302 | 1592.5 | 72.5 | 9.06 | 1592.5 | 125.3302 | 1592.5
2121 |  | 1666 | 112.7986 | 1666 | 1666 | 112.7986 | 1666 | 1666 | 112.7986 | 1666 | 72.2 | 16.31 | 1666 | 112.7986 | 1666
2122 |  | 1691.7 | 93.8727 | 1691.7 | 1691.7 | 93.8727 | 1691.7 | 1691.7 | 93.8727 | 1691.7 | 72.4 | 22.99 | 1691.7 | 93.8727 | 1691.7
2123 |  | 1684 | 87.6855 | 1684 | 1684 | 87.6855 | 1684 | 1684 | 87.6855 | 1684 | 71.4 | 17.51 | 1684 | 87.6855 | 1684
2124 |  | 1708.7 | 86.1514 | 1708.7 | 1708.7 | 86.1514 | 1708.7 | 1708.7 | 86.1514 | 1708.7 | 70.3 | 15.31 | 1708.7 | 86.1514 | 1708.7
2125 |  | 1659.5 | 88.0571 | 1659.5 | 1659.5 | 88.0571 | 1659.5 | 1659.5 | 88.0571 | 1659.5 | 70.8 | 11.73 | 1659.5 | 88.0571 | 1659.5
2126 |  | 1640.5 | 87.593 | 1640.5 | 1640.5 | 87.593 | 1640.5 | 1640.5 | 87.593 | 1640.5 | 71.7 | 15.02 | 1640.5 | 87.593 | 1640.5
2127 |  | 1692.3 | 87.106 | 1692.3 | 1692.3 | 87.106 | 1692.3 | 1692.3 | 87.106 | 1692.3 | 73.3 | 11.84 | 1692.3 | 87.106 | 1692.3
2128 |  | 1738.2 | 89.2936 | 1738.2 | 1738.2 | 89.2936 | 1738.2 | 1738.2 | 89.2936 | 1738.2 | 72.4 | 10.81 | 1738.2 | 89.2936 | 1738.2
2129 |  | 1706.3 | 91.6277 | 1706.3 | 1706.3 | 91.6277 | 1706.3 | 1706.3 | 91.6277 | 1706.3 | 73.4 | 14.29 | 1706.3 | 91.6277 | 1706.3
2130 |  | 1612.2 | 91.6724 | 1612.2 | 1612.2 | 91.6724 | 1612.2 | 1612.2 | 91.6724 | 1612.2 | 70.1 | 16.57 | 1612.2 | 91.6724 | 1612.2
2131 |  | 1895.7 | 95.4338 | 1895.7 | 1895.7 | 95.4338 | 1895.7 | 1895.7 | 95.4338 | 1895.7 | 71.7 | 9.91 | 1895.7 | 95.4338 | 1895.7
2132 |  | 1941.9 | 103.1234 | 1941.9 | 1941.9 | 103.1234 | 1941.9 | 1941.9 | 103.1234 | 1941.9 | 71.5 | 8.62 | 1941.9 | 103.1234 | 1941.9
2133 |  | 1964 | 106.516 | 1964 | 1964 | 106.516 | 1964 | 1964 | 106.516 | 1964 | 71.8 | 11.18 | 1964 | 106.516 | 1964
2134 |  | 1868.3 | 106.8507 | 1868.3 | 1868.3 | 106.8507 | 1868.3 | 1868.3 | 106.8507 | 1868.3 | 72.7 | 12.02 | 1868.3 | 106.8507 | 1868.3
2135 |  | 1886 | 108.5839 | 1886 | 1886 | 108.5839 | 1886 | 1886 | 108.5839 | 1886 | 71.9 | 13.39 | 1886 | 108.5839 | 1886
2136 |  | 1763.7 | 108.6421 | 1763.7 | 1763.7 | 108.6421 | 1763.7 | 1763.7 | 108.6421 | 1763.7 | 71.3 | 16.62 | 1763.7 | 108.6421 | 1763.7
2137 |  | 1697.9 | 133.0958 | 1697.9 | 1697.9 | 133.0958 | 1697.9 | 1697.9 | 133.0958 | 1697.9 | 72 | 9.24 | 1697.9 | 133.0958 | 1697.9
2138 |  | 1663 | 133.5964 | 1663 | 1663 | 133.5964 | 1663 | 1663 | 133.5964 | 1663 | 71.2 | 12.17 | 1663 | 133.5964 | 1663
2139 |  | 1649.3 | 134.4411 | 1649.3 | 1649.3 | 134.4411 | 1649.3 | 1649.3 | 134.4411 | 1649.3 | 71.6 | 8.44 | 1649.3 | 134.4411 | 1649.3
2140 |  | 1634 | 133.8244 | 1634 | 1634 | 133.8244 | 1634 | 1634 | 133.8244 | 1634 | 72.1 | 10.78 | 1634 | 133.8244 | 1634
2141 |  | 1636 | 132.6875 | 1636 | 1636 | 132.6875 | 1636 | 1636 | 132.6875 | 1636 | 72.1 | 15.54 | 1636 | 132.6875 | 1636
2142 |  | 1693.5 | 134.2902 | 1693.5 | 1693.5 | 134.2902 | 1693.5 | 1693.5 | 134.2902 | 1693.5 | 72.6 | 12.01 | 1693.5 | 134.2902 | 1693.5
2143 |  | 1527 | 137.1082 | 1527 | 1527 | 137.1082 | 1527 | 1527 | 137.1082 | 1527 | 71.8 | 8.9 | 1527 | 137.1082 | 1527
2144 |  | 1526.3 | 134.0626 | 1526.3 | 1526.3 | 134.0626 | 1526.3 | 1526.3 | 134.0626 | 1526.3 | 71.9 | 9.06 | 1526.3 | 134.0626 | 1526.3
2145 |  | 1561.5 | 134.0272 | 1561.5 | 1561.5 | 134.0272 | 1561.5 | 1561.5 | 134.0272 | 1561.5 | 71.4 | 10.27 | 1561.5 | 134.0272 | 1561.5
2146 |  | 1642.8 | 135.4137 | 1642.8 | 1642.8 | 135.4137 | 1642.8 | 1642.8 | 135.4137 | 1642.8 | 70.6 | 12.39 | 1642.8 | 135.4137 | 1642.8
2147 |  | 1676.9 | 105.9699 | 1676.9 | 1676.9 | 105.9699 | 1676.9 | 1676.9 | 105.9699 | 1676.9 | 71.8 | 12.79 | 1676.9 | 105.9699 | 1676.9
2148 |  | 1617.8 | 103.8419 | 1617.8 | 1617.8 | 103.8419 | 1617.8 | 1617.8 | 103.8419 | 1617.8 | 71.1 | 11.87 | 1617.8 | 103.8419 | 1617.8
2149 |  | 1581.6 | 101.1994 | 1581.6 | 1581.6 | 101.1994 | 1581.6 | 1581.6 | 101.1994 | 1581.6 | 69.1 | 10.49 | 1581.6 | 101.1994 | 1581.6
2150 |  | 1596.6 | 100.7433 | 1596.6 | 1596.6 | 100.7433 | 1596.6 | 1596.6 | 100.7433 | 1596.6 | 69.6 | 13.05 | 1596.6 | 100.7433 | 1596.6
2151 |  | 1681.4 | 105.7392 | 1681.4 | 1681.4 | 105.7392 | 1681.4 | 1681.4 | 105.7392 | 1681.4 | 72 | 12.67 | 1681.4 | 105.7392 | 1681.4
2152 |  | 1734 | 102.9152 | 1734 | 1734 | 102.9152 | 1734 | 1734 | 102.9152 | 1734 | 71.3 | 12.02 | 1734 | 102.9152 | 1734
2153 |  | 1764.4 | 102.8376 | 1764.4 | 1764.4 | 102.8376 | 1764.4 | 1764.4 | 102.8376 | 1764.4 | 71.5 | 11.53 | 1764.4 | 102.8376 | 1764.4
2154 |  | 1711 | 102.8781 | 1711 | 1711 | 102.8781 | 1711 | 1711 | 102.8781 | 1711 | 72.5 | 11.6 | 1711 | 102.8781 | 1711
2155 |  | 1780.6 | 103.8344 | 1780.6 | 1780.6 | 103.8344 | 1780.6 | 1780.6 | 103.8344 | 1780.6 | 71.3 | 10.04 | 1780.6 | 103.8344 | 1780.6
2156 |  | 1763.3 | 104.2382 | 1763.3 | 1763.3 | 104.2382 | 1763.3 | 1763.3 | 104.2382 | 1763.3 | 72.3 | 9.28 | 1763.3 | 104.2382 | 1763.3
2157 |  | 1738.3 | 103.6219 | 1738.3 | 1738.3 | 103.6219 | 1738.3 | 1738.3 | 103.6219 | 1738.3 | 72.3 | 9.4 | 1738.3 | 103.6219 | 1738.3
2158 |  | 1712.1 | 107.9876 | 1712.1 | 1712.1 | 107.9876 | 1712.1 | 1712.1 | 107.9876 | 1712.1 | 72 | 9.36 | 1712.1 | 107.9876 | 1712.1
2159 |  | 1724.6 | 104.4974 | 1724.6 | 1724.6 | 104.4974 | 1724.6 | 1724.6 | 104.4974 | 1724.6 | 73 | 9.55 | 1724.6 | 104.4974 | 1724.6
2160 |  | 1748.9 | 106.8688 | 1748.9 | 1748.9 | 106.8688 | 1748.9 | 1748.9 | 106.8688 | 1748.9 | 72.2 | 10.07 | 1748.9 | 106.8688 | 1748.9
2161 |  | 1655.5 | 108.0265 | 1655.5 | 1655.5 | 108.0265 | 1655.5 | 1655.5 | 108.0265 | 1655.5 | 73.1 | 10.07 | 1655.5 | 108.0265 | 1655.5
2162 |  | 1636.3 | 109.6631 | 1636.3 | 1636.3 | 109.6631 | 1636.3 | 1636.3 | 109.6631 | 1636.3 | 72.8 | 9.49 | 1636.3 | 109.6631 | 1636.3
2163 |  | 1655.3 | 110.1614 | 1655.3 | 1655.3 | 110.1614 | 1655.3 | 1655.3 | 110.1614 | 1655.3 | 71.7 | 9.3 | 1655.3 | 110.1614 | 1655.3
2164 |  | 1624.9 | 109.4075 | 1624.9 | 1624.9 | 109.4075 | 1624.9 | 1624.9 | 109.4075 | 1624.9 | 72 | 9.72 | 1624.9 | 109.4075 | 1624.9
2165 |  | 1679.6 | 123.3245 | 1679.6 | 1679.6 | 123.3245 | 1679.6 | 1679.6 | 123.3245 | 1679.6 | 72.4 | 9.14 | 1679.6 | 123.3245 | 1679.6
2166 |  | 1651.2 | 120.6719 | 1651.2 | 1651.2 | 120.6719 | 1651.2 | 1651.2 | 120.6719 | 1651.2 | 71 | 9.63 | 1651.2 | 120.6719 | 1651.2
2167 |  | 1457.7 | 110.3237 | 1457.7 | 1457.7 | 110.3237 | 1457.7 | 1457.7 | 110.3237 | 1457.7 | 71.9 | 12.16 | 1457.7 | 110.3237 | 1457.7
2168 |  | 1535.4 | 108.8991 | 1535.4 | 1535.4 | 108.8991 | 1535.4 | 1535.4 | 108.8991 | 1535.4 | 72.1 | 7.485 | 1535.4 | 108.8991 | 1535.4
2169 |  | 1608 | 107.1171 | 1608 | 1608 | 107.1171 | 1608 | 1608 | 107.1171 | 1608 | 72.2 | 20.48 | 1608 | 107.1171 | 1608
2170 |  | 1657.9 | 120.0552 | 1657.9 | 1657.9 | 120.0552 | 1657.9 | 1657.9 | 120.0552 | 1657.9 | 71.9 | 16.55 | 1657.9 | 120.0552 | 1657.9
2171 |  | 1679.1 | 124.045 | 1679.1 | 1679.1 | 124.045 | 1679.1 | 1679.1 | 124.045 | 1679.1 | 71.6 | 17.63 | 1679.1 | 124.045 | 1679.1
2172 |  | 1679 | 124.542 | 1679 | 1679 | 124.542 | 1679 | 1679 | 124.542 | 1679 | 72.3 | 14.54 | 1679 | 124.542 | 1679
2173 |  | 1688.1 | 126.2227 | 1688.1 | 1688.1 | 126.2227 | 1688.1 | 1688.1 | 126.2227 | 1688.1 | 71 | 13.77 | 1688.1 | 126.2227 | 1688.1
2174 |  | 1645.3 | 127.5524 | 1645.3 | 1645.3 | 127.5524 | 1645.3 | 1645.3 | 127.5524 | 1645.3 | 72.9 | 13.01 | 1645.3 | 127.5524 | 1645.3
2175 |  | 1663.8 | 126.7879 | 1663.8 | 1663.8 | 126.7879 | 1663.8 | 1663.8 | 126.7879 | 1663.8 | 71.3 | 12.84 | 1663.8 | 126.7879 | 1663.8
2176 |  | 1619.2 | 127.2455 | 1619.2 | 1619.2 | 127.2455 | 1619.2 | 1619.2 | 127.2455 | 1619.2 | 72.3 | 14.884 | 1619.2 | 127.2455 | 1619.2
2177 |  | 1650.6 | 113.769 | 1650.6 | 1650.6 | 113.769 | 1650.6 | 1650.6 | 113.769 | 1650.6 | 72.7 | 20.77 | 1650.6 | 113.769 | 1650.6
2178 |  | 1647.9 | 123.748 | 1647.9 | 1647.9 | 123.748 | 1647.9 | 1647.9 | 123.748 | 1647.9 | 72.2 | 15.58 | 1647.9 | 123.748 | 1647.9
2179 |  | 1742 | 125.7328 | 1742 | 1742 | 125.7328 | 1742 | 1742 | 125.7328 | 1742 | 72.2 | 13.76 | 1742 | 125.7328 | 1742
2180 |  | 1792.2 | 122.2921 | 1792.2 | 1792.2 | 122.2921 | 1792.2 | 1792.2 | 122.2921 | 1792.2 | 72.9 | 9.07 | 1792.2 | 122.2921 | 1792.2
2181 |  | 1792.4 | 124.0687 | 1792.4 | 1792.4 | 124.0687 | 1792.4 | 1792.4 | 124.0687 | 1792.4 | 71.6 | 12.64 | 1792.4 | 124.0687 | 1792.4
2182 |  | 1765.4 | 126.0252 | 1765.4 | 1765.4 | 126.0252 | 1765.4 | 1765.4 | 126.0252 | 1765.4 | 71.4 | 16.11 | 1765.4 | 126.0252 | 1765.4
2183 |  | 1713.5 | 125.688 | 1713.5 | 1713.5 | 125.688 | 1713.5 | 1713.5 | 125.688 | 1713.5 | 72.6 | 15.62 | 1713.5 | 125.688 | 1713.5
2184 |  | 1662.2 | 126.4899 | 1662.2 | 1662.2 | 126.4899 | 1662.2 | 1662.2 | 126.4899 | 1662.2 | 71.9 | 13.1813 | 1662.2 | 126.4899 | 1662.2
2185 |  | 1571.2 | 125.8699 | 1571.2 | 1571.2 | 125.8699 | 1571.2 | 1571.2 | 125.8699 | 1571.2 | 72.7 | 9.35 | 1571.2 | 125.8699 | 1571.2
2186 |  | 1443.8 | 124.4671 | 1443.8 | 1443.8 | 124.4671 | 1443.8 | 1443.8 | 124.4671 | 1443.8 | 71.5 | 13.58 | 1443.8 | 124.4671 | 1443.8
2187 |  | 1420.3 | 123.7198 | 1420.3 | 1420.3 | 123.7198 | 1420.3 | 1420.3 | 123.7198 | 1420.3 | 72.6 | 12.03 | 1420.3 | 123.7198 | 1420.3
2188 |  | 1380.2 | 123.692 | 1380.2 | 1380.2 | 123.692 | 1380.2 | 1380.2 | 123.692 | 1380.2 | 72.9 | 14.52 | 1380.2 | 123.692 | 1380.2
2189 |  | 1401.3 | 123.7775 | 1401.3 | 1401.3 | 123.7775 | 1401.3 | 1401.3 | 123.7775 | 1401.3 | 71.5 | 13.87 | 1401.3 | 123.7775 | 1401.3
2190 |  | 1365.4 | 122.0327 | 1365.4 | 1365.4 | 122.0327 | 1365.4 | 1365.4 | 122.0327 | 1365.4 | 72.4 | 15.09 | 1365.4 | 122.0327 | 1365.4
2191 |  | 1321.8 | 123.3609 | 1321.8 | 1321.8 | 123.3609 | 1321.8 | 1321.8 | 123.3609 | 1321.8 | 71.7 | 11.38 | 1321.8 | 123.3609 | 1321.8
2192 |  | 1313.8 | 120.0807 | 1313.8 | 1313.8 | 120.0807 | 1313.8 | 1313.8 | 120.0807 | 1313.8 | 72.3 | 9.32 | 1313.8 | 120.0807 | 1313.8
2193 |  | 1291.1 | 119.0264 | 1291.1 | 1291.1 | 119.0264 | 1291.1 | 1291.1 | 119.0264 | 1291.1 | 71.9 | 12.88 | 1291.1 | 119.0264 | 1291.1
2194 |  | 1329.3 | 100.4349 | 1329.3 | 1329.3 | 100.4349 | 1329.3 | 1329.3 | 100.4349 | 1329.3 | 71.9 | 18.03 | 1329.3 | 100.4349 | 1329.3
2195 |  | 1357.7 | 102.9068 | 1357.7 | 1357.7 | 102.9068 | 1357.7 | 1357.7 | 102.9068 | 1357.7 | 71.6 | 12.99 | 1357.7 | 102.9068 | 1357.7
2196 |  | 1392.6 | 103.4614 | 1392.6 | 1392.6 | 103.4614 | 1392.6 | 1392.6 | 103.4614 | 1392.6 | 71.8 | 14.52 | 1392.6 | 103.4614 | 1392.6
2197 |  | 1383.3 | 104.9613 | 1383.3 | 1383.3 | 104.9613 | 1383.3 | 1383.3 | 104.9613 | 1383.3 | 72.3 | 11.87 | 1383.3 | 104.9613 | 1383.3
2198 |  | 1364.7 | 103.4712 | 1364.7 | 1364.7 | 103.4712 | 1364.7 | 1364.7 | 103.4712 | 1364.7 | 72.3 | 11.77 | 1364.7 | 103.4712 | 1364.7
2199 |  | 1377.6 | 99.1362 | 1377.6 | 1377.6 | 99.1362 | 1377.6 | 1377.6 | 99.1362 | 1377.6 | 71.3 | 10.78 | 1377.6 | 99.1362 | 1377.6
2200 |  | 1386 | 77.5466 | 1386 | 1386 | 77.5466 | 1386 | 1386 | 77.5466 | 1386 | 71.8 | 11.82 | 1386 | 77.5466 | 1386
2201 |  | 1411.6 | 77.1968 | 1411.6 | 1411.6 | 77.1968 | 1411.6 | 1411.6 | 77.1968 | 1411.6 | 71.9 | 12.12 | 1411.6 | 77.1968 | 1411.6
2202 |  | 1443.6 | 96.2794 | 1443.6 | 1443.6 | 96.2794 | 1443.6 | 1443.6 | 96.2794 | 1443.6 | 72.3 | 9.14 | 1443.6 | 96.2794 | 1443.6
2203 |  | 1741 | 98.9852 | 1741 | 1741 | 98.9852 | 1741 | 1741 | 98.9852 | 1741 | 68.2 | 9.62 | 1741 | 98.9852 | 1741
2204 |  | 1807.2 | 101.5335 | 1807.2 | 1807.2 | 101.5335 | 1807.2 | 1807.2 | 101.5335 | 1807.2 | 71.2 | 10.09 | 1807.2 | 101.5335 | 1807.2
2205 |  | 1790.9 | 121.4564 | 1790.9 | 1790.9 | 121.4564 | 1790.9 | 1790.9 | 121.4564 | 1790.9 | 70.6 | 12.86 | 1790.9 | 121.4564 | 1790.9
2206 |  | 1754.5 | 124.2105 | 1754.5 | 1754.5 | 124.2105 | 1754.5 | 1754.5 | 124.2105 | 1754.5 | 71.6 | 15.36 | 1754.5 | 124.2105 | 1754.5
2207 |  | 1699.3 | 124.7101 | 1699.3 | 1699.3 | 124.7101 | 1699.3 | 1699.3 | 124.7101 | 1699.3 | 72.1 | 8.35 | 1699.3 | 124.7101 | 1699.3
2208 |  | 1677.6 | 124.1986 | 1677.6 | 1677.6 | 124.1986 | 1677.6 | 1677.6 | 124.1986 | 1677.6 | 71.4 | 16.19 | 1677.6 | 124.1986 | 1677.6
2209 |  | 1621.3 | 124.4574 | 1621.3 | 1621.3 | 124.4574 | 1621.3 | 1621.3 | 124.4574 | 1621.3 | 71.2 | 15.06 | 1621.3 | 124.4574 | 1621.3
2210 |  | 1582.4 | 125.2486 | 1582.4 | 1582.4 | 125.2486 | 1582.4 | 1582.4 | 125.2486 | 1582.4 | 71.1 | 16.14 | 1582.4 | 125.2486 | 1582.4
2211 |  | 1548.4 | 123.4274 | 1548.4 | 1548.4 | 123.4274 | 1548.4 | 1548.4 | 123.4274 | 1548.4 | 71 | 16.02 | 1548.4 | 123.4274 | 1548.4
2212 |  | 1514.2 | 121.2516 | 1514.2 | 1514.2 | 121.2516 | 1514.2 | 1514.2 | 121.2516 | 1514.2 | 70.8 | 8.79 | 1514.2 | 121.2516 | 1514.2
2213 |  | 1484.3 | 125.5164 | 1484.3 | 1484.3 | 125.5164 | 1484.3 | 1484.3 | 125.5164 | 1484.3 | 70.8 | 10.9 | 1484.3 | 125.5164 | 1484.3
2214 |  | 1463.9 | 124.9246 | 1463.9 | 1463.9 | 124.9246 | 1463.9 | 1463.9 | 124.9246 | 1463.9 | 71 | 10.02 | 1463.9 | 124.9246 | 1463.9
2215 |  | 1449.8 | 120.7433 | 1449.8 | 1449.8 | 120.7433 | 1449.8 | 1449.8 | 120.7433 | 1449.8 | 70.4 | 12.61 | 1449.8 | 120.7433 | 1449.8
2216 |  | 1399.6 | 122.9577 | 1399.6 | 1399.6 | 122.9577 | 1399.6 | 1399.6 | 122.9577 | 1399.6 | 69.5 | 7.78 | 1399.6 | 122.9577 | 1399.6
2217 |  | 1351.5 | 120.4057 | 1351.5 | 1351.5 | 120.4057 | 1351.5 | 1351.5 | 120.4057 | 1351.5 | 71.1 | 7.91 | 1351.5 | 120.4057 | 1351.5
2218 |  | 1341 | 121.7267 | 1341 | 1341 | 121.7267 | 1341 | 1341 | 121.7267 | 1341 | 70.9 | 8.09 | 1341 | 121.7267 | 1341
2219 |  | 1359.9 | 119.7283 | 1359.9 | 1359.9 | 119.7283 | 1359.9 | 1359.9 | 119.7283 | 1359.9 | 71.1 | 8.47 | 1359.9 | 119.7283 | 1359.9
2220 |  | 1398 | 123.2961 | 1398 | 1398 | 123.2961 | 1398 | 1398 | 123.2961 | 1398 | 71.9 | 8.52 | 1398 | 123.2961 | 1398
2221 |  | 1412.9 | 123.0567 | 1412.9 | 1412.9 | 123.0567 | 1412.9 | 1412.9 | 123.0567 | 1412.9 | 71.3 | 8.36 | 1412.9 | 123.0567 | 1412.9
2222 |  | 1455 | 122.2088 | 1455 | 1455 | 122.2088 | 1455 | 1455 | 122.2088 | 1455 | 71.6 | 8.27 | 1455 | 122.2088 | 1455
2223 |  | 1510 | 123.8561 | 1510 | 1510 | 123.8561 | 1510 | 1510 | 123.8561 | 1510 | 71.5 | 7.93 | 1510 | 123.8561 | 1510
2224 |  | 1530.5 | 123.4095 | 1530.5 | 1530.5 | 123.4095 | 1530.5 | 1530.5 | 123.4095 | 1530.5 | 71.3 | 7.98 | 1530.5 | 123.4095 | 1530.5
2225 |  | 1525.8 | 125.9405 | 1525.8 | 1525.8 | 125.9405 | 1525.8 | 1525.8 | 125.9405 | 1525.8 | 71.8 | 8.35 | 1525.8 | 125.9405 | 1525.8
2226 |  | 1597.1 | 123.2429 | 1597.1 | 1597.1 | 123.2429 | 1597.1 | 1597.1 | 123.2429 | 1597.1 | 71.8 | 8.15 | 1597.1 | 123.2429 | 1597.1
2227 |  | 1762.9 | 123.1028 | 1762.9 | 1762.9 | 123.1028 | 1762.9 | 1762.9 | 123.1028 | 1762.9 | 70.3 | 7.83 | 1762.9 | 123.1028 | 1762.9
2228 |  | 1845.9 | 124.9746 | 1845.9 | 1845.9 | 124.9746 | 1845.9 | 1845.9 | 124.9746 | 1845.9 | 71.4 | 7.69 | 1845.9 | 124.9746 | 1845.9
2229 |  | 1852.5 | 122.764 | 1852.5 | 1852.5 | 122.764 | 1852.5 | 1852.5 | 122.764 | 1852.5 | 71.7 | 7.63 | 1852.5 | 122.764 | 1852.5
2230 |  | 1841.55 | 122.477 | 1841.55 | 1841.55 | 122.477 | 1841.55 | 1841.55 | 122.477 | 1841.55 | 72.3 | 7.79 | 1841.55 | 122.477 | 1841.55
2231 |  | 1783.5 | 118.438 | 1783.5 | 1783.5 | 118.438 | 1783.5 | 1783.5 | 118.438 | 1783.5 | 72.3 | 7.59 | 1783.5 | 118.438 | 1783.5
2232 |  | 1682.2 | 121.0345 | 1682.2 | 1682.2 | 121.0345 | 1682.2 | 1682.2 | 121.0345 | 1682.2 | 71.7 | 7.76 | 1682.2 | 121.0345 | 1682.2
2233 |  | 1653.3 | 121.3476 | 1653.3 | 1653.3 | 121.3476 | 1653.3 | 1653.3 | 121.3476 | 1653.3 | 71.3 | 7.99 | 1653.3 | 121.3476 | 1653.3
2234 |  | 1609.9 | 120.8241 | 1609.9 | 1609.9 | 120.8241 | 1609.9 | 1609.9 | 120.8241 | 1609.9 | 71.4 | 7.65 | 1609.9 | 120.8241 | 1609.9
2235 |  | 1585.8 | 120.968 | 1585.8 | 1585.8 | 120.968 | 1585.8 | 1585.8 | 120.968 | 1585.8 | 71.1 | 7.68 | 1585.8 | 120.968 | 1585.8
2236 |  | 1595.9 | 122.4892 | 1595.9 | 1595.9 | 122.4892 | 1595.9 | 1595.9 | 122.4892 | 1595.9 | 71.6 | 7.5 | 1595.9 | 122.4892 | 1595.9
2237 |  | 1603.2 | 123.9367 | 1603.2 | 1603.2 | 123.9367 | 1603.2 | 1603.2 | 123.9367 | 1603.2 | 71.7 | 7.4 | 1603.2 | 123.9367 | 1603.2
2238 |  | 1609.1 | 121.9114 | 1609.1 | 1609.1 | 121.9114 | 1609.1 | 1609.1 | 121.9114 | 1609.1 | 72.3 | 7.85 | 1609.1 | 121.9114 | 1609.1
2239 |  | 1521.6 | 122.3081 | 1521.6 | 1521.6 | 122.3081 | 1521.6 | 1521.6 | 122.3081 | 1521.6 | 72.2 | 7.93 | 1521.6 | 122.3081 | 1521.6
2240 |  | 1499.2 | 124.6096 | 1499.2 | 1499.2 | 124.6096 | 1499.2 | 1499.2 | 124.6096 | 1499.2 | 71.9 | 9.19 | 1499.2 | 124.6096 | 1499.2
2241 |  | 1484.5 | 120.1822 | 1484.5 | 1484.5 | 120.1822 | 1484.5 | 1484.5 | 120.1822 | 1484.5 | 72.2 | 10.91 | 1484.5 | 120.1822 | 1484.5
2242 |  | 1632 | 119.5589 | 1632 | 1632 | 119.5589 | 1632 | 1632 | 119.5589 | 1632 | 72.5 | 17.04 | 1632 | 119.5589 | 1632
2243 |  | 1699.8 | 122.9703 | 1699.8 | 1699.8 | 122.9703 | 1699.8 | 1699.8 | 122.9703 | 1699.8 | 72.2 | 20.82 | 1699.8 | 122.9703 | 1699.8
2244 |  | 1686.6 | 125.9638 | 1686.6 | 1686.6 | 125.9638 | 1686.6 | 1686.6 | 125.9638 | 1686.6 | 71.9 | 15.62 | 1686.6 | 125.9638 | 1686.6
2245 |  | 1632.6 | 125.5575 | 1632.6 | 1632.6 | 125.5575 | 1632.6 | 1632.6 | 125.5575 | 1632.6 | 72.1 | 18.45 | 1632.6 | 125.5575 | 1632.6
2246 |  | 1667.8 | 124.9214 | 1667.8 | 1667.8 | 124.9214 | 1667.8 | 1667.8 | 124.9214 | 1667.8 | 72.1 | 18.49 | 1667.8 | 124.9214 | 1667.8
2247 |  | 1721.5 | 125.4572 | 1721.5 | 1721.5 | 125.4572 | 1721.5 | 1721.5 | 125.4572 | 1721.5 | 71.5 | 18.27 | 1721.5 | 125.4572 | 1721.5
2248 |  | 1725.5 | 124.5766 | 1725.5 | 1725.5 | 124.5766 | 1725.5 | 1725.5 | 124.5766 | 1725.5 | 71.7 | 19.98 | 1725.5 | 124.5766 | 1725.5
2249 |  | 1701.7 | 124.8544 | 1701.7 | 1701.7 | 124.8544 | 1701.7 | 1701.7 | 124.8544 | 1701.7 | 72.3 | 12.37 | 1701.7 | 124.8544 | 1701.7
2250 |  | 1713.6 | 120.1422 | 1713.6 | 1713.6 | 120.1422 | 1713.6 | 1713.6 | 120.1422 | 1713.6 | 71.1 | 13.03 | 1713.6 | 120.1422 | 1713.6
2251 |  | 1862.5 | 123.0414 | 1862.5 | 1862.5 | 123.0414 | 1862.5 | 1862.5 | 123.0414 | 1862.5 | 72.1 | 18.89 | 1862.5 | 123.0414 | 1862.5
2252 |  | 1854.2 | 121.9859 | 1854.2 | 1854.2 | 121.9859 | 1854.2 | 1854.2 | 121.9859 | 1854.2 | 72.5 | 18.2 | 1854.2 | 121.9859 | 1854.2
2253 |  | 1817.6 | 123.9493 | 1817.6 | 1817.6 | 123.9493 | 1817.6 | 1817.6 | 123.9493 | 1817.6 | 72.2 | 20.13 | 1817.6 | 123.9493 | 1817.6
2254 |  | 1821.9 | 123.6557 | 1821.9 | 1821.9 | 123.6557 | 1821.9 | 1821.9 | 123.6557 | 1821.9 | 71.4 | 10.36 | 1821.9 | 123.6557 | 1821.9
2255 |  | 1825.7 | 122.2036 | 1825.7 | 1825.7 | 122.2036 | 1825.7 | 1825.7 | 122.2036 | 1825.7 | 72.4 | 16.51 | 1825.7 | 122.2036 | 1825.7
2256 |  | 1830.9 | 123.169 | 1830.9 | 1830.9 | 123.169 | 1830.9 | 1830.9 | 123.169 | 1830.9 | 72.6 | 13.86 | 1830.9 | 123.169 | 1830.9
2257 |  | 1753.8 | 127.0582 | 1753.8 | 1753.8 | 127.0582 | 1753.8 | 1753.8 | 127.0582 | 1753.8 | 72.6 | 13.12 | 1753.8 | 127.0582 | 1753.8
2258 |  | 1738.6 | 125.3691 | 1738.6 | 1738.6 | 125.3691 | 1738.6 | 1738.6 | 125.3691 | 1738.6 | 73.2 | 14.35 | 1738.6 | 125.3691 | 1738.6
2259 |  | 1680.1 | 124.4134 | 1680.1 | 1680.1 | 124.4134 | 1680.1 | 1680.1 | 124.4134 | 1680.1 | 73.1 | 12.66 | 1680.1 | 124.4134 | 1680.1
2260 |  | 1656.4 | 124.2022 | 1656.4 | 1656.4 | 124.2022 | 1656.4 | 1656.4 | 124.2022 | 1656.4 | 72.9 | 12.76 | 1656.4 | 124.2022 | 1656.4
2261 |  | 1712.4 | 125.5966 | 1712.4 | 1712.4 | 125.5966 | 1712.4 | 1712.4 | 125.5966 | 1712.4 | 72.9 | 13.22 | 1712.4 | 125.5966 | 1712.4
2262 |  | 1644.6 | 122.5417 | 1644.6 | 1644.6 | 122.5417 | 1644.6 | 1644.6 | 122.5417 | 1644.6 | 72.2 | 12.57 | 1644.6 | 122.5417 | 1644.6
2263 |  | 1549.5 | 123.2174 | 1549.5 | 1549.5 | 123.2174 | 1549.5 | 1549.5 | 123.2174 | 1549.5 | 71.5 | 13.64 | 1549.5 | 123.2174 | 1549.5
2264 |  | 1544 | 118.8125 | 1544 | 1544 | 118.8125 | 1544 | 1544 | 118.8125 | 1544 | 72.5 | 9.98 | 1544 | 118.8125 | 1544
2265 |  | 1629.3 | 93.5259 | 1629.3 | 1629.3 | 93.5259 | 1629.3 | 1629.3 | 93.5259 | 1629.3 | 70.5 | 12.55 | 1629.3 | 93.5259 | 1629.3
2266 |  | 1618 | 88.6597 | 1618 | 1618 | 88.6597 | 1618 | 1618 | 88.6597 | 1618 | 71.8 | 18.05 | 1618 | 88.6597 | 1618
2267 |  | 1613.3 | 92.0752 | 1613.3 | 1613.3 | 92.0752 | 1613.3 | 1613.3 | 92.0752 | 1613.3 | 72.4 | 21.26 | 1613.3 | 92.0752 | 1613.3
2268 |  | 1638.4 | 92.8217 | 1638.4 | 1638.4 | 92.8217 | 1638.4 | 1638.4 | 92.8217 | 1638.4 | 72.7 | 23.52 | 1638.4 | 92.8217 | 1638.4
2269 |  | 1628.1 | 100.198 | 1628.1 | 1628.1 | 100.198 | 1628.1 | 1628.1 | 100.198 | 1628.1 | 72.5 | 18.52 | 1628.1 | 100.198 | 1628.1
2270 |  | 1316.6 | 99.2112 | 1316.6 | 1316.6 | 99.2112 | 1316.6 | 1316.6 | 99.2112 | 1316.6 | 72.3 | 18.57 | 1316.6 | 99.2112 | 1316.6
2271 |  | 1477.7 | 98.3066 | 1477.7 | 1477.7 | 98.3066 | 1477.7 | 1477.7 | 98.3066 | 1477.7 | 72.6 | 18.04 | 1477.7 | 98.3066 | 1477.7
2272 |  | 1545.1 | 97.5307 | 1545.1 | 1545.1 | 97.5307 | 1545.1 | 1545.1 | 97.5307 | 1545.1 | 72.6 | 17.25 | 1545.1 | 97.5307 | 1545.1
2273 |  | 1569.8 | 99.4232 | 1569.8 | 1569.8 | 99.4232 | 1569.8 | 1569.8 | 99.4232 | 1569.8 | 73.5 | 20.05 | 1569.8 | 99.4232 | 1569.8
2274 |  | 1645.9 | 99.5619 | 1645.9 | 1645.9 | 99.5619 | 1645.9 | 1645.9 | 99.5619 | 1645.9 | 72.1 | 16.15 | 1645.9 | 99.5619 | 1645.9
2275 |  | 1841.9 | 98.9991 | 1841.9 | 1841.9 | 98.9991 | 1841.9 | 1841.9 | 98.9991 | 1841.9 | 73.2 | 10.36 | 1841.9 | 98.9991 | 1841.9
2276 |  | 1873 | 98.1938 | 1873 | 1873 | 98.1938 | 1873 | 1873 | 98.1938 | 1873 | 71.9 | 11.39 | 1873 | 98.1938 | 1873
2277 |  | 1849.1 | 96.4311 | 1849.1 | 1849.1 | 96.4311 | 1849.1 | 1849.1 | 96.4311 | 1849.1 | 73 | 14.45 | 1849.1 | 96.4311 | 1849.1
2278 |  | 1845.2 | 97.9592 | 1845.2 | 1845.2 | 97.9592 | 1845.2 | 1845.2 | 97.9592 | 1845.2 | 73.1 | 14.13 | 1845.2 | 97.9592 | 1845.2
2279 |  | 1791.4 | 98.3994 | 1791.4 | 1791.4 | 98.3994 | 1791.4 | 1791.4 | 98.3994 | 1791.4 | 71.5 | 10.92 | 1791.4 | 98.3994 | 1791.4
2280 |  | 1685.7 | 98.2377 | 1685.7 | 1685.7 | 98.2377 | 1685.7 | 1685.7 | 98.2377 | 1685.7 | 73 | 18.46 | 1685.7 | 98.2377 | 1685.7
2281 |  | 1654.1 | 97.3575 | 1654.1 | 1654.1 | 97.3575 | 1654.1 | 1654.1 | 97.3575 | 1654.1 | 72.8 | 9.49 | 1654.1 | 97.3575 | 1654.1
2282 |  | 1618.4 | 96.4435 | 1618.4 | 1618.4 | 96.4435 | 1618.4 | 1618.4 | 96.4435 | 1618.4 | 73.4 | 15.09 | 1618.4 | 96.4435 | 1618.4
2283 |  | 1576.8 | 95.7337 | 1576.8 | 1576.8 | 95.7337 | 1576.8 | 1576.8 | 95.7337 | 1576.8 | 73.2 | 12.73 | 1576.8 | 95.7337 | 1576.8
2284 |  | 1577.6 | 98.1901 | 1577.6 | 1577.6 | 98.1901 | 1577.6 | 1577.6 | 98.1901 | 1577.6 | 72.5 | 12.41 | 1577.6 | 98.1901 | 1577.6
2285 |  | 1586.3 | 98.3254 | 1586.3 | 1586.3 | 98.3254 | 1586.3 | 1586.3 | 98.3254 | 1586.3 | 72.7 | 12.32 | 1586.3 | 98.3254 | 1586.3
2286 |  | 1601.9 | 100.5898 | 1601.9 | 1601.9 | 100.5898 | 1601.9 | 1601.9 | 100.5898 | 1601.9 | 73.2 | 12.93 | 1601.9 | 100.5898 | 1601.9
2287 |  | 1594.8 | 99.8734 | 1594.8 | 1594.8 | 99.8734 | 1594.8 | 1594.8 | 99.8734 | 1594.8 | 71.6 | 15.94 | 1594.8 | 99.8734 | 1594.8
2288 |  | 1501.5 | 95.6775 | 1501.5 | 1501.5 | 95.6775 | 1501.5 | 1501.5 | 95.6775 | 1501.5 | 72.5 | 13.48 | 1501.5 | 95.6775 | 1501.5
2289 |  | 1599.8 | 95.0809 | 1599.8 | 1599.8 | 95.0809 | 1599.8 | 1599.8 | 95.0809 | 1599.8 | 72.2 | 16.78 | 1599.8 | 95.0809 | 1599.8
2290 |  | 1625.9 | 95.1379 | 1625.9 | 1625.9 | 95.1379 | 1625.9 | 1625.9 | 95.1379 | 1625.9 | 72.4 | 14.44 | 1625.9 | 95.1379 | 1625.9
2291 |  | 1569.3 | 96.1039 | 1569.3 | 1569.3 | 96.1039 | 1569.3 | 1569.3 | 96.1039 | 1569.3 | 71.4 | 22.26 | 1569.3 | 96.1039 | 1569.3
2292 |  | 1588.6 | 96.479 | 1588.6 | 1588.6 | 96.479 | 1588.6 | 1588.6 | 96.479 | 1588.6 | 70.3 | 17.99 | 1588.6 | 96.479 | 1588.6
2293 |  | 1640.3 | 96.8057 | 1640.3 | 1640.3 | 96.8057 | 1640.3 | 1640.3 | 96.8057 | 1640.3 | 70.8 | 14.49 | 1640.3 | 96.8057 | 1640.3
2294 |  | 1624.2 | 96.9834 | 1624.2 | 1624.2 | 96.9834 | 1624.2 | 1624.2 | 96.9834 | 1624.2 | 71.7 | 13.72 | 1624.2 | 96.9834 | 1624.2
2295 |  | 1570.5 | 98.5855 | 1570.5 | 1570.5 | 98.5855 | 1570.5 | 1570.5 | 98.5855 | 1570.5 | 73.3 | 18.95 | 1570.5 | 98.5855 | 1570.5
2296 |  | 1526.4 | 96.3861 | 1526.4 | 1526.4 | 96.3861 | 1526.4 | 1526.4 | 96.3861 | 1526.4 | 72.4 | 22.7 | 1526.4 | 96.3861 | 1526.4
2297 |  | 1583.3 | 97.811 | 1583.3 | 1583.3 | 97.811 | 1583.3 | 1583.3 | 97.811 | 1583.3 | 73.4 | 14.66 | 1583.3 | 97.811 | 1583.3
2298 |  | 1639.9 | 95.6442 | 1639.9 | 1639.9 | 95.6442 | 1639.9 | 1639.9 | 95.6442 | 1639.9 | 70.1 | 13.93 | 1639.9 | 95.6442 | 1639.9
2299 |  | 1773.9 | 96.0402 | 1773.9 | 1773.9 | 96.0402 | 1773.9 | 1773.9 | 96.0402 | 1773.9 | 71.7 | 14.03 | 1773.9 | 96.0402 | 1773.9
2300 |  | 1861.2 | 96.3257 | 1861.2 | 1861.2 | 96.3257 | 1861.2 | 1861.2 | 96.3257 | 1861.2 | 71.5 | 12.02 | 1861.2 | 96.3257 | 1861.2
2301 |  | 1818.7 | 96.1206 | 1818.7 | 1818.7 | 96.1206 | 1818.7 | 1818.7 | 96.1206 | 1818.7 | 71.8 | 12.49 | 1818.7 | 96.1206 | 1818.7
2302 |  | 1782.9 | 98.6237 | 1782.9 | 1782.9 | 98.6237 | 1782.9 | 1782.9 | 98.6237 | 1782.9 | 72.7 | 13.93 | 1782.9 | 98.6237 | 1782.9
2303 |  | 1758.5 | 98.1011 | 1758.5 | 1758.5 | 98.1011 | 1758.5 | 1758.5 | 98.1011 | 1758.5 | 71.9 | 10.47 | 1758.5 | 98.1011 | 1758.5
2304 |  | 1663.1 | 97.6974 | 1663.1 | 1663.1 | 97.6974 | 1663.1 | 1663.1 | 97.6974 | 1663.1 | 71.3 | 9.41 | 1663.1 | 97.6974 | 1663.1
2305 |  | 1610.7 | 98.257 | 1610.7 | 1610.7 | 98.257 | 1610.7 | 1610.7 | 98.257 | 1610.7 | 72 | 9 | 1610.7 | 98.257 | 1610.7
2306 |  | 1602.7 | 97.83 | 1602.7 | 1602.7 | 97.83 | 1602.7 | 1602.7 | 97.83 | 1602.7 | 71.2 | 8.95 | 1602.7 | 97.83 | 1602.7
2307 |  | 1572.8 | 96.8715 | 1572.8 | 1572.8 | 96.8715 | 1572.8 | 1572.8 | 96.8715 | 1572.8 | 71.6 | 8.49 | 1572.8 | 96.8715 | 1572.8
2308 |  | 1616.8 | 95.4966 | 1616.8 | 1616.8 | 95.4966 | 1616.8 | 1616.8 | 95.4966 | 1616.8 | 72.1 | 9.26 | 1616.8 | 95.4966 | 1616.8
2309 |  | 1607.7 | 96.6036 | 1607.7 | 1607.7 | 96.6036 | 1607.7 | 1607.7 | 96.6036 | 1607.7 | 72.1 | 8.13 | 1607.7 | 96.6036 | 1607.7
2310 |  | 1584.7 | 96.8001 | 1584.7 | 1584.7 | 96.8001 | 1584.7 | 1584.7 | 96.8001 | 1584.7 | 72.6 | 9.29 | 1584.7 | 96.8001 | 1584.7
2311 |  | 1470.6 | 98.8483 | 1470.6 | 1470.6 | 98.8483 | 1470.6 | 1470.6 | 98.8483 | 1470.6 | 71.8 | 9.09 | 1470.6 | 98.8483 | 1470.6
2312 |  | 1466.8 | 97.6885 | 1466.8 | 1466.8 | 97.6885 | 1466.8 | 1466.8 | 97.6885 | 1466.8 | 71.9 | 10.07 | 1466.8 | 97.6885 | 1466.8
2313 |  | 1529.9 | 94.8076 | 1529.9 | 1529.9 | 94.8076 | 1529.9 | 1529.9 | 94.8076 | 1529.9 | 71.4 | 10.2 | 1529.9 | 94.8076 | 1529.9
2314 |  | 1512.5 | 93.2741 | 1512.5 | 1512.5 | 93.2741 | 1512.5 | 1512.5 | 93.2741 | 1512.5 | 70.6 | 12.06 | 1512.5 | 93.2741 | 1512.5
2315 |  | 1560.3 | 92.9578 | 1560.3 | 1560.3 | 92.9578 | 1560.3 | 1560.3 | 92.9578 | 1560.3 | 71.8 | 11.93 | 1560.3 | 92.9578 | 1560.3
2316 |  | 1522.1 | 94.7099 | 1522.1 | 1522.1 | 94.7099 | 1522.1 | 1522.1 | 94.7099 | 1522.1 | 71.1 | 10.76 | 1522.1 | 94.7099 | 1522.1
2317 |  | 1553.4 | 96.6103 | 1553.4 | 1553.4 | 96.6103 | 1553.4 | 1553.4 | 96.6103 | 1553.4 | 69.1 | 10.16 | 1553.4 | 96.6103 | 1553.4
2318 |  | 1553 | 93.6861 | 1553 | 1553 | 93.6861 | 1553 | 1553 | 93.6861 | 1553 | 69.6 | 10.9 | 1553 | 93.6861 | 1553
2319 |  | 1529.7 | 81.3199 | 1529.7 | 1529.7 | 81.3199 | 1529.7 | 1529.7 | 81.3199 | 1529.7 | 72 | 11.91 | 1529.7 | 81.3199 | 1529.7
2320 |  | 1546.9 | 70.1303 | 1546.9 | 1546.9 | 70.1303 | 1546.9 | 1546.9 | 70.1303 | 1546.9 | 71.3 | 12.7 | 1546.9 | 70.1303 | 1546.9
2321 |  | 1589.4 | 72.1875 | 1589.4 | 1589.4 | 72.1875 | 1589.4 | 1589.4 | 72.1875 | 1589.4 | 71.5 | 18.4 | 1589.4 | 72.1875 | 1589.4
2322 |  | 1627.1 | 94.2759 | 1627.1 | 1627.1 | 94.2759 | 1627.1 | 1627.1 | 94.2759 | 1627.1 | 72.5 | 21.87 | 1627.1 | 94.2759 | 1627.1
2323 |  | 1843 | 100.1793 | 1843 | 1843 | 100.1793 | 1843 | 1843 | 100.1793 | 1843 | 71.3 | 9.65 | 1843 | 100.1793 | 1843
2324 |  | 1921.3 | 98.1331 | 1921.3 | 1921.3 | 98.1331 | 1921.3 | 1921.3 | 98.1331 | 1921.3 | 72.3 | 10.27 | 1921.3 | 98.1331 | 1921.3
2325 |  | 1861.8 | 103.2531 | 1861.8 | 1861.8 | 103.2531 | 1861.8 | 1861.8 | 103.2531 | 1861.8 | 72.3 | 15.8 | 1861.8 | 103.2531 | 1861.8
2326 |  | 1853.6 | 118.7974 | 1853.6 | 1853.6 | 118.7974 | 1853.6 | 1853.6 | 118.7974 | 1853.6 | 72 | 18.26 | 1853.6 | 118.7974 | 1853.6
2327 |  | 1845.7 | 133.715 | 1845.7 | 1845.7 | 133.715 | 1845.7 | 1845.7 | 133.715 | 1845.7 | 73 | 9.95 | 1845.7 | 133.715 | 1845.7
2328 |  | 1739.5 | 118.351 | 1739.5 | 1739.5 | 118.351 | 1739.5 | 1739.5 | 118.351 | 1739.5 | 72.2 | 17.26 | 1739.5 | 118.351 | 1739.5
2329 |  | 1681.6 | 104.1893 | 1681.6 | 1681.6 | 104.1893 | 1681.6 | 1681.6 | 104.1893 | 1681.6 | 73.1 | 8.71 | 1681.6 | 104.1893 | 1681.6
2330 |  | 1642.9 | 134.6637 | 1642.9 | 1642.9 | 134.6637 | 1642.9 | 1642.9 | 134.6637 | 1642.9 | 72.8 | 13.08 | 1642.9 | 134.6637 | 1642.9
2331 |  | 1598.9 | 128.3793 | 1598.9 | 1598.9 | 128.3793 | 1598.9 | 1598.9 | 128.3793 | 1598.9 | 71.7 | 8.79 | 1598.9 | 128.3793 | 1598.9
2332 |  | 1605.7 | 128.9445 | 1605.7 | 1605.7 | 128.9445 | 1605.7 | 1605.7 | 128.9445 | 1605.7 | 72 | 11.11 | 1605.7 | 128.9445 | 1605.7
2333 |  | 1645.4 | 129.3838 | 1645.4 | 1645.4 | 129.3838 | 1645.4 | 1645.4 | 129.3838 | 1645.4 | 72.4 | 8.38 | 1645.4 | 129.3838 | 1645.4
2334 |  | 1512.5 | 130.5395 | 1512.5 | 1512.5 | 130.5395 | 1512.5 | 1512.5 | 130.5395 | 1512.5 | 71 | 12.69 | 1512.5 | 130.5395 | 1512.5
2335 |  | 1546.9 | 130.0119 | 1546.9 | 1546.9 | 130.0119 | 1546.9 | 1546.9 | 130.0119 | 1546.9 | 71.9 | 11.75 | 1546.9 | 130.0119 | 1546.9
2336 |  | 1543.7 | 125.2458 | 1543.7 | 1543.7 | 125.2458 | 1543.7 | 1543.7 | 125.2458 | 1543.7 | 72.1 | 10.33 | 1543.7 | 125.2458 | 1543.7
2337 |  | 1544.8 | 107.8383 | 1544.8 | 1544.8 | 107.8383 | 1544.8 | 1544.8 | 107.8383 | 1544.8 | 72.2 | 15.13 | 1544.8 | 107.8383 | 1544.8
2338 |  | 1517.8 | 105.5208 | 1517.8 | 1517.8 | 105.5208 | 1517.8 | 1517.8 | 105.5208 | 1517.8 | 71.9 | 14.83 | 1517.8 | 105.5208 | 1517.8
2339 |  | 1548.4 | 107.369 | 1548.4 | 1548.4 | 107.369 | 1548.4 | 1548.4 | 107.369 | 1548.4 | 71.6 | 14.49 | 1548.4 | 107.369 | 1548.4
2340 |  | 1564.6 | 135.4175 | 1564.6 | 1564.6 | 135.4175 | 1564.6 | 1564.6 | 135.4175 | 1564.6 | 72.3 | 19.36 | 1564.6 | 135.4175 | 1564.6
2341 |  | 1562.7 | 130.7795 | 1562.7 | 1562.7 | 130.7795 | 1562.7 | 1562.7 | 130.7795 | 1562.7 | 71 | 8.3 | 1562.7 | 130.7795 | 1562.7
2342 |  | 1479.8 | 133.9809 | 1479.8 | 1479.8 | 133.9809 | 1479.8 | 1479.8 | 133.9809 | 1479.8 | 72.9 | 16.16 | 1479.8 | 133.9809 | 1479.8
2343 |  | 1565.8 | 133.0625 | 1565.8 | 1565.8 | 133.0625 | 1565.8 | 1565.8 | 133.0625 | 1565.8 | 71.3 | 19.3 | 1565.8 | 133.0625 | 1565.8
2344 |  | 1604.5 | 132.9426 | 1604.5 | 1604.5 | 132.9426 | 1604.5 | 1604.5 | 132.9426 | 1604.5 | 72.3 | 16.62 | 1604.5 | 132.9426 | 1604.5
2345 |  | 1605.7 | 134.1868 | 1605.7 | 1605.7 | 134.1868 | 1605.7 | 1605.7 | 134.1868 | 1605.7 | 72.7 | 25.93 | 1605.7 | 134.1868 | 1605.7
2346 |  | 1753.6 | 130.1192 | 1753.6 | 1753.6 | 130.1192 | 1753.6 | 1753.6 | 130.1192 | 1753.6 | 72.2 | 15.41 | 1753.6 | 130.1192 | 1753.6
2347 |  | 1936.7 | 132.9143 | 1936.7 | 1936.7 | 132.9143 | 1936.7 | 1936.7 | 132.9143 | 1936.7 | 72.2 | 17.28 | 1936.7 | 132.9143 | 1936.7
2348 |  | 1937.2 | 133.9748 | 1937.2 | 1937.2 | 133.9748 | 1937.2 | 1937.2 | 133.9748 | 1937.2 | 72.9 | 13.01 | 1937.2 | 133.9748 | 1937.2
2349 |  | 1929.4 | 130.6198 | 1929.4 | 1929.4 | 130.6198 | 1929.4 | 1929.4 | 130.6198 | 1929.4 | 71.6 | 17.22 | 1929.4 | 130.6198 | 1929.4
2350 |  | 1891 | 109.784 | 1891 | 1891 | 109.784 | 1891 | 1891 | 109.784 | 1891 | 71.4 | 17.47 | 1891 | 109.784 | 1891
2351 |  | 1838.5 | 130.7278 | 1838.5 | 1838.5 | 130.7278 | 1838.5 | 1838.5 | 130.7278 | 1838.5 | 72.6 | 9.645 | 1838.5 | 130.7278 | 1838.5
2352 |  | 1822.1 | 131.9849 | 1822.1 | 1822.1 | 131.9849 | 1822.1 | 1822.1 | 131.9849 | 1822.1 | 71.9 | 13.5 | 1822.1 | 131.9849 | 1822.1
2353 |  | 1729.4 | 132.3517 | 1729.4 | 1729.4 | 132.3517 | 1729.4 | 1729.4 | 132.3517 | 1729.4 | 72.7 | 16.21 | 1729.4 | 132.3517 | 1729.4
2354 |  | 1700.8 | 131.0262 | 1700.8 | 1700.8 | 131.0262 | 1700.8 | 1700.8 | 131.0262 | 1700.8 | 71.5 | 13.32 | 1700.8 | 131.0262 | 1700.8
2355 |  | 1650.9 | 131.4239 | 1650.9 | 1650.9 | 131.4239 | 1650.9 | 1650.9 | 131.4239 | 1650.9 | 72.6 | 10.71 | 1650.9 | 131.4239 | 1650.9
2356 |  | 1615.4 | 131.2533 | 1615.4 | 1615.4 | 131.2533 | 1615.4 | 1615.4 | 131.2533 | 1615.4 | 72.9 | 12.22 | 1615.4 | 131.2533 | 1615.4
2357 |  | 1639.8 | 132.9035 | 1639.8 | 1639.8 | 132.9035 | 1639.8 | 1639.8 | 132.9035 | 1639.8 | 71.5 | 9.4 | 1639.8 | 132.9035 | 1639.8
2358 |  | 1608 | 128.5663 | 1608 | 1608 | 128.5663 | 1608 | 1608 | 128.5663 | 1608 | 72.4 | 13.56 | 1608 | 128.5663 | 1608
2359 |  | 1443.3 | 129.2373 | 1443.3 | 1443.3 | 129.2373 | 1443.3 | 1443.3 | 129.2373 | 1443.3 | 71.7 | 8.7 | 1443.3 | 129.2373 | 1443.3
2360 |  | 1442 | 130.5587 | 1442 | 1442 | 130.5587 | 1442 | 1442 | 130.5587 | 1442 | 72.3 | 8.52 | 1442 | 130.5587 | 1442
2361 |  | 1502.5 | 134.9223 | 1502.5 | 1502.5 | 134.9223 | 1502.5 | 1502.5 | 134.9223 | 1502.5 | 71.9 | 10.36 | 1502.5 | 134.9223 | 1502.5
2362 |  | 1559 | 133.9733 | 1559 | 1559 | 133.9733 | 1559 | 1559 | 133.9733 | 1559 | 71.9 | 16.83 | 1559 | 133.9733 | 1559
2363 |  | 1576.1 | 134.3666 | 1576.1 | 1576.1 | 134.3666 | 1576.1 | 1576.1 | 134.3666 | 1576.1 | 71.6 | 14.06 | 1576.1 | 134.3666 | 1576.1
2364 |  | 1530.3 | 132.7151 | 1530.3 | 1530.3 | 132.7151 | 1530.3 | 1530.3 | 132.7151 | 1530.3 | 71.8 | 12.4 | 1530.3 | 132.7151 | 1530.3
2365 |  | 1588.6 | 132.1004 | 1588.6 | 1588.6 | 132.1004 | 1588.6 | 1588.6 | 132.1004 | 1588.6 | 72.3 | 14.31 | 1588.6 | 132.1004 | 1588.6
2366 |  | 1568.9 | 132.1977 | 1568.9 | 1568.9 | 132.1977 | 1568.9 | 1568.9 | 132.1977 | 1568.9 | 72.3 | 11.26 | 1568.9 | 132.1977 | 1568.9
2367 |  | 1598.4 | 131.5999 | 1598.4 | 1598.4 | 131.5999 | 1598.4 | 1598.4 | 131.5999 | 1598.4 | 71.3 | 15.33 | 1598.4 | 131.5999 | 1598.4
2368 |  | 1621.8 | 132.1613 | 1621.8 | 1621.8 | 132.1613 | 1621.8 | 1621.8 | 132.1613 | 1621.8 | 71.8 | 14.55 | 1621.8 | 132.1613 | 1621.8
2369 |  | 1617.8 | 133.194 | 1617.8 | 1617.8 | 133.194 | 1617.8 | 1617.8 | 133.194 | 1617.8 | 71.9 | 12.17 | 1617.8 | 133.194 | 1617.8
2370 |  | 1603.4 | 129.3744 | 1603.4 | 1603.4 | 129.3744 | 1603.4 | 1603.4 | 129.3744 | 1603.4 | 72.3 | 10.19 | 1603.4 | 129.3744 | 1603.4
2371 |  | 1816.9 | 126.4 | 1816.9 | 1816.9 | 126.4 | 1816.9 | 1816.9 | 126.4 | 1816.9 | 68.2 | 9.91 | 1816.9 | 126.4 | 1816.9
2372 |  | 1625.2 | 125.0401 | 1625.2 | 1625.2 | 125.0401 | 1625.2 | 1625.2 | 125.0401 | 1625.2 | 71.2 | 9.02 | 1625.2 | 125.0401 | 1625.2
2373 |  | 1684.5 | 105.9362 | 1684.5 | 1684.5 | 105.9362 | 1684.5 | 1684.5 | 105.9362 | 1684.5 | 70.6 | 8.82 | 1684.5 | 105.9362 | 1684.5
2374 |  | 1714.9 | 131.8579 | 1714.9 | 1714.9 | 131.8579 | 1714.9 | 1714.9 | 131.8579 | 1714.9 | 71.6 | 9.39 | 1714.9 | 131.8579 | 1714.9
2375 |  | 1719.5 | 124.4803 | 1719.5 | 1719.5 | 124.4803 | 1719.5 | 1719.5 | 124.4803 | 1719.5 | 72.1 | 9.34 | 1719.5 | 124.4803 | 1719.5
2376 |  | 1684.5 | 125.7236 | 1684.5 | 1684.5 | 125.7236 | 1684.5 | 1684.5 | 125.7236 | 1684.5 | 71.4 | 9.74 | 1684.5 | 125.7236 | 1684.5
2377 |  | 1521 | 131.8407 | 1521 | 1521 | 131.8407 | 1521 | 1521 | 131.8407 | 1521 | 71.2 | 9.87 | 1521 | 131.8407 | 1521
2378 |  | 1428.8 | 129.7777 | 1428.8 | 1428.8 | 129.7777 | 1428.8 | 1428.8 | 129.7777 | 1428.8 | 71.1 | 8.93 | 1428.8 | 129.7777 | 1428.8
2379 |  | 1422 | 129.3851 | 1422 | 1422 | 129.3851 | 1422 | 1422 | 129.3851 | 1422 | 71 | 8.82 | 1422 | 129.3851 | 1422
2380 |  | 1385.2 | 127.906 | 1385.2 | 1385.2 | 127.906 | 1385.2 | 1385.2 | 127.906 | 1385.2 | 70.8 | 8.11 | 1385.2 | 127.906 | 1385.2
2381 |  | 1382.3 | 125.4295 | 1382.3 | 1382.3 | 125.4295 | 1382.3 | 1382.3 | 125.4295 | 1382.3 | 70.8 | 8.41 | 1382.3 | 125.4295 | 1382.3
2382 |  | 1321.2 | 126.3611 | 1321.2 | 1321.2 | 126.3611 | 1321.2 | 1321.2 | 126.3611 | 1321.2 | 71 | 7.98 | 1321.2 | 126.3611 | 1321.2
2383 |  | 1362.2 | 122.2746 | 1362.2 | 1362.2 | 122.2746 | 1362.2 | 1362.2 | 122.2746 | 1362.2 | 70.4 | 7.4 | 1362.2 | 122.2746 | 1362.2
2384 |  | 1373.5 | 120.4709 | 1373.5 | 1373.5 | 120.4709 | 1373.5 | 1373.5 | 120.4709 | 1373.5 | 69.5 | 7.36 | 1373.5 | 120.4709 | 1373.5
2385 |  | 1348.7 | 123.592 | 1348.7 | 1348.7 | 123.592 | 1348.7 | 1348.7 | 123.592 | 1348.7 | 71.1 | 7.61 | 1348.7 | 123.592 | 1348.7
2386 |  | 1325.5 | 123.3827 | 1325.5 | 1325.5 | 123.3827 | 1325.5 | 1325.5 | 123.3827 | 1325.5 | 70.9 | 7.98 | 1325.5 | 123.3827 | 1325.5
2387 |  | 1356.6 | 123.3776 | 1356.6 | 1356.6 | 123.3776 | 1356.6 | 1356.6 | 123.3776 | 1356.6 | 71.1 | 8.8 | 1356.6 | 123.3776 | 1356.6
2388 |  | 1388 | 123.6143 | 1388 | 1388 | 123.6143 | 1388 | 1388 | 123.6143 | 1388 | 71.9 | 8.58 | 1388 | 123.6143 | 1388
2389 |  | 1430.6 | 128.5347 | 1430.6 | 1430.6 | 128.5347 | 1430.6 | 1430.6 | 128.5347 | 1430.6 | 71.3 | 8.19 | 1430.6 | 128.5347 | 1430.6
2390 |  | 1470.3 | 127.9241 | 1470.3 | 1470.3 | 127.9241 | 1470.3 | 1470.3 | 127.9241 | 1470.3 | 71.6 | 9.4 | 1470.3 | 127.9241 | 1470.3
2391 |  | 1494.3 | 130.0977 | 1494.3 | 1494.3 | 130.0977 | 1494.3 | 1494.3 | 130.0977 | 1494.3 | 71.5 | 7.99 | 1494.3 | 130.0977 | 1494.3
2392 |  | 1451.5 | 131.2817 | 1451.5 | 1451.5 | 131.2817 | 1451.5 | 1451.5 | 131.2817 | 1451.5 | 71.3 | 7.55 | 1451.5 | 131.2817 | 1451.5
2393 |  | 1484.4 | 130.4782 | 1484.4 | 1484.4 | 130.4782 | 1484.4 | 1484.4 | 130.4782 | 1484.4 | 71.8 | 7.44 | 1484.4 | 130.4782 | 1484.4
2394 |  | 1534.1 | 128.4262 | 1534.1 | 1534.1 | 128.4262 | 1534.1 | 1534.1 | 128.4262 | 1534.1 | 71.8 | 7.73 | 1534.1 | 128.4262 | 1534.1
2395 |  | 1766.2 | 129.6197 | 1766.2 | 1766.2 | 129.6197 | 1766.2 | 1766.2 | 129.6197 | 1766.2 | 70.3 | 7.33 | 1766.2 | 129.6197 | 1766.2
2396 |  | 1858.1 | 127.148 | 1858.1 | 1858.1 | 127.148 | 1858.1 | 1858.1 | 127.148 | 1858.1 | 71.4 | 8.48 | 1858.1 | 127.148 | 1858.1
2397 |  | 1816.6 | 127.7288 | 1816.6 | 1816.6 | 127.7288 | 1816.6 | 1816.6 | 127.7288 | 1816.6 | 71.7 | 7.89 | 1816.6 | 127.7288 | 1816.6
2398 |  | 1693 | 131.8299 | 1693 | 1693 | 131.8299 | 1693 | 1693 | 131.8299 | 1693 | 72.3 | 7.59 | 1693 | 131.8299 | 1693
2399 |  | 1645.1 | 130.899 | 1645.1 | 1645.1 | 130.899 | 1645.1 | 1645.1 | 130.899 | 1645.1 | 72.3 | 12.15 | 1645.1 | 130.899 | 1645.1
2400 |  | 1523 | 132.4445 | 1523 | 1523 | 132.4445 | 1523 | 1523 | 132.4445 | 1523 | 71.7 | 13.35 | 1523 | 132.4445 | 1523
2401 |  | 1570.1 | 124.045 | 1570.1 | 1570.1 | 124.045 | 1570.1 | 1570.1 | 124.045 | 1570.1 | 71.3 | 7.18 | 1570.1 | 124.045 | 1570.1
2402 |  | 1555 | 124.542 | 1555 | 1555 | 124.542 | 1555 | 1555 | 124.542 | 1555 | 71.4 | 7.18 | 1555 | 124.542 | 1555
2403 |  | 1568.2 | 126.2227 | 1568.2 | 1568.2 | 126.2227 | 1568.2 | 1568.2 | 126.2227 | 1568.2 | 71.1 | 6.42 | 1568.2 | 126.2227 | 1568.2
2404 |  | 1520.3 | 127.5524 | 1520.3 | 1520.3 | 127.5524 | 1520.3 | 1520.3 | 127.5524 | 1520.3 | 71.6 | 6.53 | 1520.3 | 127.5524 | 1520.3
2405 |  | 1564.6 | 126.7879 | 1564.6 | 1564.6 | 126.7879 | 1564.6 | 1564.6 | 126.7879 | 1564.6 | 71.7 | 7.29 | 1564.6 | 126.7879 | 1564.6
2406 |  | 1591.4 | 127.2455 | 1591.4 | 1591.4 | 127.2455 | 1591.4 | 1591.4 | 127.2455 | 1591.4 | 72.3 | 6.49 | 1591.4 | 127.2455 | 1591.4
2407 |  | 1484.3 | 113.769 | 1484.3 | 1484.3 | 113.769 | 1484.3 | 1484.3 | 113.769 | 1484.3 | 72.2 | 6.68 | 1484.3 | 113.769 | 1484.3
2408 |  | 1533.3 | 123.748 | 1533.3 | 1533.3 | 123.748 | 1533.3 | 1533.3 | 123.748 | 1533.3 | 71.9 | 7.43 | 1533.3 | 123.748 | 1533.3
2409 |  | 1564.7 | 125.7328 | 1564.7 | 1564.7 | 125.7328 | 1564.7 | 1564.7 | 125.7328 | 1564.7 | 72.2 | 14.9 | 1564.7 | 125.7328 | 1564.7
2410 |  | 1703.1 | 122.2921 | 1703.1 | 1703.1 | 122.2921 | 1703.1 | 1703.1 | 122.2921 | 1703.1 | 72.5 | 19.4 | 1703.1 | 122.2921 | 1703.1
2411 |  | 1646 | 121.0846 | 1646 | 1646 | 121.0846 | 1646 | 1646 | 121.0846 | 1646 | 72.2 | 10.9 | 1646 | 121.0846 | 1646
2412 |  | 1670.6 | 122.639 | 1670.6 | 1670.6 | 122.639 | 1670.6 | 1670.6 | 122.639 | 1670.6 | 71.9 | 18.08 | 1670.6 | 122.639 | 1670.6
2413 |  | 1682.8 | 126.8804 | 1682.8 | 1682.8 | 126.8804 | 1682.8 | 1682.8 | 126.8804 | 1682.8 | 72.1 | 25.25 | 1682.8 | 126.8804 | 1682.8
2414 |  | 1688.1 | 129.9268 | 1688.1 | 1688.1 | 129.9268 | 1688.1 | 1688.1 | 129.9268 | 1688.1 | 72.1 | 16.14 | 1688.1 | 129.9268 | 1688.1
2415 |  | 1732.7 | 130.2119 | 1732.7 | 1732.7 | 130.2119 | 1732.7 | 1732.7 | 130.2119 | 1732.7 | 71.5 | 16.86 | 1732.7 | 130.2119 | 1732.7
2416 |  | 1729.5 | 127.983 | 1729.5 | 1729.5 | 127.983 | 1729.5 | 1729.5 | 127.983 | 1729.5 | 71.7 | 11.27 | 1729.5 | 127.983 | 1729.5
2417 |  | 1747.7 | 127.7968 | 1747.7 | 1747.7 | 127.7968 | 1747.7 | 1747.7 | 127.7968 | 1747.7 | 72.3 | 13.48 | 1747.7 | 127.7968 | 1747.7
2418 |  | 1623.6 | 125.3501 | 1623.6 | 1623.6 | 125.3501 | 1623.6 | 1623.6 | 125.3501 | 1623.6 | 71.1 | 17.34 | 1623.6 | 125.3501 | 1623.6
2419 |  | 1900.1 | 128.6674 | 1900.1 | 1900.1 | 128.6674 | 1900.1 | 1900.1 | 128.6674 | 1900.1 | 72.1 | 11.2 | 1900.1 | 128.6674 | 1900.1
2420 |  | 1918.8 | 126.6885 | 1918.8 | 1918.8 | 126.6885 | 1918.8 | 1918.8 | 126.6885 | 1918.8 | 72.5 | 10.31 | 1918.8 | 126.6885 | 1918.8
2421 |  | 1907.4 | 128.7379 | 1907.4 | 1907.4 | 128.7379 | 1907.4 | 1907.4 | 128.7379 | 1907.4 | 72.2 | 12.01 | 1907.4 | 128.7379 | 1907.4
2422 |  | 1895.5 | 128.0983 | 1895.5 | 1895.5 | 128.0983 | 1895.5 | 1895.5 | 128.0983 | 1895.5 | 71.4 | 17.16 | 1895.5 | 128.0983 | 1895.5
2423 |  | 1871.9 | 130.282 | 1871.9 | 1871.9 | 130.282 | 1871.9 | 1871.9 | 130.282 | 1871.9 | 72.4 | 14.96 | 1871.9 | 130.282 | 1871.9
2424 |  | 1790.8 | 129.1062 | 1790.8 | 1790.8 | 129.1062 | 1790.8 | 1790.8 | 129.1062 | 1790.8 | 72.6 | 16.96 | 1790.8 | 129.1062 | 1790.8
2425 |  | 1732.9 | 124.0687 | 1732.9 | 1732.9 | 124.0687 | 1732.9 | 1732.9 | 124.0687 | 1732.9 | 72.6 | 15.26 | 1732.9 | 124.0687 | 1732.9
2426 |  | 1655.2 | 126.0252 | 1655.2 | 1655.2 | 126.0252 | 1655.2 | 1655.2 | 126.0252 | 1655.2 | 73.2 | 17.81 | 1655.2 | 126.0252 | 1655.2
2427 |  | 1639.3 | 125.688 | 1639.3 | 1639.3 | 125.688 | 1639.3 | 1639.3 | 125.688 | 1639.3 | 73.1 | 12.09 | 1639.3 | 125.688 | 1639.3
2428 |  | 1629.4 | 126.4899 | 1629.4 | 1629.4 | 126.4899 | 1629.4 | 1629.4 | 126.4899 | 1629.4 | 72.9 | 12.71 | 1629.4 | 126.4899 | 1629.4
2429 |  | 1651.3 | 130.6765 | 1651.3 | 1651.3 | 130.6765 | 1651.3 | 1651.3 | 130.6765 | 1651.3 | 72.9 | 2.77 | 1651.3 | 130.6765 | 1651.3
2430 |  | 1556.8 | 119.6428 | 1556.8 | 1556.8 | 119.6428 | 1556.8 | 1556.8 | 119.6428 | 1556.8 | 72.2 | 11.47 | 1556.8 | 119.6428 | 1556.8
2431 |  | 1529.8 | 106.4245 | 1529.8 | 1529.8 | 106.4245 | 1529.8 | 1529.8 | 106.4245 | 1529.8 | 71.5 | 12.03 | 1529.8 | 106.4245 | 1529.8
2432 |  | 1533.9 | 104.18 | 1533.9 | 1533.9 | 104.18 | 1533.9 | 1533.9 | 104.18 | 1533.9 | 72.5 | 9.47 | 1533.9 | 104.18 | 1533.9
2433 |  | 1577.8 | 105.8389 | 1577.8 | 1577.8 | 105.8389 | 1577.8 | 1577.8 | 105.8389 | 1577.8 | 70.5 | 12.29 | 1577.8 | 105.8389 | 1577.8
2434 |  | 1620.3 | 104.1195 | 1620.3 | 1620.3 | 104.1195 | 1620.3 | 1620.3 | 104.1195 | 1620.3 | 71.8 | 12.86 | 1620.3 | 104.1195 | 1620.3
2435 |  | 1611.4 | 103.537 | 1611.4 | 1611.4 | 103.537 | 1611.4 | 1611.4 | 103.537 | 1611.4 | 72.4 | 13.49 | 1611.4 | 103.537 | 1611.4
2436 |  | 1552.4 | 108.5292 | 1552.4 | 1552.4 | 108.5292 | 1552.4 | 1552.4 | 108.5292 | 1552.4 | 72.7 | 12.2 | 1552.4 | 108.5292 | 1552.4
2437 |  | 1603.8 | 107.798 | 1603.8 | 1603.8 | 107.798 | 1603.8 | 1603.8 | 107.798 | 1603.8 | 72.5 | 14.87 | 1603.8 | 107.798 | 1603.8
2438 |  | 1606.1 | 108.0819 | 1606.1 | 1606.1 | 108.0819 | 1606.1 | 1606.1 | 108.0819 | 1606.1 | 72.3 | 14.6 | 1606.1 | 108.0819 | 1606.1
2439 |  | 1638.9 | 105.2273 | 1638.9 | 1638.9 | 105.2273 | 1638.9 | 1638.9 | 105.2273 | 1638.9 | 72.6 | 13.89 | 1638.9 | 105.2273 | 1638.9
2440 |  | 1655.4 | 102.6725 | 1655.4 | 1655.4 | 102.6725 | 1655.4 | 1655.4 | 102.6725 | 1655.4 | 72.6 | 11.83 | 1655.4 | 102.6725 | 1655.4
2441 |  | 1660.5 | 100.8042 | 1660.5 | 1660.5 | 100.8042 | 1660.5 | 1660.5 | 100.8042 | 1660.5 | 73.5 | 18.52 | 1660.5 | 100.8042 | 1660.5
2442 |  | 1657.7 | 104.0161 | 1657.7 | 1657.7 | 104.0161 | 1657.7 | 1657.7 | 104.0161 | 1657.7 | 72.1 | 13.91 | 1657.7 | 104.0161 | 1657.7
2443 |  | 1893.6 | 105.7791 | 1893.6 | 1893.6 | 105.7791 | 1893.6 | 1893.6 | 105.7791 | 1893.6 | 73.2 | 13.25 | 1893.6 | 105.7791 | 1893.6
2444 |  | 1973.8 | 105.7581 | 1973.8 | 1973.8 | 105.7581 | 1973.8 | 1973.8 | 105.7581 | 1973.8 | 71.9 | 12.29 | 1973.8 | 105.7581 | 1973.8
2445 |  | 1951 | 105.2902 | 1951 | 1951 | 105.2902 | 1951 | 1951 | 105.2902 | 1951 | 73 | 14.82 | 1951 | 105.2902 | 1951
2446 |  | 1914.2 | 105.012 | 1914.2 | 1914.2 | 105.012 | 1914.2 | 1914.2 | 105.012 | 1914.2 | 73.1 | 11.51 | 1914.2 | 105.012 | 1914.2
2447 |  | 1776.2 | 104.3828 | 1776.2 | 1776.2 | 104.3828 | 1776.2 | 1776.2 | 104.3828 | 1776.2 | 71.5 | 12.035 | 1776.2 | 104.3828 | 1776.2
2448 |  | 1706.3 | 102.3254 | 1706.3 | 1706.3 | 102.3254 | 1706.3 | 1706.3 | 102.3254 | 1706.3 | 73 | 12.47 | 1706.3 | 102.3254 | 1706.3
2449 |  | 1656.8 | 102.7478 | 1656.8 | 1656.8 | 102.7478 | 1656.8 | 1656.8 | 102.7478 | 1656.8 | 72.8 | 11.89 | 1656.8 | 102.7478 | 1656.8
2450 |  | 1611.7 | 104.1208 | 1611.7 | 1611.7 | 104.1208 | 1611.7 | 1611.7 | 104.1208 | 1611.7 | 73.4 | 12.785 | 1611.7 | 104.1208 | 1611.7
2451 |  | 1536.5 | 102.9336 | 1536.5 | 1536.5 | 102.9336 | 1536.5 | 1536.5 | 102.9336 | 1536.5 | 73.2 | 9.935 | 1536.5 | 102.9336 | 1536.5
2452 |  | 1563.5 | 102.0137 | 1563.5 | 1563.5 | 102.0137 | 1563.5 | 1563.5 | 102.0137 | 1563.5 | 72.5 | 7.1 | 1563.5 | 102.0137 | 1563.5
2453 |  | 1581.3 | 102.798 | 1581.3 | 1581.3 | 102.798 | 1581.3 | 1581.3 | 102.798 | 1581.3 | 72.7 | 7.775 | 1581.3 | 102.798 | 1581.3
2454 |  | 1531.2 | 103.4412 | 1531.2 | 1531.2 | 103.4412 | 1531.2 | 1531.2 | 103.4412 | 1531.2 | 73.2 | 8.56 | 1531.2 | 103.4412 | 1531.2
2455 |  | 1481.5 | 102.266 | 1481.5 | 1481.5 | 102.266 | 1481.5 | 1481.5 | 102.266 | 1481.5 | 71.6 | 8.15 | 1481.5 | 102.266 | 1481.5
2456 |  | 1556.4 | 102.3289 | 1556.4 | 1556.4 | 102.3289 | 1556.4 | 1556.4 | 102.3289 | 1556.4 | 72.5 | 8.87 | 1556.4 | 102.3289 | 1556.4
2457 |  | 1567.9 | 103.0614 | 1567.9 | 1567.9 | 103.0614 | 1567.9 | 1567.9 | 103.0614 | 1567.9 | 72.2 | 11.23 | 1567.9 | 103.0614 | 1567.9
2458 |  | 1635 | 105.5628 | 1635 | 1635 | 105.5628 | 1635 | 1635 | 105.5628 | 1635 | 72.4 | 13.08 | 1635 | 105.5628 | 1635
2459 |  | 1664.8 | 101.6903 | 1664.8 | 1664.8 | 101.6903 | 1664.8 | 1664.8 | 101.6903 | 1664.8 | 71.4 | 15.8 | 1664.8 | 101.6903 | 1664.8
2460 |  | 1634.6 | 100.9425 | 1634.6 | 1634.6 | 100.9425 | 1634.6 | 1634.6 | 100.9425 | 1634.6 | 70.3 | 11.56 | 1634.6 | 100.9425 | 1634.6
2461 |  | 1546.6 | 100.2685 | 1546.6 | 1546.6 | 100.2685 | 1546.6 | 1546.6 | 100.2685 | 1546.6 | 70.8 | 14.64 | 1546.6 | 100.2685 | 1546.6
2462 |  | 1467.3 | 99.6875 | 1467.3 | 1467.3 | 99.6875 | 1467.3 | 1467.3 | 99.6875 | 1467.3 | 71.7 | 11.79 | 1467.3 | 99.6875 | 1467.3
2463 |  | 1631.1 | 101.5316 | 1631.1 | 1631.1 | 101.5316 | 1631.1 | 1631.1 | 101.5316 | 1631.1 | 73.3 | 10.87 | 1631.1 | 101.5316 | 1631.1
2464 |  | 1670.4 | 98.6639 | 1670.4 | 1670.4 | 98.6639 | 1670.4 | 1670.4 | 98.6639 | 1670.4 | 72.4 | 11.78 | 1670.4 | 98.6639 | 1670.4
2465 |  | 1677.4 | 99.8801 | 1677.4 | 1677.4 | 99.8801 | 1677.4 | 1677.4 | 99.8801 | 1677.4 | 73.4 | 15.37 | 1677.4 | 99.8801 | 1677.4
2466 |  | 1717.8 | 100.395 | 1717.8 | 1717.8 | 100.395 | 1717.8 | 1717.8 | 100.395 | 1717.8 | 70.1 | 14.45 | 1717.8 | 100.395 | 1717.8
2467 |  | 1941.1 | 101.3736 | 1941.1 | 1941.1 | 101.3736 | 1941.1 | 1941.1 | 101.3736 | 1941.1 | 71.7 | 12.9 | 1941.1 | 101.3736 | 1941.1
2468 |  | 2005.8 | 102.2558 | 2005.8 | 2005.8 | 102.2558 | 2005.8 | 2005.8 | 102.2558 | 2005.8 | 71.5 | 9.28 | 2005.8 | 102.2558 | 2005.8
2469 |  | 1925.6 | 104.042 | 1925.6 | 1925.6 | 104.042 | 1925.6 | 1925.6 | 104.042 | 1925.6 | 71.8 | 8.37 | 1925.6 | 104.042 | 1925.6
2470 |  | 1891.4 | 104.3865 | 1891.4 | 1891.4 | 104.3865 | 1891.4 | 1891.4 | 104.3865 | 1891.4 | 72.7 | 7.73 | 1891.4 | 104.3865 | 1891.4
2471 |  | 1856 | 103.645 | 1856 | 1856 | 103.645 | 1856 | 1856 | 103.645 | 1856 | 71.9 | 9.11 | 1856 | 103.645 | 1856
2472 |  | 1771.8 | 103.4192 | 1771.8 | 1771.8 | 103.4192 | 1771.8 | 1771.8 | 103.4192 | 1771.8 | 71.3 | 7.98 | 1771.8 | 103.4192 | 1771.8
2473 |  | 1717.8 | 103.8373 | 1717.8 | 1717.8 | 103.8373 | 1717.8 | 1717.8 | 103.8373 | 1717.8 | 72 | 8.52 | 1717.8 | 103.8373 | 1717.8
2474 |  | 1697.3 | 104.4985 | 1697.3 | 1697.3 | 104.4985 | 1697.3 | 1697.3 | 104.4985 | 1697.3 | 71.2 | 7.76 | 1697.3 | 104.4985 | 1697.3
2475 |  | 1683.6 | 104.3445 | 1683.6 | 1683.6 | 104.3445 | 1683.6 | 1683.6 | 104.3445 | 1683.6 | 71.6 | 7.78 | 1683.6 | 104.3445 | 1683.6
2476 |  | 1658.4 | 103.6956 | 1658.4 | 1658.4 | 103.6956 | 1658.4 | 1658.4 | 103.6956 | 1658.4 | 72.1 | 7.385 | 1658.4 | 103.6956 | 1658.4
2477 |  | 1659.6 | 104.5652 | 1659.6 | 1659.6 | 104.5652 | 1659.6 | 1659.6 | 104.5652 | 1659.6 | 72.1 | 8.0175 | 1659.6 | 104.5652 | 1659.6
2478 |  | 1601.8 | 104.2534 | 1601.8 | 1601.8 | 104.2534 | 1601.8 | 1601.8 | 104.2534 | 1601.8 | 72.6 | 7.95 | 1601.8 | 104.2534 | 1601.8
2479 |  | 1562.5 | 104.9828 | 1562.5 | 1562.5 | 104.9828 | 1562.5 | 1562.5 | 104.9828 | 1562.5 | 71.8 | 7.14 | 1562.5 | 104.9828 | 1562.5
2480 |  | 1585.7 | 103.1784 | 1585.7 | 1585.7 | 103.1784 | 1585.7 | 1585.7 | 103.1784 | 1585.7 | 71.9 | 8.42 | 1585.7 | 103.1784 | 1585.7
2481 |  | 1666.9 | 102.4059 | 1666.9 | 1666.9 | 102.4059 | 1666.9 | 1666.9 | 102.4059 | 1666.9 | 71.4 | 9.57 | 1666.9 | 102.4059 | 1666.9
2482 |  | 1671.5 | 102.4407 | 1671.5 | 1671.5 | 102.4407 | 1671.5 | 1671.5 | 102.4407 | 1671.5 | 70.6 | 13.83 | 1671.5 | 102.4407 | 1671.5
2483 |  | 1691.5 | 101.9102 | 1691.5 | 1691.5 | 101.9102 | 1691.5 | 1691.5 | 101.9102 | 1691.5 | 71.8 | 11.33 | 1691.5 | 101.9102 | 1691.5
2484 |  | 1658.1 | 103.8373 | 1658.1 | 1658.1 | 103.8373 | 1658.1 | 1658.1 | 103.8373 | 1658.1 | 71.1 | 12 | 1658.1 | 103.8373 | 1658.1
2485 |  | 1708.8 | 102.644 | 1708.8 | 1708.8 | 102.644 | 1708.8 | 1708.8 | 102.644 | 1708.8 | 69.1 | 21.8 | 1708.8 | 102.644 | 1708.8
2486 |  | 1705.9 | 103.4983 | 1705.9 | 1705.9 | 103.4983 | 1705.9 | 1705.9 | 103.4983 | 1705.9 | 69.6 | 17.25 | 1705.9 | 103.4983 | 1705.9
2487 |  | 1705.2 | 102.4736 | 1705.2 | 1705.2 | 102.4736 | 1705.2 | 1705.2 | 102.4736 | 1705.2 | 72 | 11.01 | 1705.2 | 102.4736 | 1705.2
2488 |  | 1730.3 | 103.8233 | 1730.3 | 1730.3 | 103.8233 | 1730.3 | 1730.3 | 103.8233 | 1730.3 | 71.3 | 12.35 | 1730.3 | 103.8233 | 1730.3
2489 |  | 1563.3 | 116.7195 | 1563.3 | 1563.3 | 116.7195 | 1563.3 | 1563.3 | 116.7195 | 1563.3 | 71.5 | 17.06 | 1563.3 | 116.7195 | 1563.3
2490 |  | 1613 | 105.4608 | 1613 | 1613 | 105.4608 | 1613 | 1613 | 105.4608 | 1613 | 72.5 | 14.76 | 1613 | 105.4608 | 1613
2491 |  | 1736.3 | 108.1866 | 1736.3 | 1736.3 | 108.1866 | 1736.3 | 1736.3 | 108.1866 | 1736.3 | 71.3 | 13.91 | 1736.3 | 108.1866 | 1736.3
2492 |  | 1811.7 | 108.9248 | 1811.7 | 1811.7 | 108.9248 | 1811.7 | 1811.7 | 108.9248 | 1811.7 | 72.3 | 7.97 | 1811.7 | 108.9248 | 1811.7
2493 |  | 1783.7 | 104.9906 | 1783.7 | 1783.7 | 104.9906 | 1783.7 | 1783.7 | 104.9906 | 1783.7 | 72.3 | 7.78 | 1783.7 | 104.9906 | 1783.7
2494 |  | 1789.3 | 103.4579 | 1789.3 | 1789.3 | 103.4579 | 1789.3 | 1789.3 | 103.4579 | 1789.3 | 72 | 7.51 | 1789.3 | 103.4579 | 1789.3
2495 |  | 1717.2 | 105.2192 | 1717.2 | 1717.2 | 105.2192 | 1717.2 | 1717.2 | 105.2192 | 1717.2 | 73 | 7.19 | 1717.2 | 105.2192 | 1717.2
2496 |  | 1716.1 | 126.3813 | 1716.1 | 1716.1 | 126.3813 | 1716.1 | 1716.1 | 126.3813 | 1716.1 | 72.2 | 7.52 | 1716.1 | 126.3813 | 1716.1
2497 |  | 1666.6 | 125.3652 | 1666.6 | 1666.6 | 125.3652 | 1666.6 | 1666.6 | 125.3652 | 1666.6 | 73.1 | 9.49 | 1666.6 | 125.3652 | 1666.6
2498 |  | 1595.2 | 106.4714 | 1595.2 | 1595.2 | 106.4714 | 1595.2 | 1595.2 | 106.4714 | 1595.2 | 72.8 | 6.99 | 1595.2 | 106.4714 | 1595.2
2499 |  | 1556.2 | 104.0374 | 1556.2 | 1556.2 | 104.0374 | 1556.2 | 1556.2 | 104.0374 | 1556.2 | 71.7 | 6.73 | 1556.2 | 104.0374 | 1556.2
2500 |  | 1577.3 | 103.4256 | 1577.3 | 1577.3 | 103.4256 | 1577.3 | 1577.3 | 103.4256 | 1577.3 | 72 | 7.67 | 1577.3 | 103.4256 | 1577.3
2501 |  | 1581.4 | 102.7988 | 1581.4 | 1581.4 | 102.7988 | 1581.4 | 1581.4 | 102.7988 | 1581.4 | 72.4 | 8.26 | 1581.4 | 102.7988 | 1581.4
2502 |  | 1501.8 | 103.7182 | 1501.8 | 1501.8 | 103.7182 | 1501.8 | 1501.8 | 103.7182 | 1501.8 | 71 | 7.34 | 1501.8 | 103.7182 | 1501.8
2503 |  | 1462 | 103.7442 | 1462 | 1462 | 103.7442 | 1462 | 1462 | 103.7442 | 1462 | 71.9 | 7.66 | 1462 | 103.7442 | 1462
2504 |  | 1561.3 | 105.0837 | 1561.3 | 1561.3 | 105.0837 | 1561.3 | 1561.3 | 105.0837 | 1561.3 | 72.1 | 7.93 | 1561.3 | 105.0837 | 1561.3
2505 |  | 1610.4 | 103.126 | 1610.4 | 1610.4 | 103.126 | 1610.4 | 1610.4 | 103.126 | 1610.4 | 72.2 | 12.06 | 1610.4 | 103.126 | 1610.4
2506 |  | 1621.4 | 105.5029 | 1621.4 | 1621.4 | 105.5029 | 1621.4 | 1621.4 | 105.5029 | 1621.4 | 71.9 | 19.25 | 1621.4 | 105.5029 | 1621.4
2507 |  | 1626.9 | 105.313 | 1626.9 | 1626.9 | 105.313 | 1626.9 | 1626.9 | 105.313 | 1626.9 | 71.6 | 14.98 | 1626.9 | 105.313 | 1626.9
2508 |  | 1599.8 | 126.0905 | 1599.8 | 1599.8 | 126.0905 | 1599.8 | 1599.8 | 126.0905 | 1599.8 | 72.3 | 12.81 | 1599.8 | 126.0905 | 1599.8
2509 |  | 1597.1 | 127.6881 | 1597.1 | 1597.1 | 127.6881 | 1597.1 | 1597.1 | 127.6881 | 1597.1 | 71 | 16.57 | 1597.1 | 127.6881 | 1597.1
2510 |  | 1654.1 | 128.6461 | 1654.1 | 1654.1 | 128.6461 | 1654.1 | 1654.1 | 128.6461 | 1654.1 | 72.9 | 20.76 | 1654.1 | 128.6461 | 1654.1
2511 |  | 1680.7 | 125.3086 | 1680.7 | 1680.7 | 125.3086 | 1680.7 | 1680.7 | 125.3086 | 1680.7 | 71.3 | 22.35 | 1680.7 | 125.3086 | 1680.7
2512 |  | 1681.1 | 121.4616 | 1681.1 | 1681.1 | 121.4616 | 1681.1 | 1681.1 | 121.4616 | 1681.1 | 72.3 | 14.01 | 1681.1 | 121.4616 | 1681.1
2513 |  | 1637.9 | 124.9243 | 1637.9 | 1637.9 | 124.9243 | 1637.9 | 1637.9 | 124.9243 | 1637.9 | 72.7 | 15.05 | 1637.9 | 124.9243 | 1637.9
2514 |  | 1594.3 | 123.1303 | 1594.3 | 1594.3 | 123.1303 | 1594.3 | 1594.3 | 123.1303 | 1594.3 | 72.2 | 17.82 | 1594.3 | 123.1303 | 1594.3
2515 |  | 1876.1 | 125.7733 | 1876.1 | 1876.1 | 125.7733 | 1876.1 | 1876.1 | 125.7733 | 1876.1 | 72.2 | 15.75 | 1876.1 | 125.7733 | 1876.1
2516 |  | 1897.5 | 124.3958 | 1897.5 | 1897.5 | 124.3958 | 1897.5 | 1897.5 | 124.3958 | 1897.5 | 72.9 | 12.4 | 1897.5 | 124.3958 | 1897.5
2517 |  | 1765.3 | 125.4562 | 1765.3 | 1765.3 | 125.4562 | 1765.3 | 1765.3 | 125.4562 | 1765.3 | 71.6 | 13.78 | 1765.3 | 125.4562 | 1765.3
2518 |  | 1820.2 | 127.6119 | 1820.2 | 1820.2 | 127.6119 | 1820.2 | 1820.2 | 127.6119 | 1820.2 | 71.4 | 9.9 | 1820.2 | 127.6119 | 1820.2
2519 |  | 1768.4 | 124.2167 | 1768.4 | 1768.4 | 124.2167 | 1768.4 | 1768.4 | 124.2167 | 1768.4 | 72.6 | 8.27 | 1768.4 | 124.2167 | 1768.4
2520 |  | 1726.3 | 122.3741 | 1726.3 | 1726.3 | 122.3741 | 1726.3 | 1726.3 | 122.3741 | 1726.3 | 71.9 | 10.51 | 1726.3 | 122.3741 | 1726.3
2521 |  | 1687 | 121.3681 | 1687 | 1687 | 121.3681 | 1687 | 1687 | 121.3681 | 1687 | 72.7 | 10.46 | 1687 | 121.3681 | 1687
2522 |  | 1646.8 | 122.9731 | 1646.8 | 1646.8 | 122.9731 | 1646.8 | 1646.8 | 122.9731 | 1646.8 | 71.5 | 11.41 | 1646.8 | 122.9731 | 1646.8
2523 |  | 1636.8 | 122.368 | 1636.8 | 1636.8 | 122.368 | 1636.8 | 1636.8 | 122.368 | 1636.8 | 72.6 | 11.93 | 1636.8 | 122.368 | 1636.8
2524 |  | 1608 | 123.8113 | 1608 | 1608 | 123.8113 | 1608 | 1608 | 123.8113 | 1608 | 72.9 | 12.41 | 1608 | 123.8113 | 1608
2525 |  | 1603.1 | 123.2739 | 1603.1 | 1603.1 | 123.2739 | 1603.1 | 1603.1 | 123.2739 | 1603.1 | 71.5 | 8.96 | 1603.1 | 123.2739 | 1603.1
2526 |  | 1554.7 | 123.5998 | 1554.7 | 1554.7 | 123.5998 | 1554.7 | 1554.7 | 123.5998 | 1554.7 | 72.4 | 7.72 | 1554.7 | 123.5998 | 1554.7
2527 |  | 1429.6 | 122.264 | 1429.6 | 1429.6 | 122.264 | 1429.6 | 1429.6 | 122.264 | 1429.6 | 71.7 | 14.56 | 1429.6 | 122.264 | 1429.6
2528 |  | 1435.3 | 119.5743 | 1435.3 | 1435.3 | 119.5743 | 1435.3 | 1435.3 | 119.5743 | 1435.3 | 72.3 | 9.21 | 1435.3 | 119.5743 | 1435.3
2529 |  | 1462.2 | 119.4568 | 1462.2 | 1462.2 | 119.4568 | 1462.2 | 1462.2 | 119.4568 | 1462.2 | 71.9 | 14.33 | 1462.2 | 119.4568 | 1462.2
2530 |  | 1445.7 | 117.1362 | 1445.7 | 1445.7 | 117.1362 | 1445.7 | 1445.7 | 117.1362 | 1445.7 | 71.9 | 16.94 | 1445.7 | 117.1362 | 1445.7
2531 |  | 1482.5 | 107.9434 | 1482.5 | 1482.5 | 107.9434 | 1482.5 | 1482.5 | 107.9434 | 1482.5 | 71.6 | 18.63 | 1482.5 | 107.9434 | 1482.5
2532 |  | 1499.6 | 119.6828 | 1499.6 | 1499.6 | 119.6828 | 1499.6 | 1499.6 | 119.6828 | 1499.6 | 71.8 | 19 | 1499.6 | 119.6828 | 1499.6
2533 |  | 1491.5 | 123.3946 | 1491.5 | 1491.5 | 123.3946 | 1491.5 | 1491.5 | 123.3946 | 1491.5 | 72.3 | 12.13 | 1491.5 | 123.3946 | 1491.5
2534 |  | 1521.4 | 119.3842 | 1521.4 | 1521.4 | 119.3842 | 1521.4 | 1521.4 | 119.3842 | 1521.4 | 72.3 | 14.63 | 1521.4 | 119.3842 | 1521.4
2535 |  | 1573.8 | 120.2526 | 1573.8 | 1573.8 | 120.2526 | 1573.8 | 1573.8 | 120.2526 | 1573.8 | 71.3 | 10.31 | 1573.8 | 120.2526 | 1573.8
2536 |  | 1461.1 | 121.7043 | 1461.1 | 1461.1 | 121.7043 | 1461.1 | 1461.1 | 121.7043 | 1461.1 | 71.8 | 13.59 | 1461.1 | 121.7043 | 1461.1
2537 |  | 1480.1 | 99.9546 | 1480.1 | 1480.1 | 99.9546 | 1480.1 | 1480.1 | 99.9546 | 1480.1 | 71.9 | 14.62 | 1480.1 | 99.9546 | 1480.1
2538 |  | 1565.4 | 116.9799 | 1565.4 | 1565.4 | 116.9799 | 1565.4 | 1565.4 | 116.9799 | 1565.4 | 72.3 | 14.84 | 1565.4 | 116.9799 | 1565.4
2539 |  | 1679.5 | 119.445 | 1679.5 | 1679.5 | 119.445 | 1679.5 | 1679.5 | 119.445 | 1679.5 | 68.2 | 18.37 | 1679.5 | 119.445 | 1679.5
2540 |  | 1754.9 | 128.2677 | 1754.9 | 1754.9 | 128.2677 | 1754.9 | 1754.9 | 128.2677 | 1754.9 | 71.2 | 9.15 | 1754.9 | 128.2677 | 1754.9
2541 |  | 1889 | 121.3521 | 1889 | 1889 | 121.3521 | 1889 | 1889 | 121.3521 | 1889 | 70.6 | 11.29 | 1889 | 121.3521 | 1889
2542 |  | 1868.2 | 121.6406 | 1868.2 | 1868.2 | 121.6406 | 1868.2 | 1868.2 | 121.6406 | 1868.2 | 71.6 | 11.52 | 1868.2 | 121.6406 | 1868.2
2543 |  | 1804.7 | 123.1971 | 1804.7 | 1804.7 | 123.1971 | 1804.7 | 1804.7 | 123.1971 | 1804.7 | 72.1 | 10.25 | 1804.7 | 123.1971 | 1804.7
2544 |  | 1714.3 | 122.9091 | 1714.3 | 1714.3 | 122.9091 | 1714.3 | 1714.3 | 122.9091 | 1714.3 | 71.4 | 7.61 | 1714.3 | 122.9091 | 1714.3
2545 |  | 1633.7 | 122.5469 | 1633.7 | 1633.7 | 122.5469 | 1633.7 | 1633.7 | 122.5469 | 1633.7 | 71.2 | 8 | 1633.7 | 122.5469 | 1633.7
2546 |  | 1646.3 | 123.6013 | 1646.3 | 1646.3 | 123.6013 | 1646.3 | 1646.3 | 123.6013 | 1646.3 | 71.1 | 11.59 | 1646.3 | 123.6013 | 1646.3
2547 |  | 1605.1 | 123.2802 | 1605.1 | 1605.1 | 123.2802 | 1605.1 | 1605.1 | 123.2802 | 1605.1 | 71 | 11.79 | 1605.1 | 123.2802 | 1605.1
2548 |  | 1518.1 | 124.6508 | 1518.1 | 1518.1 | 124.6508 | 1518.1 | 1518.1 | 124.6508 | 1518.1 | 70.8 | 10.36 | 1518.1 | 124.6508 | 1518.1
2549 |  | 1471.1 | 125.1156 | 1471.1 | 1471.1 | 125.1156 | 1471.1 | 1471.1 | 125.1156 | 1471.1 | 70.8 | 10.69 | 1471.1 | 125.1156 | 1471.1
2550 |  | 1302.7 | 123.4812 | 1302.7 | 1302.7 | 123.4812 | 1302.7 | 1302.7 | 123.4812 | 1302.7 | 71 | 10.58 | 1302.7 | 123.4812 | 1302.7
2551 |  | 1232 | 124.0079 | 1232 | 1232 | 124.0079 | 1232 | 1232 | 124.0079 | 1232 | 70.4 | 5.85 | 1232 | 124.0079 | 1232
2552 |  | 1225.4 | 119.0626 | 1225.4 | 1225.4 | 119.0626 | 1225.4 | 1225.4 | 119.0626 | 1225.4 | 69.5 | 5.88 | 1225.4 | 119.0626 | 1225.4
2553 |  | 1260.4 | 119.3498 | 1260.4 | 1260.4 | 119.3498 | 1260.4 | 1260.4 | 119.3498 | 1260.4 | 71.1 | 5.54 | 1260.4 | 119.3498 | 1260.4
2554 |  | 1574.5 | 120.4959 | 1574.5 | 1574.5 | 108.1667 | 1574.5 | 1574.5 | 120.4959 | 1574.5 | 70.9 | 20.315 | 1574.5 | 120.4959 | 1574.5
2555 |  | 1223.9 | 119.1962 | 1223.9 | 1223.9 | 119.1962 | 1223.9 | 1223.9 | 119.1962 | 1223.9 | 71.1 | 6.15 | 1223.9 | 119.1962 | 1223.9
2556 |  | 1225.9 | 125.2881 | 1225.9 | 1225.9 | 125.2881 | 1225.9 | 1225.9 | 125.2881 | 1225.9 | 71.9 | 6.31 | 1225.9 | 125.2881 | 1225.9
2557 |  | 1309.2 | 130.3714 | 1309.2 | 1309.2 | 130.3714 | 1309.2 | 1309.2 | 130.3714 | 1309.2 | 71.3 | 5.7 | 1309.2 | 130.3714 | 1309.2
2558 |  | 1302.3 | 123.6847 | 1302.3 | 1302.3 | 123.6847 | 1302.3 | 1302.3 | 123.6847 | 1302.3 | 71.6 | 6.12 | 1302.3 | 123.6847 | 1302.3
2559 |  | 1385.5 | 120.7948 | 1385.5 | 1385.5 | 120.7948 | 1385.5 | 1385.5 | 120.7948 | 1385.5 | 71.5 | 5.94 | 1385.5 | 120.7948 | 1385.5
2560 |  | 1415 | 120.8443 | 1415 | 1415 | 120.8443 | 1415 | 1415 | 120.8443 | 1415 | 71.3 | 5.87 | 1415 | 120.8443 | 1415
2561 |  | 1441.8 | 123.6744 | 1441.8 | 1441.8 | 123.6744 | 1441.8 | 1441.8 | 123.6744 | 1441.8 | 71.8 | 6.01 | 1441.8 | 123.6744 | 1441.8
2562 |  | 1465.3 | 120.3608 | 1465.3 | 1465.3 | 120.3608 | 1465.3 | 1465.3 | 120.3608 | 1465.3 | 71.8 | 5.75 | 1465.3 | 120.3608 | 1465.3
2563 |  | 1769.5 | 120.828 | 1769.5 | 1769.5 | 120.828 | 1769.5 | 1769.5 | 120.828 | 1769.5 | 70.3 | 5.79 | 1769.5 | 120.828 | 1769.5
2564 |  | 1855.4 | 119.8155 | 1855.4 | 1855.4 | 119.8155 | 1855.4 | 1855.4 | 119.8155 | 1855.4 | 71.4 | 6.34 | 1855.4 | 119.8155 | 1855.4
2565 |  | 1879.7 | 120.6312 | 1879.7 | 1879.7 | 120.6312 | 1879.7 | 1879.7 | 120.6312 | 1879.7 | 71.7 | 5.9 | 1879.7 | 120.6312 | 1879.7
2566 |  | 1870.4 | 122.4731 | 1870.4 | 1870.4 | 122.4731 | 1870.4 | 1870.4 | 122.4731 | 1870.4 | 72.3 | 5.95 | 1870.4 | 122.4731 | 1870.4
2567 |  | 1726.2 | 122.1799 | 1726.2 | 1726.2 | 122.1799 | 1726.2 | 1726.2 | 122.1799 | 1726.2 | 72.3 | 9.8 | 1726.2 | 122.1799 | 1726.2
2568 |  | 1645.8 | 122.1094 | 1645.8 | 1645.8 | 122.1094 | 1645.8 | 1645.8 | 122.1094 | 1645.8 | 71.7 | 5.86 | 1645.8 | 122.1094 | 1645.8
2569 |  | 1578.1 | 121.6397 | 1578.1 | 1578.1 | 121.6397 | 1578.1 | 1578.1 | 121.6397 | 1578.1 | 71.3 | 5.79 | 1578.1 | 121.6397 | 1578.1
2570 |  | 1544.9 | 122.9195 | 1544.9 | 1544.9 | 122.9195 | 1544.9 | 1544.9 | 122.9195 | 1544.9 | 71.4 | 5.57 | 1544.9 | 122.9195 | 1544.9
2571 |  | 1573.6 | 121.5902 | 1573.6 | 1573.6 | 121.5902 | 1573.6 | 1573.6 | 121.5902 | 1573.6 | 71.1 | 5.56 | 1573.6 | 121.5902 | 1573.6
2572 |  | 1515.9 | 121.6892 | 1515.9 | 1515.9 | 121.6892 | 1515.9 | 1515.9 | 121.6892 | 1515.9 | 71.6 | 5.64 | 1515.9 | 121.6892 | 1515.9
2573 |  | 1548.4 | 109.3594 | 1548.4 | 1548.4 | 109.3594 | 1548.4 | 1548.4 | 109.3594 | 1548.4 | 71.7 | 5.65 | 1548.4 | 109.3594 | 1548.4
2574 |  | 1485.1 | 107.6359 | 1485.1 | 1485.1 | 107.6359 | 1485.1 | 1485.1 | 107.6359 | 1485.1 | 72.3 | 5.87 | 1485.1 | 107.6359 | 1485.1
2575 |  | 1441.6 | 108.3805 | 1441.6 | 1441.6 | 108.3805 | 1441.6 | 1441.6 | 108.3805 | 1441.6 | 72.2 | 6.28 | 1441.6 | 108.3805 | 1441.6
2576 |  | 1547.1 | 97.4641 | 1547.1 | 1547.1 | 97.4641 | 1547.1 | 1547.1 | 97.4641 | 1547.1 | 71.9 | 7.16 | 1547.1 | 97.4641 | 1547.1
2577 |  | 1662 | 98.8551 | 1662 | 1662 | 98.8551 | 1662 | 1662 | 98.8551 | 1662 | 72.2 | 10.41 | 1662 | 98.8551 | 1662
2578 |  | 1703.3 | 99.1973 | 1703.3 | 1703.3 | 99.1973 | 1703.3 | 1703.3 | 99.1973 | 1703.3 | 72.5 | 23.69 | 1703.3 | 99.1973 | 1703.3
2579 |  | 1717.8 | 100.4616 | 1717.8 | 1717.8 | 100.4616 | 1717.8 | 1717.8 | 100.4616 | 1717.8 | 72.2 | 21.17 | 1717.8 | 100.4616 | 1717.8
2580 |  | 1749.1 | 109.9558 | 1749.1 | 1749.1 | 109.9558 | 1749.1 | 1749.1 | 109.9558 | 1749.1 | 71.9 | 20.33 | 1749.1 | 109.9558 | 1749.1
2581 |  | 1745.5 | 122.6258 | 1745.5 | 1745.5 | 122.6258 | 1745.5 | 1745.5 | 122.6258 | 1745.5 | 72.1 | 25.39 | 1745.5 | 122.6258 | 1745.5
2582 |  | 1727.4 | 120.9204 | 1727.4 | 1727.4 | 120.9204 | 1727.4 | 1727.4 | 120.9204 | 1727.4 | 72.1 | 13.25 | 1727.4 | 120.9204 | 1727.4
2583 |  | 1680.8 | 112.5959 | 1680.8 | 1680.8 | 112.5959 | 1680.8 | 1680.8 | 112.5959 | 1680.8 | 71.5 | 18.36 | 1680.8 | 112.5959 | 1680.8
2584 |  | 1805.1 | 102.6231 | 1805.1 | 1805.1 | 102.6231 | 1805.1 | 1805.1 | 102.6231 | 1805.1 | 71.7 | 19.99 | 1805.1 | 102.6231 | 1805.1
2585 |  | 1699.4 | 102.5222 | 1699.4 | 1699.4 | 102.5222 | 1699.4 | 1699.4 | 102.5222 | 1699.4 | 72.3 | 28.3 | 1699.4 | 102.5222 | 1699.4
2586 |  | 1699.2 | 99.6496 | 1699.2 | 1699.2 | 99.6496 | 1699.2 | 1699.2 | 99.6496 | 1699.2 | 71.1 | 16.32 | 1699.2 | 99.6496 | 1699.2
2587 |  | 1925.4 | 123.2984 | 1925.4 | 1925.4 | 123.2984 | 1925.4 | 1925.4 | 123.2984 | 1925.4 | 72.1 | 23.98 | 1925.4 | 123.2984 | 1925.4
2588 |  | 2032.2 | 121.6697 | 2032.2 | 2032.2 | 121.6697 | 2032.2 | 2032.2 | 121.6697 | 2032.2 | 72.5 | 9.33 | 2032.2 | 121.6697 | 2032.2
2589 |  | 2050.9 | 122.6133 | 2050.9 | 2050.9 | 122.6133 | 2050.9 | 2050.9 | 122.6133 | 2050.9 | 72.2 | 12.11 | 2050.9 | 122.6133 | 2050.9
2590 |  | 1987.9 | 123.5937 | 1987.9 | 1987.9 | 123.5937 | 1987.9 | 1987.9 | 123.5937 | 1987.9 | 71.4 | 12.77 | 1987.9 | 123.5937 | 1987.9
2591 |  | 1913.4 | 123.0926 | 1913.4 | 1913.4 | 123.0926 | 1913.4 | 1913.4 | 123.0926 | 1913.4 | 72.4 | 12.96 | 1913.4 | 123.0926 | 1913.4
2592 |  | 1839.4 | 125.72 | 1839.4 | 1839.4 | 125.72 | 1839.4 | 1839.4 | 125.72 | 1839.4 | 72.6 | 15.82 | 1839.4 | 125.72 | 1839.4
2593 |  | 1837 | 112.4451 | 1837 | 1837 | 112.4451 | 1837 | 1837 | 112.4451 | 1837 | 72.6 | 7.825 | 1837 | 112.4451 | 1837
2594 |  | 1732.4 | 120.8902 | 1732.4 | 1732.4 | 120.8902 | 1732.4 | 1732.4 | 120.8902 | 1732.4 | 73.2 | 8.705 | 1732.4 | 120.8902 | 1732.4
2595 |  | 1661.1 | 123.1871 | 1661.1 | 1661.1 | 123.1871 | 1661.1 | 1661.1 | 123.1871 | 1661.1 | 73.1 | 12.36 | 1661.1 | 123.1871 | 1661.1
2596 |  | 1659.3 | 121.9496 | 1659.3 | 1659.3 | 121.9496 | 1659.3 | 1659.3 | 121.9496 | 1659.3 | 72.9 | 8.36 | 1659.3 | 121.9496 | 1659.3
2597 |  | 1637.4 | 121.9812 | 1637.4 | 1637.4 | 121.9812 | 1637.4 | 1637.4 | 121.9812 | 1637.4 | 72.9 | 12.61 | 1637.4 | 121.9812 | 1637.4
2598 |  | 1577.7 | 123.0376 | 1577.7 | 1577.7 | 123.0376 | 1577.7 | 1577.7 | 123.0376 | 1577.7 | 72.2 | 9.27 | 1577.7 | 123.0376 | 1577.7
2599 |  | 1558.9 | 124.6493 | 1558.9 | 1558.9 | 124.6493 | 1558.9 | 1558.9 | 124.6493 | 1558.9 | 71.5 | 8.25 | 1558.9 | 124.6493 | 1558.9
2600 |  | 1622.2 | 124.7248 | 1622.2 | 1622.2 | 124.7248 | 1622.2 | 1622.2 | 124.7248 | 1622.2 | 72.5 | 8.14 | 1622.2 | 124.7248 | 1622.2
2601 |  | 1715.2 | 122.9466 | 1715.2 | 1715.2 | 122.9466 | 1715.2 | 1715.2 | 122.9466 | 1715.2 | 70.5 | 13.16 | 1715.2 | 122.9466 | 1715.2
2602 |  | 1698.2 | 127.6043 | 1698.2 | 1698.2 | 127.6043 | 1698.2 | 1698.2 | 127.6043 | 1698.2 | 71.8 | 19.45 | 1698.2 | 127.6043 | 1698.2
2603 |  | 1715.1 | 124.3988 | 1715.1 | 1715.1 | 124.3988 | 1715.1 | 1715.1 | 124.3988 | 1715.1 | 72.4 | 21.63 | 1715.1 | 124.3988 | 1715.1
2604 |  | 1687.4 | 121.711 | 1687.4 | 1687.4 | 121.711 | 1687.4 | 1687.4 | 121.711 | 1687.4 | 72.7 | 24.31 | 1687.4 | 121.711 | 1687.4
2605 |  | 1691.2 | 121.1314 | 1691.2 | 1691.2 | 121.1314 | 1691.2 | 1691.2 | 121.1314 | 1691.2 | 72.5 | 21.36 | 1691.2 | 121.1314 | 1691.2
2606 |  | 1698.8 | 122.094 | 1698.8 | 1698.8 | 122.094 | 1698.8 | 1698.8 | 122.094 | 1698.8 | 72.3 | 23.74 | 1698.8 | 122.094 | 1698.8
2607 |  | 1795.8 | 121.5871 | 1795.8 | 1795.8 | 121.5871 | 1795.8 | 1795.8 | 121.5871 | 1795.8 | 72.6 | 17.35 | 1795.8 | 121.5871 | 1795.8
2608 |  | 1732.9 | 122.9399 | 1732.9 | 1732.9 | 122.9399 | 1732.9 | 1732.9 | 122.9399 | 1732.9 | 72.6 | 22.15 | 1732.9 | 122.9399 | 1732.9
2609 |  | 1736.3 | 126.7688 | 1736.3 | 1736.3 | 126.7688 | 1736.3 | 1736.3 | 126.7688 | 1736.3 | 73.5 | 20.27 | 1736.3 | 126.7688 | 1736.3
2610 |  | 1681.4 | 125.1896 | 1681.4 | 1681.4 | 125.1896 | 1681.4 | 1681.4 | 125.1896 | 1681.4 | 72.1 | 24.22 | 1681.4 | 125.1896 | 1681.4
2611 |  | 1949.1 | 125.9739 | 1949.1 | 1949.1 | 125.9739 | 1949.1 | 1949.1 | 125.9739 | 1949.1 | 73.2 | 10.89 | 1949.1 | 125.9739 | 1949.1
2612 |  | 2013.7 | 124.2384 | 2013.7 | 2013.7 | 124.2384 | 2013.7 | 2013.7 | 124.2384 | 2013.7 | 71.9 | 11.2 | 2013.7 | 124.2384 | 2013.7
2613 |  | 2020.3 | 124.4596 | 2020.3 | 2020.3 | 124.4596 | 2020.3 | 2020.3 | 124.4596 | 2020.3 | 73 | 14.16 | 2020.3 | 124.4596 | 2020.3
2614 |  | 1998.3 | 123.5372 | 1998.3 | 1998.3 | 123.5372 | 1998.3 | 1998.3 | 123.5372 | 1998.3 | 73.1 | 17.88 | 1998.3 | 123.5372 | 1998.3
2615 |  | 1762.1 | 124.4068 | 1762.1 | 1762.1 | 124.4068 | 1762.1 | 1762.1 | 124.4068 | 1762.1 | 71.5 | 9.11 | 1762.1 | 124.4068 | 1762.1
2616 |  | 1733.5 | 124.835 | 1733.5 | 1733.5 | 124.835 | 1733.5 | 1733.5 | 124.835 | 1733.5 | 73 | 9.4 | 1733.5 | 124.835 | 1733.5
2617 |  | 1731.8 | 125.4187 | 1731.8 | 1731.8 | 125.4187 | 1731.8 | 1731.8 | 125.4187 | 1731.8 | 72.8 | 9.86 | 1731.8 | 125.4187 | 1731.8
2618 |  | 1700 | 125.2071 | 1700 | 1700 | 125.2071 | 1700 | 1700 | 125.2071 | 1700 | 73.4 | 11.84 | 1700 | 125.2071 | 1700
2619 |  | 1642.8 | 123.7081 | 1642.8 | 1642.8 | 123.7081 | 1642.8 | 1642.8 | 123.7081 | 1642.8 | 73.2 | 9.34 | 1642.8 | 123.7081 | 1642.8
2620 |  | 1640.9 | 124.452 | 1640.9 | 1640.9 | 124.452 | 1640.9 | 1640.9 | 124.452 | 1640.9 | 72.5 | 9.15 | 1640.9 | 124.452 | 1640.9
2621 |  | 1597.7 | 124.0236 | 1597.7 | 1597.7 | 124.0236 | 1597.7 | 1597.7 | 124.0236 | 1597.7 | 72.7 | 12.55 | 1597.7 | 124.0236 | 1597.7
2622 |  | 1599.6 | 124.1535 | 1599.6 | 1599.6 | 124.1535 | 1599.6 | 1599.6 | 124.1535 | 1599.6 | 73.2 | 13.32 | 1599.6 | 124.1535 | 1599.6
2623 |  | 1494.8 | 123.3795 | 1494.8 | 1494.8 | 123.3795 | 1494.8 | 1494.8 | 123.3795 | 1494.8 | 71.6 | 15.58 | 1494.8 | 123.3795 | 1494.8
2624 |  | 1594.8 | 121.7444 | 1594.8 | 1594.8 | 121.7444 | 1594.8 | 1594.8 | 121.7444 | 1594.8 | 72.5 | 8.85 | 1594.8 | 121.7444 | 1594.8
2625 |  | 1704.3 | 120.2255 | 1704.3 | 1704.3 | 120.2255 | 1704.3 | 1704.3 | 120.2255 | 1704.3 | 72.2 | 17.64 | 1704.3 | 120.2255 | 1704.3
2626 |  | 1725.5 | 119.6131 | 1725.5 | 1725.5 | 119.6131 | 1725.5 | 1725.5 | 119.6131 | 1725.5 | 72.4 | 22.56 | 1725.5 | 119.6131 | 1725.5
2627 |  | 1713 | 118.1564 | 1713 | 1713 | 118.1564 | 1713 | 1713 | 118.1564 | 1713 | 71.4 | 15.88 | 1713 | 118.1564 | 1713
2628 |  | 1690.2 | 117.7095 | 1690.2 | 1690.2 | 117.7095 | 1690.2 | 1690.2 | 117.7095 | 1690.2 | 70.3 | 15.39 | 1690.2 | 117.7095 | 1690.2
2629 |  | 1695.9 | 117.534 | 1695.9 | 1695.9 | 117.534 | 1695.9 | 1695.9 | 117.534 | 1695.9 | 70.8 | 18 | 1695.9 | 117.534 | 1695.9
2630 |  | 1688.2 | 118.0796 | 1688.2 | 1688.2 | 118.0796 | 1688.2 | 1688.2 | 118.0796 | 1688.2 | 71.7 | 11.74 | 1688.2 | 118.0796 | 1688.2
2631 |  | 1653.3 | 125.9908 | 1653.3 | 1653.3 | 125.9908 | 1653.3 | 1653.3 | 125.9908 | 1653.3 | 73.3 | 13.22 | 1653.3 | 125.9908 | 1653.3
2632 |  | 1624.6 | 122.2142 | 1624.6 | 1624.6 | 122.2142 | 1624.6 | 1624.6 | 122.2142 | 1624.6 | 72.4 | 22.88 | 1624.6 | 122.2142 | 1624.6
2633 |  | 1625.9 | 119.9006 | 1625.9 | 1625.9 | 119.9006 | 1625.9 | 1625.9 | 119.9006 | 1625.9 | 73.4 | 17.98 | 1625.9 | 119.9006 | 1625.9
2634 |  | 1622.96 | 117.9368 | 1622.96 | 1622.96 | 117.9368 | 1622.96 | 1622.96 | 117.9368 | 1622.96 | 70.1 | 22.84 | 1622.96 | 117.9368 | 1622.96
2635 |  | 1838.1 | 119.6515 | 1838.1 | 1838.1 | 119.6515 | 1838.1 | 1838.1 | 119.6515 | 1838.1 | 71.7 | 13.55 | 1838.1 | 119.6515 | 1838.1
2636 |  | 1826.3 | 117.3966 | 1826.3 | 1826.3 | 117.3966 | 1826.3 | 1826.3 | 117.3966 | 1826.3 | 71.5 | 9.14 | 1826.3 | 117.3966 | 1826.3
2637 |  | 1817.4 | 120.0573 | 1817.4 | 1817.4 | 120.0573 | 1817.4 | 1817.4 | 120.0573 | 1817.4 | 71.8 | 12.46 | 1817.4 | 120.0573 | 1817.4
2638 |  | 1833.6 | 120.8841 | 1833.6 | 1833.6 | 120.8841 | 1833.6 | 1833.6 | 120.8841 | 1833.6 | 72.7 | 10.86 | 1833.6 | 120.8841 | 1833.6
2639 |  | 1784.2 | 121.7573 | 1784.2 | 1784.2 | 121.7573 | 1784.2 | 1784.2 | 121.7573 | 1784.2 | 71.9 | 12.04 | 1784.2 | 121.7573 | 1784.2
2640 |  | 1766.2 | 125.0468 | 1766.2 | 1766.2 | 125.0468 | 1766.2 | 1766.2 | 125.0468 | 1766.2 | 71.3 | 7.49 | 1766.2 | 125.0468 | 1766.2
2641 |  | 1722.1 | 102.9068 | 1722.1 | 1722.1 | 102.9068 | 1722.1 | 1722.1 | 102.9068 | 1722.1 | 72 | 7.84 | 1722.1 | 102.9068 | 1722.1
2642 |  | 1676.8 | 103.4614 | 1676.8 | 1676.8 | 103.4614 | 1676.8 | 1676.8 | 103.4614 | 1676.8 | 71.2 | 7.79 | 1676.8 | 103.4614 | 1676.8
2643 |  | 1595.3 | 104.9613 | 1595.3 | 1595.3 | 104.9613 | 1595.3 | 1595.3 | 104.9613 | 1595.3 | 71.6 | 14.48 | 1595.3 | 104.9613 | 1595.3
2644 |  | 1485.1 | 103.4712 | 1485.1 | 1485.1 | 103.4712 | 1485.1 | 1485.1 | 103.4712 | 1485.1 | 72.1 | 12.63 | 1485.1 | 103.4712 | 1485.1
2645 |  | 1475.5 | 99.1362 | 1475.5 | 1475.5 | 99.1362 | 1475.5 | 1475.5 | 99.1362 | 1475.5 | 72.1 | 19.04 | 1475.5 | 99.1362 | 1475.5
2646 |  | 1402.1 | 77.5466 | 1402.1 | 1402.1 | 77.5466 | 1402.1 | 1402.1 | 77.5466 | 1402.1 | 72.6 | 12.01 | 1402.1 | 77.5466 | 1402.1
2647 |  | 1368.4 | 77.1968 | 1368.4 | 1368.4 | 77.1968 | 1368.4 | 1368.4 | 77.1968 | 1368.4 | 71.8 | 9.04 | 1368.4 | 77.1968 | 1368.4
2648 |  | 1370.5 | 96.2794 | 1370.5 | 1370.5 | 96.2794 | 1370.5 | 1370.5 | 96.2794 | 1370.5 | 71.9 | 16.99 | 1370.5 | 96.2794 | 1370.5
2649 |  | 1528.1 | 98.9852 | 1528.1 | 1528.1 | 98.9852 | 1528.1 | 1528.1 | 98.9852 | 1528.1 | 71.4 | 20.71 | 1528.1 | 98.9852 | 1528.1
2650 |  | 1598 | 101.5335 | 1598 | 1598 | 101.5335 | 1598 | 1598 | 101.5335 | 1598 | 70.6 | 19.54 | 1598 | 101.5335 | 1598
2651 |  | 1602.3 | 122.7576 | 1602.3 | 1602.3 | 122.7576 | 1602.3 | 1602.3 | 122.7576 | 1602.3 | 71.8 | 17.13 | 1602.3 | 122.7576 | 1602.3
2652 |  | 1598.4 | 124.2818 | 1598.4 | 1598.4 | 124.2818 | 1598.4 | 1598.4 | 124.2818 | 1598.4 | 71.1 | 13.87 | 1598.4 | 124.2818 | 1598.4
2653 |  | 1567.4 | 125.764 | 1567.4 | 1567.4 | 125.764 | 1567.4 | 1567.4 | 125.764 | 1567.4 | 69.1 | 18.03 | 1567.4 | 125.764 | 1567.4
2654 |  | 1557.2 | 125.515 | 1557.2 | 1557.2 | 125.515 | 1557.2 | 1557.2 | 125.515 | 1557.2 | 69.6 | 13.27 | 1557.2 | 125.515 | 1557.2
2655 |  | 1646.7 | 125.5347 | 1646.7 | 1646.7 | 125.5347 | 1646.7 | 1646.7 | 125.5347 | 1646.7 | 72 | 9.71 | 1646.7 | 125.5347 | 1646.7
2656 |  | 1723.8 | 128.2049 | 1723.8 | 1723.8 | 128.2049 | 1723.8 | 1723.8 | 128.2049 | 1723.8 | 71.3 | 15.97 | 1723.8 | 128.2049 | 1723.8
2657 |  | 1589.6 | 128.2628 | 1589.6 | 1589.6 | 128.2628 | 1589.6 | 1589.6 | 128.2628 | 1589.6 | 71.5 | 19.75 | 1589.6 | 128.2628 | 1589.6
2658 |  | 1646.5 | 125.0862 | 1646.5 | 1646.5 | 125.0862 | 1646.5 | 1646.5 | 125.0862 | 1646.5 | 72.5 | 14.25 | 1646.5 | 125.0862 | 1646.5
2659 |  | 1923.7 | 125.5768 | 1923.7 | 1923.7 | 125.5768 | 1923.7 | 1923.7 | 125.5768 | 1923.7 | 71.3 | 14.44 | 1923.7 | 125.5768 | 1923.7
2660 |  | 2012.8 | 126.3698 | 2012.8 | 2012.8 | 126.3698 | 2012.8 | 2012.8 | 126.3698 | 2012.8 | 72.3 | 11.98 | 2012.8 | 126.3698 | 2012.8
2661 |  | 2027.9 | 127.0904 | 2027.9 | 2027.9 | 127.0904 | 2027.9 | 2027.9 | 127.0904 | 2027.9 | 72.3 | 9.16 | 2027.9 | 127.0904 | 2027.9
2662 |  | 1984.5 | 127.2001 | 1984.5 | 1984.5 | 127.2001 | 1984.5 | 1984.5 | 127.2001 | 1984.5 | 72 | 10.38 | 1984.5 | 127.2001 | 1984.5
2663 |  | 1887.9 | 127.1448 | 1887.9 | 1887.9 | 127.1448 | 1887.9 | 1887.9 | 127.1448 | 1887.9 | 73 | 11.58 | 1887.9 | 127.1448 | 1887.9
2664 |  | 1829.1 | 128.3407 | 1829.1 | 1829.1 | 128.3407 | 1829.1 | 1829.1 | 128.3407 | 1829.1 | 72.2 | 7.24 | 1829.1 | 128.3407 | 1829.1
2665 |  | 1740.7 | 121.4564 | 1740.7 | 1740.7 | 121.4564 | 1740.7 | 1740.7 | 121.4564 | 1740.7 | 73.1 | 12.35 | 1740.7 | 121.4564 | 1740.7
2666 |  | 1746.8 | 124.2105 | 1746.8 | 1746.8 | 124.2105 | 1746.8 | 1746.8 | 124.2105 | 1746.8 | 72.8 | 8.32 | 1746.8 | 124.2105 | 1746.8
2667 |  | 1685.9 | 124.7101 | 1685.9 | 1685.9 | 124.7101 | 1685.9 | 1685.9 | 124.7101 | 1685.9 | 71.7 | 8.64 | 1685.9 | 124.7101 | 1685.9
2668 |  | 1651.6 | 124.1986 | 1651.6 | 1651.6 | 124.1986 | 1651.6 | 1651.6 | 124.1986 | 1651.6 | 72 | 7.74 | 1651.6 | 124.1986 | 1651.6
2669 |  | 1680.9 | 127.5952 | 1680.9 | 1680.9 | 127.5952 | 1680.9 | 1680.9 | 127.5952 | 1680.9 | 72.4 | 7.21 | 1680.9 | 127.5952 | 1680.9
2670 |  | 1558.3 | 127.0706 | 1558.3 | 1558.3 | 127.0706 | 1558.3 | 1558.3 | 127.0706 | 1558.3 | 71 | 7.85 | 1558.3 | 127.0706 | 1558.3
2671 |  | 1512.6 | 128.3656 | 1512.6 | 1512.6 | 128.3656 | 1512.6 | 1512.6 | 128.3656 | 1512.6 | 71.9 | 7.19 | 1512.6 | 128.3656 | 1512.6
2672 |  | 1473.9 | 105.168 | 1473.9 | 1473.9 | 105.168 | 1473.9 | 1473.9 | 105.168 | 1473.9 | 72.1 | 7.99 | 1473.9 | 105.168 | 1473.9
2673 |  | 1574.7 | 106.3559 | 1574.7 | 1574.7 | 106.3559 | 1574.7 | 1574.7 | 106.3559 | 1574.7 | 72.2 | 9.48 | 1574.7 | 106.3559 | 1574.7
2674 |  | 1372.2 | 109.406 | 1372.2 | 1372.2 | 109.406 | 1372.2 | 1372.2 | 109.406 | 1372.2 | 71.9 | 9.74 | 1372.2 | 109.406 | 1372.2
2675 |  | 1422.8 | 107.2798 | 1422.8 | 1422.8 | 107.2798 | 1422.8 | 1422.8 | 107.2798 | 1422.8 | 71.6 | 10.19 | 1422.8 | 107.2798 | 1422.8
2676 |  | 1424.9 | 105.4972 | 1424.9 | 1424.9 | 105.4972 | 1424.9 | 1424.9 | 105.4972 | 1424.9 | 72.3 | 10.21 | 1424.9 | 105.4972 | 1424.9
2677 |  | 1464.1 | 131.8528 | 1464.1 | 1464.1 | 131.8528 | 1464.1 | 1464.1 | 131.8528 | 1464.1 | 71 | 10.08 | 1464.1 | 131.8528 | 1464.1
2678 |  | 1498.2 | 123.2593 | 1498.2 | 1498.2 | 123.2593 | 1498.2 | 1498.2 | 123.2593 | 1498.2 | 72.9 | 11.68 | 1498.2 | 123.2593 | 1498.2
2679 |  | 1614.2 | 124.6176 | 1614.2 | 1614.2 | 124.6176 | 1614.2 | 1614.2 | 124.6176 | 1614.2 | 71.3 | 9.76 | 1614.2 | 124.6176 | 1614.2
2680 |  | 1290.9 | 127.4681 | 1290.9 | 1290.9 | 127.4681 | 1290.9 | 1290.9 | 127.4681 | 1290.9 | 72.3 | 14.61 | 1290.9 | 127.4681 | 1290.9
2681 |  | 1672 | 119.9733 | 1672 | 1672 | 119.9733 | 1672 | 1672 | 119.9733 | 1672 | 72.7 | 12.11 | 1672 | 119.9733 | 1672
2682 |  | 1527.9 | 122.958 | 1527.9 | 1527.9 | 122.958 | 1527.9 | 1527.9 | 122.958 | 1527.9 | 72.2 | 16.72 | 1527.9 | 122.958 | 1527.9
2683 |  | 1848.8 | 124.2373 | 1848.8 | 1848.8 | 124.2373 | 1848.8 | 1848.8 | 124.2373 | 1848.8 | 72.2 | 9.7 | 1848.8 | 124.2373 | 1848.8
2684 |  | 1846.3 | 123.6694 | 1846.3 | 1846.3 | 123.6694 | 1846.3 | 1846.3 | 123.6694 | 1846.3 | 72.9 | 7.695 | 1846.3 | 123.6694 | 1846.3
2685 |  | 1887 | 119.4822 | 1887 | 1887 | 119.4822 | 1887 | 1887 | 119.4822 | 1887 | 71.6 | 9.445 | 1887 | 119.4822 | 1887
2686 |  | 1843.8 | 125.6665 | 1843.8 | 1843.8 | 125.6665 | 1843.8 | 1843.8 | 125.6665 | 1843.8 | 71.4 | 8.37 | 1843.8 | 125.6665 | 1843.8
2687 |  | 1758.2 | 124.2505 | 1758.2 | 1758.2 | 124.2505 | 1758.2 | 1758.2 | 124.2505 | 1758.2 | 72.6 | 8.97 | 1758.2 | 124.2505 | 1758.2
2688 |  | 1754.1 | 124.6617 | 1754.1 | 1754.1 | 124.6617 | 1754.1 | 1754.1 | 124.6617 | 1754.1 | 71.9 | 7.3325 | 1754.1 | 124.6617 | 1754.1
2689 |  | 1688.8 | 124.7617 | 1688.8 | 1688.8 | 124.7617 | 1688.8 | 1688.8 | 124.7617 | 1688.8 | 72.7 | 9.745 | 1688.8 | 124.7617 | 1688.8
2690 |  | 1608.3 | 124.0861 | 1608.3 | 1608.3 | 124.0861 | 1608.3 | 1608.3 | 124.0861 | 1608.3 | 71.5 | 8 | 1608.3 | 124.0861 | 1608.3
2691 |  | 1604.9 | 123.6076 | 1604.9 | 1604.9 | 123.6076 | 1604.9 | 1604.9 | 123.6076 | 1604.9 | 72.6 | 7.865 | 1604.9 | 123.6076 | 1604.9
2692 |  | 1596.3 | 126.2476 | 1596.3 | 1596.3 | 126.2476 | 1596.3 | 1596.3 | 126.2476 | 1596.3 | 72.9 | 7.255 | 1596.3 | 126.2476 | 1596.3
2693 |  | 1610.4 | 126.6449 | 1610.4 | 1610.4 | 126.6449 | 1610.4 | 1610.4 | 126.6449 | 1610.4 | 71.5 | 7.1 | 1610.4 | 126.6449 | 1610.4
2694 |  | 1502.8 | 125.9094 | 1502.8 | 1502.8 | 125.9094 | 1502.8 | 1502.8 | 125.9094 | 1502.8 | 72.4 | 7.4 | 1502.8 | 125.9094 | 1502.8
2695 |  | 1458.4 | 123.3849 | 1458.4 | 1458.4 | 123.3849 | 1458.4 | 1458.4 | 123.3849 | 1458.4 | 71.7 | 6.575 | 1458.4 | 123.3849 | 1458.4
2696 |  | 1454.4 | 122.3175 | 1454.4 | 1454.4 | 122.3175 | 1454.4 | 1454.4 | 122.3175 | 1454.4 | 72.3 | 6.975 | 1454.4 | 122.3175 | 1454.4
2697 |  | 1508.6 | 122.0497 | 1508.6 | 1508.6 | 122.0497 | 1508.6 | 1508.6 | 122.0497 | 1508.6 | 71.9 | 7.755 | 1508.6 | 122.0497 | 1508.6
2698 |  | 1484.1 | 123.661 | 1484.1 | 1484.1 | 123.661 | 1484.1 | 1484.1 | 123.661 | 1484.1 | 71.9 | 7.965 | 1484.1 | 123.661 | 1484.1
2699 |  | 1544.8 | 60.9814 | 1544.8 | 1544.8 | 60.9814 | 1544.8 | 1544.8 | 60.9814 | 1544.8 | 71.6 | 8.05 | 1544.8 | 60.9814 | 1544.8
2700 |  | 1542.1 | 61.6924 | 1542.1 | 1542.1 | 61.6924 | 1542.1 | 1542.1 | 61.6924 | 1542.1 | 71.8 | 8.11 | 1542.1 | 61.6924 | 1542.1
2701 |  | 1471.7 | 124.844 | 1471.7 | 1471.7 | 124.844 | 1471.7 | 1471.7 | 124.844 | 1471.7 | 72.3 | 8.36 | 1471.7 | 124.844 | 1471.7
2702 |  | 1494.6 | 125.4198 | 1494.6 | 1494.6 | 125.4198 | 1494.6 | 1494.6 | 125.4198 | 1494.6 | 72.3 | 8.99 | 1494.6 | 125.4198 | 1494.6
2703 |  | 1553.3 | 61.6228 | 1553.3 | 1553.3 | 61.6228 | 1553.3 | 1553.3 | 61.6228 | 1553.3 | 71.3 | 8.03 | 1553.3 | 61.6228 | 1553.3
2704 |  | 1436.2 | 62.0014 | 1436.2 | 1436.2 | 62.0014 | 1436.2 | 1436.2 | 62.0014 | 1436.2 | 71.8 | 10.475 | 1436.2 | 62.0014 | 1436.2
2705 |  | 1541.9 | 131.1227 | 1541.9 | 1541.9 | 131.1227 | 1541.9 | 1541.9 | 131.1227 | 1541.9 | 71.9 | 9.175 | 1541.9 | 131.1227 | 1541.9
2706 |  | 1560.3 | 125.2424 | 1560.3 | 1560.3 | 125.2424 | 1560.3 | 1560.3 | 125.2424 | 1560.3 | 72.3 | 11.505 | 1560.3 | 125.2424 | 1560.3
2707 |  | 1750.7 | 125.418 | 1750.7 | 1750.7 | 125.418 | 1750.7 | 1750.7 | 125.418 | 1750.7 | 68.2 | 7.775 | 1750.7 | 125.418 | 1750.7
2708 |  | 1754.5 | 127.7682 | 1754.5 | 1754.5 | 127.7682 | 1754.5 | 1754.5 | 127.7682 | 1754.5 | 71.2 | 6.9725 | 1754.5 | 127.7682 | 1754.5
2709 |  | 1678.4 | 124.7758 | 1678.4 | 1678.4 | 124.7758 | 1678.4 | 1678.4 | 124.7758 | 1678.4 | 70.6 | 7.9375 | 1678.4 | 124.7758 | 1678.4
2710 |  | 1722.8 | 112.6263 | 1722.8 | 1722.8 | 112.6263 | 1722.8 | 1722.8 | 112.6263 | 1722.8 | 71.6 | 7.125 | 1722.8 | 112.6263 | 1722.8
2711 |  | 1703.1 | 125.3846 | 1703.1 | 1703.1 | 125.3846 | 1703.1 | 1703.1 | 125.3846 | 1703.1 | 72.1 | 7.435 | 1703.1 | 125.3846 | 1703.1
2712 |  | 1704.3 | 125.3328 | 1704.3 | 1704.3 | 125.3328 | 1704.3 | 1704.3 | 125.3328 | 1704.3 | 71.4 | 7.4913 | 1704.3 | 125.3328 | 1704.3
2713 |  | 1688.5 | 124.4493 | 1688.5 | 1688.5 | 124.4493 | 1688.5 | 1688.5 | 124.4493 | 1688.5 | 71.2 | 7.14 | 1688.5 | 124.4493 | 1688.5
2714 |  | 1662 | 126.9941 | 1662 | 1662 | 126.9941 | 1662 | 1662 | 126.9941 | 1662 | 71.1 | 7.68 | 1662 | 126.9941 | 1662
2715 |  | 1613 | 126.4052 | 1613 | 1613 | 126.4052 | 1613 | 1613 | 126.4052 | 1613 | 71 | 7.09 | 1613 | 126.4052 | 1613
2716 |  | 1582.9 | 126.3116 | 1582.9 | 1582.9 | 126.3116 | 1582.9 | 1582.9 | 126.3116 | 1582.9 | 70.8 | 6.77 | 1582.9 | 126.3116 | 1582.9
2717 |  | 1566.8 | 126.8632 | 1566.8 | 1566.8 | 126.8632 | 1566.8 | 1566.8 | 126.8632 | 1566.8 | 70.8 | 6.99 | 1566.8 | 126.8632 | 1566.8
2718 |  | 1523.6 | 125.0779 | 1523.6 | 1523.6 | 125.0779 | 1523.6 | 1523.6 | 125.0779 | 1523.6 | 71 | 6.95 | 1523.6 | 125.0779 | 1523.6
2719 |  | 1527.7 | 128.1773 | 1527.7 | 1527.7 | 128.1773 | 1527.7 | 1527.7 | 128.1773 | 1527.7 | 70.4 | 5.96 | 1527.7 | 128.1773 | 1527.7
2720 |  | 1482.4 | 126.659 | 1482.4 | 1482.4 | 126.659 | 1482.4 | 1482.4 | 126.659 | 1482.4 | 69.5 | 5.96 | 1482.4 | 126.659 | 1482.4
2721 |  | 1446.1 | 125.8386 | 1446.1 | 1446.1 | 125.8386 | 1446.1 | 1446.1 | 125.8386 | 1446.1 | 71.1 | 6.03 | 1446.1 | 125.8386 | 1446.1
2722 |  | 1490.9 | 126.1959 | 1490.9 | 1490.9 | 126.1959 | 1490.9 | 1490.9 | 126.1959 | 1490.9 | 70.9 | 6.19 | 1490.9 | 126.1959 | 1490.9
2723 |  | 1363.7 | 127.0169 | 1363.7 | 1363.7 | 127.0169 | 1363.7 | 1363.7 | 127.0169 | 1363.7 | 71.1 | 5.91 | 1363.7 | 127.0169 | 1363.7
2724 |  | 1371.6 | 129.0834 | 1371.6 | 1371.6 | 129.0834 | 1371.6 | 1371.6 | 129.0834 | 1371.6 | 71.9 | 6.01 | 1371.6 | 129.0834 | 1371.6
2725 |  | 1378.3 | 126.3629 | 1378.3 | 1378.3 | 126.3629 | 1378.3 | 1378.3 | 126.3629 | 1378.3 | 71.3 | 6.64 | 1378.3 | 126.3629 | 1378.3
2726 |  | 1381.7 | 126.2039 | 1381.7 | 1381.7 | 126.2039 | 1381.7 | 1381.7 | 126.2039 | 1381.7 | 71.6 | 6.3 | 1381.7 | 126.2039 | 1381.7
2727 |  | 1432.3 | 129.8718 | 1432.3 | 1432.3 | 127.5676 | 1432.3 | 1432.3 | 129.8718 | 1432.3 | 71.5 | 6.3 | 1432.3 | 129.8718 | 1432.3
2728 |  | 1526.4 | 128.9313 | 1526.4 | 1526.4 | 128.9313 | 1526.4 | 1526.4 | 128.9313 | 1526.4 | 71.3 | 6.34 | 1526.4 | 128.9313 | 1526.4
2729 |  | 1543.7 | 131.7849 | 1543.7 | 1543.7 | 131.7849 | 1543.7 | 1543.7 | 131.7849 | 1543.7 | 71.8 | 6.24 | 1543.7 | 131.7849 | 1543.7
2730 |  | 1548.7 | 128.0047 | 1548.7 | 1548.7 | 128.0047 | 1548.7 | 1548.7 | 128.0047 | 1548.7 | 71.8 | 6.29 | 1548.7 | 128.0047 | 1548.7
2731 |  | 1693.3 | 131.2972 | 1693.3 | 1693.3 | 131.2972 | 1693.3 | 1693.3 | 131.2972 | 1693.3 | 70.3 | 5.85 | 1693.3 | 131.2972 | 1693.3
2732 |  | 1675.5 | 129.9621 | 1675.5 | 1675.5 | 129.9621 | 1675.5 | 1675.5 | 129.9621 | 1675.5 | 71.4 | 6.25 | 1675.5 | 129.9621 | 1675.5
2733 |  | 1699.3 | 129.8268 | 1699.3 | 1699.3 | 129.8268 | 1699.3 | 1699.3 | 129.8268 | 1699.3 | 71.7 | 6.43 | 1699.3 | 129.8268 | 1699.3
2734 |  | 1675.3 | 128.7475 | 1675.3 | 1675.3 | 128.7475 | 1675.3 | 1675.3 | 128.7475 | 1675.3 | 72.3 | 5.88 | 1675.3 | 128.7475 | 1675.3
2735 |  | 1619.1 | 130.4909 | 1619.1 | 1619.1 | 130.4909 | 1619.1 | 1619.1 | 130.4909 | 1619.1 | 72.3 | 5.9 | 1619.1 | 130.4909 | 1619.1
2736 |  | 1638.6 | 129.3975 | 1638.6 | 1638.6 | 129.3975 | 1638.6 | 1638.6 | 129.3975 | 1638.6 | 71.7 | 7.5706 | 1638.6 | 129.3975 | 1638.6
2737 |  | 1599.6 | 129.6309 | 1599.6 | 1599.6 | 129.6309 | 1599.6 | 1599.6 | 129.6309 | 1599.6 | 71.3 | 7.785 | 1599.6 | 129.6309 | 1599.6
2738 |  | 1540.5 | 130.2451 | 1540.5 | 1540.5 | 130.2451 | 1540.5 | 1540.5 | 130.2451 | 1540.5 | 71.4 | 6.27 | 1540.5 | 130.2451 | 1540.5
2739 |  | 1551.1 | 129.8907 | 1551.1 | 1551.1 | 129.8907 | 1551.1 | 1551.1 | 129.8907 | 1551.1 | 71.1 | 6.42 | 1551.1 | 129.8907 | 1551.1
2740 |  | 1554.9 | 129.2038 | 1554.9 | 1554.9 | 129.2038 | 1554.9 | 1554.9 | 129.2038 | 1554.9 | 71.6 | 6.24 | 1554.9 | 129.2038 | 1554.9
2741 |  | 1585 | 124.8313 | 1585 | 1585 | 124.8313 | 1585 | 1585 | 124.8313 | 1585 | 71.7 | 6.26 | 1585 | 124.8313 | 1585
2742 |  | 1521 | 141.4457 | 1521 | 1521 | 141.4457 | 1521 | 1521 | 141.4457 | 1521 | 72.3 | 5.94 | 1521 | 141.4457 | 1521
2743 |  | 1510.5 | 124.8516 | 1510.5 | 1510.5 | 124.8516 | 1510.5 | 1510.5 | 124.8516 | 1510.5 | 72.2 | 6.51 | 1510.5 | 124.8516 | 1510.5
2744 |  | 1607.8 | 125.7768 | 1607.8 | 1607.8 | 125.7768 | 1607.8 | 1607.8 | 125.7768 | 1607.8 | 71.9 | 6.69 | 1607.8 | 125.7768 | 1607.8
2745 |  | 1689.8 | 123.8271 | 1689.8 | 1689.8 | 123.8271 | 1689.8 | 1689.8 | 123.8271 | 1689.8 | 72.2 | 9.06 | 1689.8 | 123.8271 | 1689.8
2746 |  | 1686.5 | 125.3779 | 1686.5 | 1686.5 | 125.3779 | 1686.5 | 1686.5 | 125.3779 | 1686.5 | 72.5 | 18.06 | 1686.5 | 125.3779 | 1686.5
2747 |  | 1598.4 | 128.2701 | 1598.4 | 1598.4 | 128.2701 | 1598.4 | 1598.4 | 128.2701 | 1598.4 | 72.2 | 24.06 | 1598.4 | 128.2701 | 1598.4
2748 |  | 1641.1 | 128.1937 | 1641.1 | 1641.1 | 128.1937 | 1641.1 | 1641.1 | 128.1937 | 1641.1 | 71.9 | 21.38 | 1641.1 | 128.1937 | 1641.1
2749 |  | 1703.6 | 127.1373 | 1703.6 | 1703.6 | 127.1373 | 1703.6 | 1703.6 | 127.1373 | 1703.6 | 72.1 | 20.27 | 1703.6 | 127.1373 | 1703.6
2750 |  | 1648 | 128.7834 | 1648 | 1648 | 128.7834 | 1648 | 1648 | 128.7834 | 1648 | 72.1 | 15.18 | 1648 | 128.7834 | 1648
2751 |  | 1692.5 | 128.4448 | 1692.5 | 1692.5 | 128.4448 | 1692.5 | 1692.5 | 128.4448 | 1692.5 | 71.5 | 14.71 | 1692.5 | 128.4448 | 1692.5
2752 |  | 1714.3 | 129.3763 | 1714.3 | 1714.3 | 129.3763 | 1714.3 | 1714.3 | 129.3763 | 1714.3 | 71.7 | 24.25 | 1714.3 | 129.3763 | 1714.3
2753 |  | 1756.5 | 135.1125 | 1756.5 | 1756.5 | 135.1125 | 1756.5 | 1756.5 | 135.1125 | 1756.5 | 72.3 | 22.67 | 1756.5 | 135.1125 | 1756.5
2754 |  | 1730.2 | 130.5685 | 1730.2 | 1730.2 | 130.5685 | 1730.2 | 1730.2 | 130.5685 | 1730.2 | 71.1 | 23.62 | 1730.2 | 130.5685 | 1730.2
2755 |  | 1963.1 | 128.2681 | 1963.1 | 1963.1 | 128.2681 | 1963.1 | 1963.1 | 128.2681 | 1963.1 | 72.1 | 17.22 | 1963.1 | 128.2681 | 1963.1
2756 |  | 2017.62 | 131.8066 | 2017.62 | 2017.62 | 131.8066 | 2017.62 | 2017.62 | 131.8066 | 2017.62 | 72.5 | 7.24 | 2017.62 | 131.8066 | 2017.62
2757 |  | 2001 | 130.7897 | 2001 | 2001 | 130.7897 | 2001 | 2001 | 130.7897 | 2001 | 72.2 | 10.4 | 2001 | 130.7897 | 2001
2758 |  | 1958 | 127.8678 | 1958 | 1958 | 127.8678 | 1958 | 1958 | 127.8678 | 1958 | 71.4 | 15.89 | 1958 | 127.8678 | 1958
2759 |  | 1856 | 129.7384 | 1856 | 1856 | 129.7384 | 1856 | 1856 | 129.7384 | 1856 | 72.4 | 14.88 | 1856 | 129.7384 | 1856
2760 |  | 1761 | 130.6156 | 1761 | 1761 | 130.6156 | 1761 | 1761 | 130.6156 | 1761 | 72.6 | 7.65 | 1761 | 130.6156 | 1761
2761 |  | 1785.1 | 130.9556 | 1785.1 | 1785.1 | 130.9556 | 1785.1 | 1785.1 | 130.9556 | 1785.1 | 72.6 | 8.43 | 1785.1 | 130.9556 | 1785.1
2762 |  | 1761.9 | 130.0647 | 1761.9 | 1761.9 | 130.0647 | 1761.9 | 1761.9 | 130.0647 | 1761.9 | 73.2 | 13.88 | 1761.9 | 130.0647 | 1761.9
2763 |  | 1744 | 129.5824 | 1744 | 1744 | 129.5824 | 1744 | 1744 | 129.5824 | 1744 | 73.1 | 11.89 | 1744 | 129.5824 | 1744
2764 |  | 1711.5 | 128.8604 | 1711.5 | 1711.5 | 128.8604 | 1711.5 | 1711.5 | 128.8604 | 1711.5 | 72.9 | 10.46 | 1711.5 | 128.8604 | 1711.5
2765 |  | 1730.4 | 130.6062 | 1730.4 | 1730.4 | 130.6062 | 1730.4 | 1730.4 | 130.6062 | 1730.4 | 72.9 | 10.39 | 1730.4 | 130.6062 | 1730.4
2766 |  | 1644.2 | 131.0629 | 1644.2 | 1644.2 | 131.0629 | 1644.2 | 1644.2 | 131.0629 | 1644.2 | 72.2 | 12.93 | 1644.2 | 131.0629 | 1644.2
2767 |  | 1539.3 | 133.1906 | 1539.3 | 1539.3 | 133.1906 | 1539.3 | 1539.3 | 133.1906 | 1539.3 | 71.5 | 10.64 | 1539.3 | 133.1906 | 1539.3
2768 |  | 1688.9 | 118.7038 | 1688.9 | 1688.9 | 118.7038 | 1688.9 | 1688.9 | 118.7038 | 1688.9 | 72.5 | 8.3 | 1688.9 | 118.7038 | 1688.9
2769 |  | 1722.5 | 105.4459 | 1722.5 | 1722.5 | 105.4459 | 1722.5 | 1722.5 | 105.4459 | 1722.5 | 70.5 | 14.29 | 1722.5 | 105.4459 | 1722.5
2770 |  | 1729.7 | 106.1911 | 1729.7 | 1729.7 | 106.1911 | 1729.7 | 1729.7 | 106.1911 | 1729.7 | 71.8 | 25.31 | 1729.7 | 106.1911 | 1729.7
2771 |  | 1727.3 | 106.7359 | 1727.3 | 1727.3 | 106.7359 | 1727.3 | 1727.3 | 106.7359 | 1727.3 | 72.4 | 21.49 | 1727.3 | 106.7359 | 1727.3
2772 |  | 1512.8 | 105.6655 | 1512.8 | 1512.8 | 105.6655 | 1512.8 | 1512.8 | 105.6655 | 1512.8 | 72.7 | 14.45 | 1512.8 | 105.6655 | 1512.8
2773 |  | 1628.4 | 108.8502 | 1628.4 | 1628.4 | 108.8502 | 1628.4 | 1628.4 | 108.8502 | 1628.4 | 72.5 | 13.53 | 1628.4 | 108.8502 | 1628.4
2774 |  | 1599.1 | 108.477 | 1599.1 | 1599.1 | 108.477 | 1599.1 | 1599.1 | 108.477 | 1599.1 | 72.3 | 23.23 | 1599.1 | 108.477 | 1599.1
2775 |  | 1577.4 | 108.5735 | 1577.4 | 1577.4 | 108.5735 | 1577.4 | 1577.4 | 108.5735 | 1577.4 | 72.6 | 22 | 1577.4 | 108.5735 | 1577.4
2776 |  | 1560.2 | 108.2525 | 1560.2 | 1560.2 | 108.2525 | 1560.2 | 1560.2 | 108.2525 | 1560.2 | 72.6 | 23.18 | 1560.2 | 108.2525 | 1560.2
2777 |  | 1541 | 110.2032 | 1541 | 1541 | 110.2032 | 1541 | 1541 | 110.2032 | 1541 | 73.5 | 22.985 | 1541 | 110.2032 | 1541
2778 |  | 1714.5 | 108.076 | 1714.5 | 1714.5 | 108.076 | 1714.5 | 1714.5 | 108.076 | 1714.5 | 72.1 | 24.83 | 1714.5 | 108.076 | 1714.5
2779 |  | 1892.3 | 107.366 | 1892.3 | 1892.3 | 107.366 | 1892.3 | 1892.3 | 107.366 | 1892.3 | 73.2 | 12.12 | 1892.3 | 107.366 | 1892.3
2780 |  | 1906.6 | 106.3737 | 1906.6 | 1906.6 | 106.3737 | 1906.6 | 1906.6 | 106.3737 | 1906.6 | 71.9 | 7.52 | 1906.6 | 106.3737 | 1906.6
2781 |  | 1923.1 | 106.4766 | 1923.1 | 1923.1 | 106.4766 | 1923.1 | 1923.1 | 106.4766 | 1923.1 | 73 | 6.89 | 1923.1 | 106.4766 | 1923.1
2782 |  | 1912.7 | 105.1986 | 1912.7 | 1912.7 | 105.1986 | 1912.7 | 1912.7 | 105.1986 | 1912.7 | 73.1 | 6.42 | 1912.7 | 105.1986 | 1912.7
2783 |  | 1877.3 | 108.6594 | 1877.3 | 1877.3 | 108.6594 | 1877.3 | 1877.3 | 108.6594 | 1877.3 | 71.5 | 6.83 | 1877.3 | 108.6594 | 1877.3
2784 |  | 1838.3 | 107.4069 | 1838.3 | 1838.3 | 107.4069 | 1838.3 | 1838.3 | 107.4069 | 1838.3 | 73 | 6.95 | 1838.3 | 107.4069 | 1838.3
2785 |  | 1803.8 | 118.7495 | 1803.8 | 1803.8 | 118.7495 | 1803.8 | 1803.8 | 118.7495 | 1803.8 | 72.8 | 6.88 | 1803.8 | 118.7495 | 1803.8
2786 |  | 1748.4 | 118.0004 | 1748.4 | 1748.4 | 118.0004 | 1748.4 | 1748.4 | 118.0004 | 1748.4 | 73.4 | 6.97 | 1748.4 | 118.0004 | 1748.4
2787 |  | 1726.5 | 118.1925 | 1726.5 | 1726.5 | 118.1925 | 1726.5 | 1726.5 | 118.1925 | 1726.5 | 73.2 | 7.04 | 1726.5 | 118.1925 | 1726.5
2788 |  | 1734.7 | 117.4195 | 1734.7 | 1734.7 | 117.4195 | 1734.7 | 1734.7 | 117.4195 | 1734.7 | 72.5 | 7.07 | 1734.7 | 117.4195 | 1734.7
2789 |  | 1754.6 | 116.2616 | 1754.6 | 1754.6 | 116.2616 | 1754.6 | 1754.6 | 116.2616 | 1754.6 | 72.7 | 7.07 | 1754.6 | 116.2616 | 1754.6
2790 |  | 1600.6 | 116.5101 | 1600.6 | 1600.6 | 116.5101 | 1600.6 | 1600.6 | 116.5101 | 1600.6 | 73.2 | 6.99 | 1600.6 | 116.5101 | 1600.6
2791 |  | 1545.4 | 116.5051 | 1545.4 | 1545.4 | 116.5051 | 1545.4 | 1545.4 | 116.5051 | 1545.4 | 71.6 | 7.32 | 1545.4 | 116.5051 | 1545.4
2792 |  | 1622.4 | 116.9145 | 1622.4 | 1622.4 | 116.9145 | 1622.4 | 1622.4 | 116.9145 | 1622.4 | 72.5 | 13.11 | 1622.4 | 116.9145 | 1622.4
2793 |  | 1707.3 | 117.6231 | 1707.3 | 1707.3 | 117.6231 | 1707.3 | 1707.3 | 117.6231 | 1707.3 | 72.2 | 14.43 | 1707.3 | 117.6231 | 1707.3
2794 |  | 1683.9 | 117.4165 | 1683.9 | 1683.9 | 117.4165 | 1683.9 | 1683.9 | 117.4165 | 1683.9 | 72.4 | 9.53 | 1683.9 | 117.4165 | 1683.9
2795 |  | 1713.2 | 117.0993 | 1713.2 | 1713.2 | 117.0993 | 1713.2 | 1713.2 | 117.0993 | 1713.2 | 71.4 | 20.95 | 1713.2 | 117.0993 | 1713.2
2796 |  | 1703.6 | 116.518 | 1703.6 | 1703.6 | 116.518 | 1703.6 | 1703.6 | 116.518 | 1703.6 | 70.3 | 20.59 | 1703.6 | 116.518 | 1703.6
2797 |  | 1725.4 | 127.701 | 1725.4 | 1725.4 | 127.701 | 1725.4 | 1725.4 | 127.701 | 1725.4 | 70.8 | 21.17 | 1725.4 | 127.701 | 1725.4
2798 |  | 1602.2 | 128.8464 | 1602.2 | 1602.2 | 128.9375 | 1602.2 | 1602.2 | 128.8464 | 1602.2 | 71.7 | 21.36 | 1602.2 | 128.8464 | 1602.2
2799 |  | 1615.6 | 130.1739 | 1615.6 | 1615.6 | 130.1739 | 1615.6 | 1615.6 | 130.1739 | 1615.6 | 73.3 | 23.17 | 1615.6 | 130.1739 | 1615.6
2800 |  | 1622.4 | 131.8517 | 1622.4 | 1622.4 | 131.8517 | 1622.4 | 1622.4 | 131.8517 | 1622.4 | 72.4 | 20.4 | 1622.4 | 131.8517 | 1622.4
2801 |  | 1619.1 | 127.7724 | 1619.1 | 1619.1 | 127.7724 | 1619.1 | 1619.1 | 127.7724 | 1619.1 | 73.4 | 23.3 | 1619.1 | 127.7724 | 1619.1
2802 |  | 1762.8 | 127.6717 | 1762.8 | 1762.8 | 127.6717 | 1762.8 | 1762.8 | 127.6717 | 1762.8 | 70.1 | 18.72 | 1762.8 | 127.6717 | 1762.8
2803 |  | 1847.3 | 130.9348 | 1847.3 | 1847.3 | 130.9348 | 1847.3 | 1847.3 | 130.9348 | 1847.3 | 71.7 | 13.81 | 1847.3 | 130.9348 | 1847.3
2804 |  | 1838.5 | 131.0704 | 1838.5 | 1838.5 | 131.0704 | 1838.5 | 1838.5 | 131.0704 | 1838.5 | 71.5 | 8.19 | 1838.5 | 131.0704 | 1838.5
2805 |  | 1835.1 | 129.513 | 1835.1 | 1835.1 | 129.513 | 1835.1 | 1835.1 | 129.513 | 1835.1 | 71.8 | 10.97 | 1835.1 | 129.513 | 1835.1
2806 |  | 1801.9 | 130.5716 | 1801.9 | 1801.9 | 130.5716 | 1801.9 | 1801.9 | 130.5716 | 1801.9 | 72.7 | 6.64 | 1801.9 | 130.5716 | 1801.9
2807 |  | 1710.3 | 130.6193 | 1710.3 | 1710.3 | 130.6193 | 1710.3 | 1710.3 | 130.6193 | 1710.3 | 71.9 | 7.81 | 1710.3 | 130.6193 | 1710.3
2808 |  | 1647.5 | 131.1768 | 1647.5 | 1647.5 | 131.1768 | 1647.5 | 1647.5 | 131.1768 | 1647.5 | 71.3 | 6.63 | 1647.5 | 131.1768 | 1647.5
2809 |  | 1601.1 | 129.6272 | 1601.1 | 1601.1 | 129.6272 | 1601.1 | 1601.1 | 129.6272 | 1601.1 | 72 | 6.42 | 1601.1 | 129.6272 | 1601.1
2810 |  | 1597.7 | 129.3684 | 1597.7 | 1597.7 | 129.3684 | 1597.7 | 1597.7 | 129.3684 | 1597.7 | 71.2 | 6.44 | 1597.7 | 129.3684 | 1597.7
2811 |  | 1571 | 129.3979 | 1571 | 1571 | 129.3979 | 1571 | 1571 | 129.3979 | 1571 | 71.6 | 6.17 | 1571 | 129.3979 | 1571
2812 |  | 1541.7 | 129.0411 | 1541.7 | 1541.7 | 129.0411 | 1541.7 | 1541.7 | 129.0411 | 1541.7 | 72.1 | 6.52 | 1541.7 | 129.0411 | 1541.7
2813 |  | 1532.5 | 130.867 | 1532.5 | 1532.5 | 130.867 | 1532.5 | 1532.5 | 130.867 | 1532.5 | 72.1 | 6.33 | 1532.5 | 130.867 | 1532.5
2814 |  | 1549.8 | 129.8843 | 1549.8 | 1549.8 | 129.8843 | 1549.8 | 1549.8 | 129.8843 | 1549.8 | 72.6 | 6.52 | 1549.8 | 129.8843 | 1549.8
2815 |  | 1511.3 | 130.8039 | 1511.3 | 1511.3 | 130.8039 | 1511.3 | 1511.3 | 130.8039 | 1511.3 | 71.8 | 6.97 | 1511.3 | 130.8039 | 1511.3
2816 |  | 1565.3 | 130.1726 | 1565.3 | 1565.3 | 130.1726 | 1565.3 | 1565.3 | 130.1726 | 1565.3 | 71.9 | 7.42 | 1565.3 | 130.1726 | 1565.3
2817 |  | 1504.3 | 129.7352 | 1504.3 | 1504.3 | 129.7352 | 1504.3 | 1504.3 | 129.7352 | 1504.3 | 71.4 | 7.93 | 1504.3 | 129.7352 | 1504.3
2818 |  | 1456.6 | 130.3414 | 1456.6 | 1456.6 | 130.3414 | 1456.6 | 1456.6 | 130.3414 | 1456.6 | 70.6 | 9.89 | 1456.6 | 130.3414 | 1456.6
2819 |  | 1423.4 | 129.8099 | 1423.4 | 1423.4 | 129.8099 | 1423.4 | 1423.4 | 129.8099 | 1423.4 | 71.8 | 10.2 | 1423.4 | 129.8099 | 1423.4
2820 |  | 1489.5 | 111.8774 | 1489.5 | 1489.5 | 111.8774 | 1489.5 | 1489.5 | 111.8774 | 1489.5 | 71.1 | 16.9 | 1489.5 | 111.8774 | 1489.5
2821 |  | 1404 | 108.712 | 1404 | 1404 | 108.712 | 1404 | 1404 | 108.712 | 1404 | 69.1 | 16.82 | 1404 | 108.712 | 1404
2822 |  | 1448.5 | 109.144 | 1448.5 | 1448.5 | 109.144 | 1448.5 | 1448.5 | 109.144 | 1448.5 | 69.6 | 7.2 | 1448.5 | 109.144 | 1448.5
2823 |  | 1352.4 | 109.3941 | 1352.4 | 1352.4 | 109.3941 | 1352.4 | 1352.4 | 109.3941 | 1352.4 | 72 | 23.255 | 1352.4 | 109.3941 | 1352.4
2824 |  | 1346.2 | 112.4032 | 1346.2 | 1346.2 | 112.4032 | 1346.2 | 1346.2 | 112.4032 | 1346.2 | 71.3 | 20.4 | 1346.2 | 112.4032 | 1346.2
2825 |  | 1396 | 126.816 | 1396 | 1396 | 126.816 | 1396 | 1396 | 126.816 | 1396 | 71.5 | 19.905 | 1396 | 126.816 | 1396
2826 |  | 1494.6 | 109.1695 | 1494.6 | 1494.6 | 109.1695 | 1494.6 | 1494.6 | 109.1695 | 1494.6 | 72.5 | 19.315 | 1494.6 | 109.1695 | 1494.6
2827 |  | 1826.5 | 101.6285 | 1826.5 | 1826.5 | 101.6285 | 1826.5 | 1826.5 | 101.6285 | 1826.5 | 71.3 | 18.62 | 1826.5 | 101.6285 | 1826.5
2828 |  | 1794 | 100.6658 | 1794 | 1794 | 100.6658 | 1794 | 1794 | 100.6658 | 1794 | 72.3 | 9.12 | 1794 | 100.6658 | 1794
2829 |  | 1791.8 | 101.008 | 1791.8 | 1791.8 | 101.008 | 1791.8 | 1791.8 | 101.008 | 1791.8 | 72.3 | 8.54 | 1791.8 | 101.008 | 1791.8
2830 |  | 1600.9 | 124.2234 | 1600.9 | 1600.9 | 124.2234 | 1600.9 | 1600.9 | 124.2234 | 1600.9 | 72 | 4.22 | 1600.9 | 124.2234 | 1600.9
2831 |  | 1607.5 | 123.8676 | 1607.5 | 1607.5 | 123.8676 | 1607.5 | 1607.5 | 123.8676 | 1607.5 | 73 | 8.79 | 1607.5 | 123.8676 | 1607.5
2832 |  | 1577.1 | 124.8427 | 1577.1 | 1577.1 | 124.8427 | 1577.1 | 1577.1 | 124.8427 | 1577.1 | 72.2 | 12.82 | 1577.1 | 124.8427 | 1577.1
2833 |  | 1505.6 | 124.3056 | 1505.6 | 1505.6 | 124.3056 | 1505.6 | 1505.6 | 124.3056 | 1505.6 | 73.1 | 4.83 | 1505.6 | 124.3056 | 1505.6
2834 |  | 1480.6 | 128.1338 | 1480.6 | 1480.6 | 128.1338 | 1480.6 | 1480.6 | 128.1338 | 1480.6 | 72.8 | 5.74 | 1480.6 | 128.1338 | 1480.6
2835 |  | 1435.1 | 129.3184 | 1435.1 | 1435.1 | 129.3184 | 1435.1 | 1435.1 | 129.3184 | 1435.1 | 71.7 | 11.21 | 1435.1 | 129.3184 | 1435.1
2836 |  | 1422 | 127.6379 | 1422 | 1422 | 127.6379 | 1422 | 1422 | 127.6379 | 1422 | 72 | 13.12 | 1422 | 127.6379 | 1422
2837 |  | 1447.6 | 125.4748 | 1447.6 | 1447.6 | 125.4748 | 1447.6 | 1447.6 | 125.4748 | 1447.6 | 72.4 | 11.7 | 1447.6 | 125.4748 | 1447.6
2838 |  | 1373 | 124.7746 | 1373 | 1373 | 124.7746 | 1373 | 1373 | 124.7746 | 1373 | 71 | 14.22 | 1373 | 124.7746 | 1373
2839 |  | 1381.1 | 125.8061 | 1381.1 | 1381.1 | 125.8061 | 1381.1 | 1381.1 | 125.8061 | 1381.1 | 71.9 | 7.99 | 1381.1 | 125.8061 | 1381.1
2840 |  | 1424.7 | 125.1959 | 1424.7 | 1424.7 | 125.1959 | 1424.7 | 1424.7 | 125.1959 | 1424.7 | 72.1 | 4.79 | 1424.7 | 125.1959 | 1424.7
2841 |  | 1562.5 | 124.6807 | 1562.5 | 1562.5 | 124.6807 | 1562.5 | 1562.5 | 124.6807 | 1562.5 | 72.2 | 6.41 | 1562.5 | 124.6807 | 1562.5
2842 |  | 1617.3 | 128.9836 | 1617.3 | 1617.3 | 128.9836 | 1617.3 | 1617.3 | 128.9836 | 1617.3 | 71.9 | 8.35 | 1617.3 | 128.9836 | 1617.3
2843 |  | 1587.5 | 129.1871 | 1587.5 | 1587.5 | 129.1871 | 1587.5 | 1587.5 | 129.1871 | 1587.5 | 71.6 | 15.45 | 1587.5 | 129.1871 | 1587.5
2844 |  | 1628.2 | 126.2448 | 1628.2 | 1628.2 | 126.2448 | 1628.2 | 1628.2 | 126.2448 | 1628.2 | 72.3 | 14.57 | 1628.2 | 126.2448 | 1628.2
2845 |  | 1630.3 | 124.3441 | 1630.3 | 1630.3 | 124.3441 | 1630.3 | 1630.3 | 124.3441 | 1630.3 | 71 | 22.55 | 1630.3 | 124.3441 | 1630.3
2846 |  | 1649.2 | 127.6391 | 1649.2 | 1649.2 | 127.6391 | 1649.2 | 1649.2 | 127.6391 | 1649.2 | 72.9 | 20.35 | 1649.2 | 127.6391 | 1649.2
2847 |  | 1629.4 | 128.3502 | 1629.4 | 1629.4 | 128.3502 | 1629.4 | 1629.4 | 128.3502 | 1629.4 | 71.3 | 23.34 | 1629.4 | 128.3502 | 1629.4
2848 |  | 1621.2 | 122.968 | 1621.2 | 1621.2 | 122.968 | 1621.2 | 1621.2 | 122.968 | 1621.2 | 72.3 | 20.4 | 1621.2 | 122.968 | 1621.2
2849 |  | 1668.4 | 127.0885 | 1668.4 | 1668.4 | 127.0885 | 1668.4 | 1668.4 | 127.0885 | 1668.4 | 72.7 | 16.51 | 1668.4 | 127.0885 | 1668.4
2850 |  | 1706.5 | 130.3131 | 1706.5 | 1706.5 | 130.3131 | 1706.5 | 1706.5 | 130.3131 | 1706.5 | 72.2 | 19.91 | 1706.5 | 130.3131 | 1706.5
2851 |  | 1863.5 | 134.1363 | 1863.5 | 1863.5 | 134.1363 | 1863.5 | 1863.5 | 134.1363 | 1863.5 | 72.2 | 19.81 | 1863.5 | 134.1363 | 1863.5
2852 |  | 1837.2 | 132.0755 | 1837.2 | 1837.2 | 132.0755 | 1837.2 | 1837.2 | 132.0755 | 1837.2 | 72.9 | 10.26 | 1837.2 | 132.0755 | 1837.2
2853 |  | 1832.2 | 131.2869 | 1832.2 | 1832.2 | 131.2869 | 1832.2 | 1832.2 | 131.2869 | 1832.2 | 71.6 | 6.11 | 1832.2 | 131.2869 | 1832.2
2854 |  | 1832.6 | 131.4443 | 1832.6 | 1832.6 | 131.4443 | 1832.6 | 1832.6 | 131.4443 | 1832.6 | 71.4 | 7.01 | 1832.6 | 131.4443 | 1832.6
2855 |  | 1799.8 | 133.3641 | 1799.8 | 1799.8 | 133.3641 | 1799.8 | 1799.8 | 133.3641 | 1799.8 | 72.6 | 8.28 | 1799.8 | 133.3641 | 1799.8
2856 |  | 1756.5 | 133.2411 | 1756.5 | 1756.5 | 133.2411 | 1756.5 | 1756.5 | 133.2411 | 1756.5 | 71.9 | 11.58 | 1756.5 | 133.2411 | 1756.5
2857 |  | 1768.6 | 133.8286 | 1768.6 | 1768.6 | 133.8286 | 1768.6 | 1768.6 | 133.8286 | 1768.6 | 72.7 | 12.14 | 1768.6 | 133.8286 | 1768.6
2858 |  | 1684.4 | 134.2155 | 1684.4 | 1684.4 | 134.2155 | 1684.4 | 1684.4 | 134.2155 | 1684.4 | 71.5 | 9.6 | 1684.4 | 134.2155 | 1684.4
2859 |  | 1690.2 | 133.1315 | 1690.2 | 1690.2 | 133.1315 | 1690.2 | 1690.2 | 133.1315 | 1690.2 | 72.6 | 9.12 | 1690.2 | 133.1315 | 1690.2
2860 |  | 1612.7 | 131.5414 | 1612.7 | 1612.7 | 131.5414 | 1612.7 | 1612.7 | 131.5414 | 1612.7 | 72.9 | 10.66 | 1612.7 | 131.5414 | 1612.7
2861 |  | 1601.1 | 133.7334 | 1601.1 | 1601.1 | 133.7334 | 1601.1 | 1601.1 | 133.7334 | 1601.1 | 71.5 | 14.12 | 1601.1 | 133.7334 | 1601.1
2862 |  | 1452.8 | 132.1372 | 1452.8 | 1452.8 | 132.1372 | 1452.8 | 1452.8 | 132.1372 | 1452.8 | 72.4 | 8.06 | 1452.8 | 132.1372 | 1452.8
2863 |  | 1394 | 131.6611 | 1394 | 1394 | 131.6611 | 1394 | 1394 | 131.6611 | 1394 | 71.7 | 6.63 | 1394 | 131.6611 | 1394
2864 |  | 1435.5 | 126.3555 | 1435.5 | 1435.5 | 126.3555 | 1435.5 | 1435.5 | 126.3555 | 1435.5 | 72.3 | 8.58 | 1435.5 | 126.3555 | 1435.5
2865 |  | 1488.6 | 128.2644 | 1488.6 | 1488.6 | 128.2644 | 1488.6 | 1488.6 | 128.2644 | 1488.6 | 71.9 | 14.55 | 1488.6 | 128.2644 | 1488.6
2866 |  | 1515.9 | 132.242 | 1515.9 | 1515.9 | 132.242 | 1515.9 | 1515.9 | 132.242 | 1515.9 | 71.9 | 25.28 | 1515.9 | 132.242 | 1515.9
2867 |  | 1555.3 | 131.0015 | 1555.3 | 1555.3 | 131.0015 | 1555.3 | 1555.3 | 131.0015 | 1555.3 | 71.6 | 19.43 | 1555.3 | 131.0015 | 1555.3
2868 |  | 1528 | 130.645 | 1528 | 1528 | 130.645 | 1528 | 1528 | 130.645 | 1528 | 71.8 | 11.36 | 1528 | 130.645 | 1528
2869 |  | 1595.2 | 133.2749 | 1595.2 | 1595.2 | 133.2749 | 1595.2 | 1595.2 | 133.2749 | 1595.2 | 72.3 | 19.32 | 1595.2 | 133.2749 | 1595.2
2870 |  | 1602.8 | 133.0028 | 1602.8 | 1602.8 | 133.0028 | 1602.8 | 1602.8 | 133.0028 | 1602.8 | 72.3 | 17.98 | 1602.8 | 133.0028 | 1602.8
2871 |  | 1546.7 | 131.6716 | 1546.7 | 1546.7 | 131.6716 | 1546.7 | 1546.7 | 131.6716 | 1546.7 | 71.3 | 26.09 | 1546.7 | 131.6716 | 1546.7
2872 |  | 1539.2 | 130.2463 | 1539.2 | 1539.2 | 130.2463 | 1539.2 | 1539.2 | 130.2463 | 1539.2 | 71.8 | 17.95 | 1539.2 | 130.2463 | 1539.2
2873 |  | 1519.1 | 130.5615 | 1519.1 | 1519.1 | 130.5615 | 1519.1 | 1519.1 | 130.5615 | 1519.1 | 71.9 | 9.54 | 1519.1 | 130.5615 | 1519.1
2874 |  | 1555.7 | 125.8233 | 1555.7 | 1555.7 | 125.8233 | 1555.7 | 1555.7 | 125.8233 | 1555.7 | 72.3 | 7.78 | 1555.7 | 125.8233 | 1555.7
2875 |  | 1857.8 | 131.3138 | 1857.8 | 1857.8 | 131.3138 | 1857.8 | 1857.8 | 131.3138 | 1857.8 | 68.2 | 7.73 | 1857.8 | 131.3138 | 1857.8
2876 |  | 1915.8 | 128.6756 | 1915.8 | 1915.8 | 128.6756 | 1915.8 | 1915.8 | 128.6756 | 1915.8 | 71.2 | 9.15 | 1915.8 | 128.6756 | 1915.8
2877 |  | 1925.8 | 126.6145 | 1925.8 | 1925.8 | 126.6145 | 1925.8 | 1925.8 | 126.6145 | 1925.8 | 70.6 | 8.99 | 1925.8 | 126.6145 | 1925.8
2878 |  | 1929.6 | 131.0258 | 1929.6 | 1929.6 | 131.0258 | 1929.6 | 1929.6 | 131.0258 | 1929.6 | 71.6 | 8.04 | 1929.6 | 131.0258 | 1929.6
2879 |  | 1741.9 | 129.0157 | 1741.9 | 1741.9 | 129.0157 | 1741.9 | 1741.9 | 129.0157 | 1741.9 | 72.1 | 8.46 | 1741.9 | 129.0157 | 1741.9
2880 |  | 1776.6 | 130.1618 | 1776.6 | 1776.6 | 130.1618 | 1776.6 | 1776.6 | 130.1618 | 1776.6 | 71.4 | 8.21 | 1776.6 | 130.1618 | 1776.6
2881 |  | 1704.6 | 132.045 | 1704.6 | 1704.6 | 132.045 | 1704.6 | 1704.6 | 132.045 | 1704.6 | 71.2 | 8.32 | 1704.6 | 132.045 | 1704.6
2882 |  | 1686.1 | 132.2098 | 1686.1 | 1686.1 | 132.2098 | 1686.1 | 1686.1 | 132.2098 | 1686.1 | 71.1 | 9.05 | 1686.1 | 132.2098 | 1686.1
2883 |  | 1657.5 | 130.5141 | 1657.5 | 1657.5 | 130.5141 | 1657.5 | 1657.5 | 130.5141 | 1657.5 | 71 | 7.3 | 1657.5 | 130.5141 | 1657.5
2884 |  | 1611.4 | 130.6962 | 1611.4 | 1611.4 | 130.6962 | 1611.4 | 1611.4 | 130.6962 | 1611.4 | 70.8 | 7.14 | 1611.4 | 130.6962 | 1611.4
2885 |  | 1603.2 | 131.0088 | 1603.2 | 1603.2 | 131.0088 | 1603.2 | 1603.2 | 131.0088 | 1603.2 | 70.8 | 8.19 | 1603.2 | 131.0088 | 1603.2
2886 |  | 1614.1 | 131.9035 | 1614.1 | 1614.1 | 131.9035 | 1614.1 | 1614.1 | 131.9035 | 1614.1 | 71 | 5.81 | 1614.1 | 131.9035 | 1614.1
2887 |  | 1358.9 | 128.4341 | 1358.9 | 1358.9 | 128.4341 | 1358.9 | 1358.9 | 128.4341 | 1358.9 | 70.4 | 5.65 | 1358.9 | 128.4341 | 1358.9
2888 |  | 1408.8 | 129.7406 | 1408.8 | 1408.8 | 129.7406 | 1408.8 | 1408.8 | 129.7406 | 1408.8 | 69.5 | 5.92 | 1408.8 | 129.7406 | 1408.8
2889 |  | 1431.4 | 131.2119 | 1431.4 | 1431.4 | 131.2119 | 1431.4 | 1431.4 | 131.2119 | 1431.4 | 71.1 | 6.51 | 1431.4 | 131.2119 | 1431.4
2890 |  | 1434.9 | 133.3063 | 1434.9 | 1434.9 | 133.3063 | 1434.9 | 1434.9 | 133.3063 | 1434.9 | 70.9 | 7.1 | 1434.9 | 133.3063 | 1434.9
2891 |  | 1451.1 | 131.3909 | 1451.1 | 1451.1 | 131.3909 | 1451.1 | 1451.1 | 131.3909 | 1451.1 | 71.1 | 6.51 | 1451.1 | 131.3909 | 1451.1
2892 |  | 1500.3 | 130.543 | 1500.3 | 1500.3 | 130.543 | 1500.3 | 1500.3 | 130.543 | 1500.3 | 71.9 | 6.87 | 1500.3 | 130.543 | 1500.3
2893 |  | 1488 | 128.5741 | 1488 | 1488 | 128.5741 | 1488 | 1488 | 128.5741 | 1488 | 71.3 | 6.89 | 1488 | 128.5741 | 1488
2894 |  | 1525.7 | 128.7186 | 1525.7 | 1525.7 | 128.7186 | 1525.7 | 1525.7 | 128.7186 | 1525.7 | 71.6 | 5.97 | 1525.7 | 128.7186 | 1525.7
2895 |  | 1527.3 | 132.0818 | 1527.3 | 1527.3 | 132.0818 | 1527.3 | 1527.3 | 132.0818 | 1527.3 | 71.5 | 6.97 | 1527.3 | 132.0818 | 1527.3
2896 |  | 1548.8 | 131.6422 | 1548.8 | 1548.8 | 131.6422 | 1548.8 | 1548.8 | 131.6422 | 1548.8 | 71.3 | 6.99 | 1548.8 | 131.6422 | 1548.8
2897 |  | 1541.5 | 131.7537 | 1541.5 | 1541.5 | 131.7537 | 1541.5 | 1541.5 | 131.7537 | 1541.5 | 71.8 | 6.43 | 1541.5 | 131.7537 | 1541.5
2898 |  | 1562.8 | 131.2494 | 1562.8 | 1562.8 | 131.2494 | 1562.8 | 1562.8 | 131.2494 | 1562.8 | 71.8 | 6.7 | 1562.8 | 131.2494 | 1562.8
2899 |  | 1776.8 | 131.9254 | 1776.8 | 1776.8 | 131.9254 | 1776.8 | 1776.8 | 131.9254 | 1776.8 | 70.3 | 6.76 | 1776.8 | 131.9254 | 1776.8
2900 |  | 1874.8 | 129.4443 | 1874.8 | 1874.8 | 129.4443 | 1874.8 | 1874.8 | 129.4443 | 1874.8 | 71.4 | 6.45 | 1874.8 | 129.4443 | 1874.8
2901 |  | 1910 | 131.0861 | 1910 | 1910 | 131.0861 | 1910 | 1910 | 131.0861 | 1910 | 71.7 | 6.7 | 1910 | 131.0861 | 1910
2902 |  | 1847.6 | 129.8828 | 1847.6 | 1847.6 | 129.8828 | 1847.6 | 1847.6 | 129.8828 | 1847.6 | 72.3 | 6.655 | 1847.6 | 129.8828 | 1847.6
2903 |  | 1758.5 | 131.828 | 1758.5 | 1758.5 | 131.828 | 1758.5 | 1758.5 | 131.828 | 1758.5 | 72.3 | 6.61 | 1758.5 | 131.828 | 1758.5
2904 |  | 1675.9 | 132.5083 | 1675.9 | 1675.9 | 132.5083 | 1675.9 | 1675.9 | 132.5083 | 1675.9 | 71.7 | 6.46 | 1675.9 | 132.5083 | 1675.9
2905 |  | 1631.4 | 132.3818 | 1631.4 | 1631.4 | 132.3818 | 1631.4 | 1631.4 | 132.3818 | 1631.4 | 71.3 | 7.27 | 1631.4 | 132.3818 | 1631.4
2906 |  | 1603 | 127.7814 | 1603 | 1603 | 127.7814 | 1603 | 1603 | 127.7814 | 1603 | 71.4 | 7.01 | 1603 | 127.7814 | 1603
2907 |  | 1604.2 | 128.755 | 1604.2 | 1604.2 | 128.755 | 1604.2 | 1604.2 | 128.755 | 1604.2 | 71.1 | 6.57 | 1604.2 | 128.755 | 1604.2
2908 |  | 1560.2 | 127.6457 | 1560.2 | 1560.2 | 127.6457 | 1560.2 | 1560.2 | 127.6457 | 1560.2 | 71.6 | 6.72 | 1560.2 | 127.6457 | 1560.2
2909 |  | 1572.2 | 134.9952 | 1572.2 | 1572.2 | 134.9952 | 1572.2 | 1572.2 | 134.9952 | 1572.2 | 71.7 | 6.37 | 1572.2 | 134.9952 | 1572.2
2910 |  | 1463.4 | 131.4448 | 1463.4 | 1463.4 | 131.4448 | 1463.4 | 1463.4 | 131.4448 | 1463.4 | 72.3 | 7.5 | 1463.4 | 131.4448 | 1463.4
2911 |  | 1364.6 | 130.3695 | 1364.6 | 1364.6 | 130.3695 | 1364.6 | 1364.6 | 130.3695 | 1364.6 | 72.2 | 5.77 | 1364.6 | 130.3695 | 1364.6
2912 |  | 1418.1 | 128.0703 | 1418.1 | 1418.1 | 128.0703 | 1418.1 | 1418.1 | 128.0703 | 1418.1 | 71.9 | 5.78 | 1418.1 | 128.0703 | 1418.1
2913 |  | 1435.1 | 129.5024 | 1435.1 | 1435.1 | 129.5024 | 1435.1 | 1435.1 | 129.5024 | 1435.1 | 72.2 | 6.1 | 1435.1 | 129.5024 | 1435.1
2914 |  | 1504.6 | 131.7534 | 1504.6 | 1504.6 | 131.7534 | 1504.6 | 1504.6 | 131.7534 | 1504.6 | 72.5 | 6.41 | 1504.6 | 131.7534 | 1504.6
2915 |  | 1504.7 | 129.8879 | 1504.7 | 1504.7 | 129.8879 | 1504.7 | 1504.7 | 129.8879 | 1504.7 | 72.2 | 15.07 | 1504.7 | 129.8879 | 1504.7
2916 |  | 1526.6 | 131.5048 | 1526.6 | 1526.6 | 131.5048 | 1526.6 | 1526.6 | 131.5048 | 1526.6 | 71.9 | 15.52 | 1526.6 | 131.5048 | 1526.6
2917 |  | 1545.3 | 131.2452 | 1545.3 | 1545.3 | 131.2452 | 1545.3 | 1545.3 | 131.2452 | 1545.3 | 72.1 | 12.75 | 1545.3 | 131.2452 | 1545.3
2918 |  | 1562.1 | 135.342 | 1562.1 | 1562.1 | 135.342 | 1562.1 | 1562.1 | 135.342 | 1562.1 | 72.1 | 6.18 | 1562.1 | 135.342 | 1562.1
2919 |  | 1567 | 134.6732 | 1567 | 1567 | 134.6732 | 1567 | 1567 | 134.6732 | 1567 | 71.5 | 12.08 | 1567 | 134.6732 | 1567
2920 |  | 1618.2 | 106.7298 | 1618.2 | 1618.2 | 106.7298 | 1618.2 | 1618.2 | 106.7298 | 1618.2 | 71.7 | 6.73 | 1618.2 | 106.7298 | 1618.2
2921 |  | 1612 | 109.0815 | 1612 | 1612 | 109.0815 | 1612 | 1612 | 109.0815 | 1612 | 72.3 | 5.44 | 1612 | 109.0815 | 1612
2922 |  | 1637.2 | 134.1887 | 1637.2 | 1637.2 | 134.1887 | 1637.2 | 1637.2 | 134.1887 | 1637.2 | 71.1 | 5.82 | 1637.2 | 134.1887 | 1637.2
2923 |  | 1901.7 | 131.9309 | 1901.7 | 1901.7 | 131.9309 | 1901.7 | 1901.7 | 131.9309 | 1901.7 | 72.1 | 6.05 | 1901.7 | 131.9309 | 1901.7
2924 |  | 1965.9 | 130.4281 | 1965.9 | 1965.9 | 130.4281 | 1965.9 | 1965.9 | 130.4281 | 1965.9 | 72.5 | 5.64 | 1965.9 | 130.4281 | 1965.9
2925 |  | 1925.6 | 129.0796 | 1925.6 | 1925.6 | 129.0796 | 1925.6 | 1925.6 | 129.0796 | 1925.6 | 72.2 | 5.71 | 1925.6 | 129.0796 | 1925.6
2926 |  | 1845.6 | 131.177 | 1845.6 | 1845.6 | 131.177 | 1845.6 | 1845.6 | 131.177 | 1845.6 | 71.4 | 5.605 | 1845.6 | 131.177 | 1845.6
2927 |  | 1681.5 | 134.0084 | 1681.5 | 1681.5 | 134.0084 | 1681.5 | 1681.5 | 134.0084 | 1681.5 | 72.4 | 5.5 | 1681.5 | 134.0084 | 1681.5
2928 |  | 1693.7 | 133.6333 | 1693.7 | 1693.7 | 133.6333 | 1693.7 | 1693.7 | 133.6333 | 1693.7 | 72.6 | 5.79 | 1693.7 | 133.6333 | 1693.7
2929 |  | 1558.4 | 133.1775 | 1558.4 | 1558.4 | 133.1775 | 1558.4 | 1558.4 | 133.1775 | 1558.4 | 72.6 | 5.81 | 1558.4 | 133.1775 | 1558.4
2930 |  | 1609.1 | 133.9783 | 1609.1 | 1609.1 | 133.9783 | 1609.1 | 1609.1 | 133.9783 | 1609.1 | 73.2 | 5.81 | 1609.1 | 133.9783 | 1609.1
2931 |  | 1609.8 | 132.1463 | 1609.8 | 1609.8 | 132.1463 | 1609.8 | 1609.8 | 132.1463 | 1609.8 | 73.1 | 5.73 | 1609.8 | 132.1463 | 1609.8
2932 |  | 1566.3 | 130.9731 | 1566.3 | 1566.3 | 130.9731 | 1566.3 | 1566.3 | 130.9731 | 1566.3 | 72.9 | 6 | 1566.3 | 130.9731 | 1566.3
2933 |  | 1591.7 | 132.5812 | 1591.7 | 1591.7 | 132.5812 | 1591.7 | 1591.7 | 132.5812 | 1591.7 | 72.9 | 5.51 | 1591.7 | 132.5812 | 1591.7
2934 |  | 1567.9 | 130.4309 | 1567.9 | 1567.9 | 130.4309 | 1567.9 | 1567.9 | 130.4309 | 1567.9 | 72.2 | 5.5 | 1567.9 | 130.4309 | 1567.9
2935 |  | 1490.2 | 129.4488 | 1490.2 | 1490.2 | 129.4488 | 1490.2 | 1490.2 | 129.4488 | 1490.2 | 71.5 | 6.27 | 1490.2 | 129.4488 | 1490.2
2936 |  | 1525.8 | 129.4772 | 1525.8 | 1525.8 | 129.4772 | 1525.8 | 1525.8 | 129.4772 | 1525.8 | 72.5 | 7.03 | 1525.8 | 129.4772 | 1525.8
2937 |  | 1599.4 | 126.5693 | 1599.4 | 1599.4 | 126.5693 | 1599.4 | 1599.4 | 126.5693 | 1599.4 | 70.5 | 9.95 | 1599.4 | 126.5693 | 1599.4
2938 |  | 1606 | 121.1907 | 1606 | 1606 | 121.1907 | 1606 | 1606 | 121.1907 | 1606 | 71.8 | 15.84 | 1606 | 121.1907 | 1606
2939 |  | 1611.4 | 123.279 | 1611.4 | 1611.4 | 123.279 | 1611.4 | 1611.4 | 123.279 | 1611.4 | 72.4 | 19.69 | 1611.4 | 123.279 | 1611.4
2940 |  | 1557.8 | 124.7991 | 1557.8 | 1557.8 | 124.7991 | 1557.8 | 1557.8 | 124.7991 | 1557.8 | 72.7 | 12.81 | 1557.8 | 124.7991 | 1557.8
2941 |  | 1562.5 | 123.0818 | 1562.5 | 1562.5 | 123.0818 | 1562.5 | 1562.5 | 123.0818 | 1562.5 | 72.5 | 16.75 | 1562.5 | 123.0818 | 1562.5
2942 |  | 1591 | 126.0777 | 1591 | 1591 | 126.0777 | 1591 | 1591 | 126.0777 | 1591 | 72.3 | 20.12 | 1591 | 126.0777 | 1591
2943 |  | 1590.8 | 127.0176 | 1590.8 | 1590.8 | 127.0176 | 1590.8 | 1590.8 | 127.0176 | 1590.8 | 72.6 | 12.97 | 1590.8 | 127.0176 | 1590.8
2944 |  | 1573.4 | 126.7396 | 1573.4 | 1573.4 | 126.7396 | 1573.4 | 1573.4 | 126.7396 | 1573.4 | 72.6 | 20.15 | 1573.4 | 126.7396 | 1573.4
2945 |  | 1647.9 | 132.9436 | 1647.9 | 1647.9 | 132.9436 | 1647.9 | 1647.9 | 132.9436 | 1647.9 | 73.5 | 20.81 | 1647.9 | 132.9436 | 1647.9
2946 |  | 1635 | 127.6128 | 1635 | 1635 | 127.6128 | 1635 | 1635 | 127.6128 | 1635 | 72.1 | 21.43 | 1635 | 127.6128 | 1635
2947 |  | 1789.6 | 111.2282 | 1789.6 | 1789.6 | 111.2282 | 1789.6 | 1789.6 | 111.2282 | 1789.6 | 73.2 | 14.96 | 1789.6 | 111.2282 | 1789.6
2948 |  | 1937.3 | 119.7757 | 1937.3 | 1937.3 | 119.7757 | 1937.3 | 1937.3 | 119.7757 | 1937.3 | 71.9 | 10.47 | 1937.3 | 119.7757 | 1937.3
2949 |  | 1916.7 | 130.2058 | 1916.7 | 1916.7 | 130.2058 | 1916.7 | 1916.7 | 130.2058 | 1916.7 | 73 | 13.59 | 1916.7 | 130.2058 | 1916.7
2950 |  | 1912.3 | 131.0285 | 1912.3 | 1912.3 | 131.0285 | 1912.3 | 1912.3 | 131.0285 | 1912.3 | 73.1 | 14.63 | 1912.3 | 131.0285 | 1912.3
2951 |  | 1817.2 | 131.002 | 1817.2 | 1817.2 | 131.002 | 1817.2 | 1817.2 | 131.002 | 1817.2 | 71.5 | 15.67 | 1817.2 | 131.002 | 1817.2
2952 |  | 1750.6 | 129.9196 | 1750.6 | 1750.6 | 129.9196 | 1750.6 | 1750.6 | 129.9196 | 1750.6 | 73 | 13.67 | 1750.6 | 129.9196 | 1750.6
2953 |  | 1689.4 | 129.8408 | 1689.4 | 1689.4 | 129.8408 | 1689.4 | 1689.4 | 129.8408 | 1689.4 | 72.8 | 7.16 | 1689.4 | 129.8408 | 1689.4
2954 |  | 1664.5 | 130.259 | 1664.5 | 1664.5 | 130.259 | 1664.5 | 1664.5 | 130.259 | 1664.5 | 73.4 | 10.25 | 1664.5 | 130.259 | 1664.5
2955 |  | 1628.9 | 130.1165 | 1628.9 | 1628.9 | 130.1165 | 1628.9 | 1628.9 | 130.1165 | 1628.9 | 73.2 | 11.45 | 1628.9 | 130.1165 | 1628.9
2956 |  | 1627.2 | 132.4279 | 1627.2 | 1627.2 | 132.4279 | 1627.2 | 1627.2 | 132.4279 | 1627.2 | 72.5 | 10.51 | 1627.2 | 132.4279 | 1627.2
2957 |  | 1625 | 133.1764 | 1625 | 1625 | 133.1764 | 1625 | 1625 | 133.1764 | 1625 | 72.7 | 11.03 | 1625 | 133.1764 | 1625
2958 |  | 1507.7 | 129.1615 | 1507.7 | 1507.7 | 129.1615 | 1507.7 | 1507.7 | 129.1615 | 1507.7 | 73.2 | 11.41 | 1507.7 | 129.1615 | 1507.7
2959 |  | 1500.5 | 127.1537 | 1500.5 | 1500.5 | 127.1537 | 1500.5 | 1500.5 | 127.1537 | 1500.5 | 71.6 | 12.16 | 1500.5 | 127.1537 | 1500.5
2960 |  | 1590 | 125.834 | 1590 | 1590 | 125.834 | 1590 | 1590 | 125.834 | 1590 | 72.5 | 8.23 | 1590 | 125.834 | 1590
2961 |  | 1623.1 | 129.2126 | 1623.1 | 1623.1 | 129.2126 | 1623.1 | 1623.1 | 129.2126 | 1623.1 | 72.2 | 16.55 | 1623.1 | 129.2126 | 1623.1
2962 |  | 1550.5 | 129.6648 | 1550.5 | 1550.5 | 129.6648 | 1550.5 | 1550.5 | 129.6648 | 1550.5 | 72.4 | 9.75 | 1550.5 | 129.6648 | 1550.5
2963 |  | 1615.3 | 128.4172 | 1615.3 | 1615.3 | 128.4172 | 1615.3 | 1615.3 | 128.4172 | 1615.3 | 71.4 | 14.56 | 1615.3 | 128.4172 | 1615.3
2964 |  | 1552.9 | 132.8815 | 1552.9 | 1552.9 | 132.8815 | 1552.9 | 1552.9 | 132.8815 | 1552.9 | 70.3 | 16.6 | 1552.9 | 132.8815 | 1552.9
2965 |  | 1578.6 | 134.4134 | 1578.6 | 1578.6 | 134.4134 | 1578.6 | 1578.6 | 134.4134 | 1578.6 | 70.8 | 12.07 | 1578.6 | 134.4134 | 1578.6
2966 |  | 1585.9 | 133.6321 | 1585.9 | 1585.9 | 133.6321 | 1585.9 | 1585.9 | 133.6321 | 1585.9 | 71.7 | 15.37 | 1585.9 | 133.6321 | 1585.9
2967 |  | 1594.2 | 136.0502 | 1594.2 | 1594.2 | 136.0502 | 1594.2 | 1594.2 | 136.0502 | 1594.2 | 73.3 | 11.85 | 1594.2 | 136.0502 | 1594.2
2968 |  | 1623.8 | 137.7452 | 1623.8 | 1623.8 | 137.7452 | 1623.8 | 1623.8 | 137.7452 | 1623.8 | 72.4 | 20.74 | 1623.8 | 137.7452 | 1623.8
2969 |  | 1696.8 | 134.3532 | 1696.8 | 1696.8 | 134.3532 | 1696.8 | 1696.8 | 134.3532 | 1696.8 | 73.4 | 16.51 | 1696.8 | 134.3532 | 1696.8
2970 |  | 1696.1 | 131.4388 | 1696.1 | 1696.1 | 131.4388 | 1696.1 | 1696.1 | 131.4388 | 1696.1 | 70.1 | 11.84 | 1696.1 | 131.4388 | 1696.1
2971 |  | 1932.5 | 132.6387 | 1932.5 | 1932.5 | 132.6387 | 1932.5 | 1932.5 | 132.6387 | 1932.5 | 71.7 | 7.63 | 1932.5 | 132.6387 | 1932.5
2972 |  | 1965.8 | 126.7314 | 1965.8 | 1965.8 | 126.7314 | 1965.8 | 1965.8 | 126.7314 | 1965.8 | 71.5 | 6.55 | 1965.8 | 126.7314 | 1965.8
2973 |  | 1979.5 | 124.0782 | 1979.5 | 1979.5 | 124.0782 | 1979.5 | 1979.5 | 124.0782 | 1979.5 | 71.8 | 9.16 | 1979.5 | 124.0782 | 1979.5
2974 |  | 1935.6 | 128.178 | 1935.6 | 1935.6 | 128.178 | 1935.6 | 1935.6 | 128.178 | 1935.6 | 72.7 | 9.82 | 1935.6 | 128.178 | 1935.6
2975 |  | 1828.6 | 127.5525 | 1828.6 | 1828.6 | 127.5525 | 1828.6 | 1828.6 | 127.5525 | 1828.6 | 71.9 | 10.48 | 1828.6 | 127.5525 | 1828.6
2976 |  | 1781.9 | 123.4819 | 1781.9 | 1781.9 | 123.4819 | 1781.9 | 1781.9 | 123.4819 | 1781.9 | 71.3 | 12.15 | 1781.9 | 123.4819 | 1781.9
2977 |  | 1699.7 | 125.8766 | 1699.7 | 1699.7 | 125.8766 | 1699.7 | 1699.7 | 125.8766 | 1699.7 | 72 | 15.53 | 1699.7 | 125.8766 | 1699.7
2978 |  | 1675.4 | 125.4061 | 1675.4 | 1675.4 | 125.4061 | 1675.4 | 1675.4 | 125.4061 | 1675.4 | 71.2 | 14 | 1675.4 | 125.4061 | 1675.4
2979 |  | 1676.4 | 126.8796 | 1676.4 | 1676.4 | 126.8796 | 1676.4 | 1676.4 | 126.8796 | 1676.4 | 71.6 | 10.62 | 1676.4 | 126.8796 | 1676.4
2980 |  | 1640.3 | 126.0187 | 1640.3 | 1640.3 | 126.0187 | 1640.3 | 1640.3 | 126.0187 | 1640.3 | 72.1 | 20.98 | 1640.3 | 126.0187 | 1640.3
2981 |  | 1644.3 | 127.4317 | 1644.3 | 1644.3 | 127.4317 | 1644.3 | 1644.3 | 127.4317 | 1644.3 | 72.1 | 14.49 | 1644.3 | 127.4317 | 1644.3
2982 |  | 1511 | 126.6588 | 1511 | 1511 | 126.6588 | 1511 | 1511 | 126.6588 | 1511 | 72.6 | 10.51 | 1511 | 126.6588 | 1511
2983 |  | 1468 | 123.784 | 1468 | 1468 | 123.784 | 1468 | 1468 | 123.784 | 1468 | 71.8 | 19.58 | 1468 | 123.784 | 1468
2984 |  | 1588.6 | 123.2379 | 1588.6 | 1588.6 | 123.2379 | 1588.6 | 1588.6 | 123.2379 | 1588.6 | 71.9 | 12.71 | 1588.6 | 123.2379 | 1588.6
2985 |  | 1643.8 | 123.6705 | 1643.8 | 1643.8 | 123.6705 | 1643.8 | 1643.8 | 123.6705 | 1643.8 | 71.4 | 22.17 | 1643.8 | 123.6705 | 1643.8
2986 |  | 1697.4 | 125.2859 | 1697.4 | 1697.4 | 125.2859 | 1697.4 | 1697.4 | 125.2859 | 1697.4 | 70.6 | 19.21 | 1697.4 | 125.2859 | 1697.4
2987 |  | 1732 | 127.0929 | 1732 | 1732 | 127.0929 | 1732 | 1732 | 127.0929 | 1732 | 71.8 | 15.22 | 1732 | 127.0929 | 1732
2988 |  | 1675 | 129.9903 | 1675 | 1675 | 129.9903 | 1675 | 1675 | 129.9903 | 1675 | 71.1 | 16.89 | 1675 | 129.9903 | 1675
2989 |  | 1666.5 | 129.7018 | 1666.5 | 1666.5 | 129.7018 | 1666.5 | 1666.5 | 129.7018 | 1666.5 | 69.1 | 11.92 | 1666.5 | 129.7018 | 1666.5
2990 |  | 1685.5 | 129.8346 | 1685.5 | 1685.5 | 129.8346 | 1685.5 | 1685.5 | 129.8346 | 1685.5 | 69.6 | 16.29 | 1685.5 | 129.8346 | 1685.5
2991 |  | 1720.4 | 131.4553 | 1720.4 | 1720.4 | 131.4553 | 1720.4 | 1720.4 | 131.4553 | 1720.4 | 72 | 24.42 | 1720.4 | 131.4553 | 1720.4
2992 |  | 1699.4 | 131.6057 | 1699.4 | 1699.4 | 131.6057 | 1699.4 | 1699.4 | 131.6057 | 1699.4 | 71.3 | 19.33 | 1699.4 | 131.6057 | 1699.4
2993 |  | 1725.2 | 126.6998 | 1725.2 | 1725.2 | 126.6998 | 1725.2 | 1725.2 | 126.6998 | 1725.2 | 71.5 | 17.15 | 1725.2 | 126.6998 | 1725.2
2994 |  | 1697.5 | 122.978 | 1697.5 | 1697.5 | 122.978 | 1697.5 | 1697.5 | 122.978 | 1697.5 | 72.5 | 11.74 | 1697.5 | 122.978 | 1697.5
2995 |  | 1949.4 | 124.9426 | 1949.4 | 1949.4 | 124.9426 | 1949.4 | 1949.4 | 124.9426 | 1949.4 | 71.3 | 11.61 | 1949.4 | 124.9426 | 1949.4
2996 |  | 2053.1 | 124.7142 | 2053.1 | 2053.1 | 124.7142 | 2053.1 | 2053.1 | 124.7142 | 2053.1 | 72.3 | 16.85 | 2053.1 | 124.7142 | 2053.1
2997 |  | 2046.6 | 126.097 | 2046.6 | 2046.6 | 126.097 | 2046.6 | 2046.6 | 126.097 | 2046.6 | 72.3 | 14.85 | 2046.6 | 126.097 | 2046.6
2998 |  | 1986.4 | 127.161 | 1986.4 | 1986.4 | 127.161 | 1986.4 | 1986.4 | 127.161 | 1986.4 | 72 | 12.825 | 1986.4 | 127.161 | 1986.4
2999 |  | 1875.2 | 128.2758 | 1875.2 | 1875.2 | 128.2758 | 1875.2 | 1875.2 | 128.2758 | 1875.2 | 73 | 10.8 | 1875.2 | 128.2758 | 1875.2
3000 |  | 1813.9 | 128.6342 | 1813.9 | 1813.9 | 128.6342 | 1813.9 | 1813.9 | 128.6342 | 1813.9 | 72.2 | 16.42 | 1813.9 | 128.6342 | 1813.9
3001 |  | 1759.1 | 130.7194 | 1759.1 | 1759.1 | 130.7194 | 1759.1 | 1759.1 | 130.7194 | 1759.1 | 73.1 | 13.12 | 1759.1 | 130.7194 | 1759.1
3002 |  | 1757.8 | 132.7301 | 1757.8 | 1757.8 | 132.7301 | 1757.8 | 1757.8 | 132.7301 | 1757.8 | 72.8 | 12.18 | 1757.8 | 132.7301 | 1757.8
3003 |  | 1706 | 132.0778 | 1706 | 1706 | 132.0778 | 1706 | 1706 | 132.0778 | 1706 | 71.7 | 7.77 | 1706 | 132.0778 | 1706
3004 |  | 1680.1 | 132.5081 | 1680.1 | 1680.1 | 132.5081 | 1680.1 | 1680.1 | 132.5081 | 1680.1 | 72 | 10.4 | 1680.1 | 132.5081 | 1680.1
3005 |  | 1653.6 | 131.2227 | 1653.6 | 1653.6 | 131.2227 | 1653.6 | 1653.6 | 131.2227 | 1653.6 | 72.4 | 10.64 | 1653.6 | 131.2227 | 1653.6
3006 |  | 1518.3 | 130.6804 | 1518.3 | 1518.3 | 130.6804 | 1518.3 | 1518.3 | 130.6804 | 1518.3 | 71 | 7.64 | 1518.3 | 130.6804 | 1518.3
3007 |  | 1509.9 | 130.9654 | 1509.9 | 1509.9 | 130.9654 | 1509.9 | 1509.9 | 130.9654 | 1509.9 | 71.9 | 8.23 | 1509.9 | 130.9654 | 1509.9
3008 |  | 1673.4 | 125.1776 | 1673.4 | 1673.4 | 125.1776 | 1673.4 | 1673.4 | 125.1776 | 1673.4 | 72.1 | 12.61 | 1673.4 | 125.1776 | 1673.4
3009 |  | 1699.1 | 130.3913 | 1699.1 | 1699.1 | 130.3913 | 1699.1 | 1699.1 | 130.3913 | 1699.1 | 72.2 | 18.45 | 1699.1 | 130.3913 | 1699.1
3010 |  | 1697 | 132.1125 | 1697 | 1697 | 132.1125 | 1697 | 1697 | 132.1125 | 1697 | 71.9 | 27.01 | 1697 | 132.1125 | 1697
3011 |  | 1720 | 132.8621 | 1720 | 1720 | 132.8621 | 1720 | 1720 | 132.8621 | 1720 | 71.6 | 17.07 | 1720 | 132.8621 | 1720
3012 |  | 1759.6 | 128.3591 | 1759.6 | 1759.6 | 128.3591 | 1759.6 | 1759.6 | 128.3591 | 1759.6 | 72.3 | 14.06 | 1759.6 | 128.3591 | 1759.6
3013 |  | 1734.8 | 133.4401 | 1734.8 | 1734.8 | 133.4401 | 1734.8 | 1734.8 | 133.4401 | 1734.8 | 71 | 11.24 | 1734.8 | 133.4401 | 1734.8
3014 |  | 1755.2 | 130.4441 | 1755.2 | 1755.2 | 130.4441 | 1755.2 | 1755.2 | 130.4441 | 1755.2 | 72.9 | 14.49 | 1755.2 | 130.4441 | 1755.2
3015 |  | 1701.8 | 136.8387 | 1701.8 | 1701.8 | 136.8387 | 1701.8 | 1701.8 | 136.8387 | 1701.8 | 71.3 | 16.29 | 1701.8 | 136.8387 | 1701.8
3016 |  | 1743.2 | 135.1142 | 1743.2 | 1743.2 | 135.1142 | 1743.2 | 1743.2 | 135.1142 | 1743.2 | 72.3 | 19.5 | 1743.2 | 135.1142 | 1743.2
3017 |  | 1743.1 | 137.3208 | 1743.1 | 1743.1 | 137.3208 | 1743.1 | 1743.1 | 137.3208 | 1743.1 | 72.7 | 22.55 | 1743.1 | 137.3208 | 1743.1
3018 |  | 1697.4 | 133.8228 | 1697.4 | 1697.4 | 133.8228 | 1697.4 | 1697.4 | 133.8228 | 1697.4 | 72.2 | 11.91 | 1697.4 | 133.8228 | 1697.4
3019 |  | 1922.8 | 136.0241 | 1922.8 | 1922.8 | 136.0241 | 1922.8 | 1922.8 | 136.0241 | 1922.8 | 72.2 | 7.11 | 1922.8 | 136.0241 | 1922.8
3020 |  | 1982.9 | 135.2291 | 1982.9 | 1982.9 | 135.2291 | 1982.9 | 1982.9 | 135.2291 | 1982.9 | 72.9 | 10.87 | 1982.9 | 135.2291 | 1982.9
3021 |  | 1956.9 | 134.5477 | 1956.9 | 1956.9 | 134.5477 | 1956.9 | 1956.9 | 134.5477 | 1956.9 | 71.6 | 12.7 | 1956.9 | 134.5477 | 1956.9
3022 |  | 1923.5 | 132.983 | 1923.5 | 1923.5 | 132.983 | 1923.5 | 1923.5 | 132.983 | 1923.5 | 71.4 | 14.42 | 1923.5 | 132.983 | 1923.5
3023 |  | 1797.9 | 132.7146 | 1797.9 | 1797.9 | 132.7146 | 1797.9 | 1797.9 | 132.7146 | 1797.9 | 72.6 | 16.14 | 1797.9 | 132.7146 | 1797.9
3024 |  | 1739.4 | 131.5371 | 1739.4 | 1739.4 | 131.5371 | 1739.4 | 1739.4 | 131.5371 | 1739.4 | 71.9 | 20.69 | 1739.4 | 131.5371 | 1739.4
3025 |  | 1567.5 | 131.4543 | 1567.5 | 1567.5 | 131.4543 | 1567.5 | 1567.5 | 131.4543 | 1567.5 | 72.7 | 12.87 | 1567.5 | 131.4543 | 1567.5
3026 |  | 1546.7 | 131.4323 | 1546.7 | 1546.7 | 131.4323 | 1546.7 | 1546.7 | 131.4323 | 1546.7 | 71.5 | 6.56 | 1546.7 | 131.4323 | 1546.7
3027 |  | 1585.9 | 133.0752 | 1585.9 | 1585.9 | 133.0752 | 1585.9 | 1585.9 | 133.0752 | 1585.9 | 72.6 | 11.75 | 1585.9 | 133.0752 | 1585.9
3028 |  | 1522.2 | 131.3146 | 1522.2 | 1522.2 | 131.3146 | 1522.2 | 1522.2 | 131.3146 | 1522.2 | 72.9 | 10.78 | 1522.2 | 131.3146 | 1522.2
3029 |  | 1540.1 | 131.5139 | 1540.1 | 1540.1 | 131.5139 | 1540.1 | 1540.1 | 131.5139 | 1540.1 | 71.5 | 10.17 | 1540.1 | 131.5139 | 1540.1
3030 |  | 1356.4 | 130.7709 | 1356.4 | 1356.4 | 130.7709 | 1356.4 | 1356.4 | 130.7709 | 1356.4 | 72.4 | 7.76 | 1356.4 | 130.7709 | 1356.4
3031 |  | 1384.7 | 130.685 | 1384.7 | 1384.7 | 130.685 | 1384.7 | 1384.7 | 130.685 | 1384.7 | 71.7 | 8.14 | 1384.7 | 130.685 | 1384.7
3032 |  | 1445.8 | 129.9877 | 1445.8 | 1445.8 | 129.9877 | 1445.8 | 1445.8 | 129.9877 | 1445.8 | 72.3 | 7.25 | 1445.8 | 129.9877 | 1445.8
3033 |  | 1432.5 | 132.6627 | 1432.5 | 1432.5 | 132.6627 | 1432.5 | 1432.5 | 132.6627 | 1432.5 | 71.9 | 8.52 | 1432.5 | 132.6627 | 1432.5
3034 |  | 1410.9 | 128.0489 | 1410.9 | 1410.9 | 128.0489 | 1410.9 | 1410.9 | 128.0489 | 1410.9 | 71.9 | 9.47 | 1410.9 | 128.0489 | 1410.9
3035 |  | 1473.5 | 129.385 | 1473.5 | 1473.5 | 129.385 | 1473.5 | 1473.5 | 129.385 | 1473.5 | 71.6 | 3.91 | 1473.5 | 129.385 | 1473.5
3036 |  | 1469.5 | 128.4073 | 1469.5 | 1469.5 | 128.4073 | 1469.5 | 1469.5 | 128.4073 | 1469.5 | 71.8 | 9.28 | 1469.5 | 128.4073 | 1469.5
3037 |  | 1484.7 | 129.3887 | 1484.7 | 1484.7 | 129.3887 | 1484.7 | 1484.7 | 129.3887 | 1484.7 | 72.3 | 11.59 | 1484.7 | 129.3887 | 1484.7
3038 |  | 1508.7 | 128.7398 | 1508.7 | 1508.7 | 128.7398 | 1508.7 | 1508.7 | 128.7398 | 1508.7 | 72.3 | 12.54 | 1508.7 | 128.7398 | 1508.7
3039 |  | 1527.9 | 133.0758 | 1527.9 | 1527.9 | 133.0758 | 1527.9 | 1527.9 | 133.0758 | 1527.9 | 71.3 | 16.05 | 1527.9 | 133.0758 | 1527.9
3040 |  | 1553.3 | 133.502 | 1553.3 | 1553.3 | 133.502 | 1553.3 | 1553.3 | 133.502 | 1553.3 | 71.8 | 12.35 | 1553.3 | 133.502 | 1553.3
3041 |  | 1538.8 | 135.5177 | 1538.8 | 1538.8 | 135.5177 | 1538.8 | 1538.8 | 135.5177 | 1538.8 | 71.9 | 13.61 | 1538.8 | 135.5177 | 1538.8
3042 |  | 1571.3 | 130.9754 | 1571.3 | 1571.3 | 130.9754 | 1571.3 | 1571.3 | 130.9754 | 1571.3 | 72.3 | 13.99 | 1571.3 | 130.9754 | 1571.3
3043 |  | 1662.8 | 132.4505 | 1662.8 | 1662.8 | 132.4505 | 1662.8 | 1662.8 | 132.4505 | 1662.8 | 68.2 | 12.92 | 1662.8 | 132.4505 | 1662.8
3044 |  | 1847.6 | 133.2372 | 1847.6 | 1847.6 | 133.2372 | 1847.6 | 1847.6 | 133.2372 | 1847.6 | 71.2 | 7.15 | 1847.6 | 133.2372 | 1847.6
3045 |  | 1873.4 | 132.2258 | 1873.4 | 1873.4 | 132.2258 | 1873.4 | 1873.4 | 132.2258 | 1873.4 | 70.6 | 10.26 | 1873.4 | 132.2258 | 1873.4
3046 |  | 1926.9 | 131.5194 | 1926.9 | 1926.9 | 131.5194 | 1926.9 | 1926.9 | 131.5194 | 1926.9 | 71.6 | 8.225 | 1926.9 | 131.5194 | 1926.9
3047 |  | 1734.3 | 132.0404 | 1734.3 | 1734.3 | 132.0404 | 1734.3 | 1734.3 | 132.0404 | 1734.3 | 72.1 | 6.19 | 1734.3 | 132.0404 | 1734.3
3048 |  | 1740.2 | 133.54 | 1740.2 | 1740.2 | 133.54 | 1740.2 | 1740.2 | 133.54 | 1740.2 | 71.4 | 6.5 | 1740.2 | 133.54 | 1740.2
3049 |  | 1734.5 | 131.1671 | 1734.5 | 1734.5 | 131.1671 | 1734.5 | 1734.5 | 131.1671 | 1734.5 | 71.2 | 5.7 | 1734.5 | 131.1671 | 1734.5
3050 |  | 1676.6 | 129.9987 | 1676.6 | 1676.6 | 129.9987 | 1676.6 | 1676.6 | 129.9987 | 1676.6 | 71.1 | 6.01 | 1676.6 | 129.9987 | 1676.6
3051 |  | 1642.9 | 130.4119 | 1642.9 | 1642.9 | 130.4119 | 1642.9 | 1642.9 | 130.4119 | 1642.9 | 71 | 6.15 | 1642.9 | 130.4119 | 1642.9
3052 |  | 1686.4 | 130.8533 | 1686.4 | 1686.4 | 130.8533 | 1686.4 | 1686.4 | 130.8533 | 1686.4 | 70.8 | 5.99 | 1686.4 | 130.8533 | 1686.4
3053 |  | 1577 | 132.7297 | 1577 | 1577 | 132.7297 | 1577 | 1577 | 132.7297 | 1577 | 70.8 | 5.7 | 1577 | 132.7297 | 1577
3054 |  | 1497.4 | 130.1925 | 1497.4 | 1497.4 | 130.1925 | 1497.4 | 1497.4 | 130.1925 | 1497.4 | 71 | 5.73 | 1497.4 | 130.1925 | 1497.4
3055 |  | 1479 | 130.8494 | 1479 | 1479 | 130.8494 | 1479 | 1479 | 130.8494 | 1479 | 70.4 | 5.93 | 1479 | 130.8494 | 1479
3056 |  | 1433.1 | 130.7673 | 1433.1 | 1433.1 | 130.7673 | 1433.1 | 1433.1 | 130.7673 | 1433.1 | 69.5 | 5.76 | 1433.1 | 130.7673 | 1433.1
3057 |  | 1364.7 | 130.3873 | 1364.7 | 1364.7 | 130.3873 | 1364.7 | 1364.7 | 130.3873 | 1364.7 | 71.1 | 5.65 | 1364.7 | 130.3873 | 1364.7
3058 |  | 1387.3 | 131.9442 | 1387.3 | 1387.3 | 131.9442 | 1387.3 | 1387.3 | 131.9442 | 1387.3 | 70.9 | 5.79 | 1387.3 | 131.9442 | 1387.3
3059 |  | 1407.8 | 131.875 | 1407.8 | 1407.8 | 131.875 | 1407.8 | 1407.8 | 131.875 | 1407.8 | 71.1 | 6.15 | 1407.8 | 131.875 | 1407.8
3060 |  | 1410.6 | 132.1752 | 1410.6 | 1410.6 | 132.1752 | 1410.6 | 1410.6 | 132.1752 | 1410.6 | 71.9 | 6.16 | 1410.6 | 132.1752 | 1410.6
3061 |  | 1435.4 | 127.4582 | 1435.4 | 1435.4 | 127.4582 | 1435.4 | 1435.4 | 127.4582 | 1435.4 | 71.3 | 6.32 | 1435.4 | 127.4582 | 1435.4
3062 |  | 1490.9 | 125.3008 | 1490.9 | 1490.9 | 125.3008 | 1490.9 | 1490.9 | 125.3008 | 1490.9 | 71.6 | 6.71 | 1490.9 | 125.3008 | 1490.9
3063 |  | 1501.5 | 126.7637 | 1501.5 | 1501.5 | 126.7637 | 1501.5 | 1501.5 | 126.7637 | 1501.5 | 71.5 | 7.24 | 1501.5 | 126.7637 | 1501.5
3064 |  | 1494.8 | 126.7568 | 1494.8 | 1494.8 | 126.7568 | 1494.8 | 1494.8 | 126.7568 | 1494.8 | 71.3 | 7.3 | 1494.8 | 126.7568 | 1494.8
3065 |  | 1497.7 | 131.9676 | 1497.7 | 1497.7 | 131.9676 | 1497.7 | 1497.7 | 131.9676 | 1497.7 | 71.8 | 6.73 | 1497.7 | 131.9676 | 1497.7
3066 |  | 1588.8 | 128.5608 | 1588.8 | 1588.8 | 128.5608 | 1588.8 | 1588.8 | 128.5608 | 1588.8 | 71.8 | 6.73 | 1588.8 | 128.5608 | 1588.8
3067 |  | 1859.5 | 132.3416 | 1859.5 | 1859.5 | 132.3416 | 1859.5 | 1859.5 | 132.3416 | 1859.5 | 70.3 | 8.16 | 1859.5 | 132.3416 | 1859.5
3068 |  | 1916.9 | 133.7381 | 1916.9 | 1916.9 | 133.7381 | 1916.9 | 1916.9 | 133.7381 | 1916.9 | 71.4 | 6.84 | 1916.9 | 133.7381 | 1916.9
3069 |  | 1914.4 | 129.8674 | 1914.4 | 1914.4 | 129.8674 | 1914.4 | 1914.4 | 129.8674 | 1914.4 | 71.7 | 6.99 | 1914.4 | 129.8674 | 1914.4
3070 |  | 1994.4 | 132.0009 | 1994.4 | 1994.4 | 132.0009 | 1994.4 | 1994.4 | 132.0009 | 1994.4 | 72.3 | 6.625 | 1994.4 | 132.0009 | 1994.4
3071 |  | 1789.7 | 132.0134 | 1789.7 | 1789.7 | 132.0134 | 1789.7 | 1789.7 | 132.0134 | 1789.7 | 72.3 | 6.26 | 1789.7 | 132.0134 | 1789.7
3072 |  | 1702.7 | 131.16 | 1702.7 | 1702.7 | 131.16 | 1702.7 | 1702.7 | 131.16 | 1702.7 | 71.7 | 6.45 | 1702.7 | 131.16 | 1702.7
3073 |  | 1686.9 | 130.9457 | 1686.9 | 1686.9 | 130.9457 | 1686.9 | 1686.9 | 130.9457 | 1686.9 | 71.3 | 6.35 | 1686.9 | 130.9457 | 1686.9
3074 |  | 1664.9 | 131.4615 | 1664.9 | 1664.9 | 131.4615 | 1664.9 | 1664.9 | 131.4615 | 1664.9 | 71.4 | 6.51 | 1664.9 | 131.4615 | 1664.9
3075 |  | 1609.5 | 129.1616 | 1609.5 | 1609.5 | 129.1616 | 1609.5 | 1609.5 | 129.1616 | 1609.5 | 71.1 | 6.21 | 1609.5 | 129.1616 | 1609.5
3076 |  | 1586 | 129.369 | 1586 | 1586 | 129.369 | 1586 | 1586 | 129.369 | 1586 | 71.6 | 6.18 | 1586 | 129.369 | 1586
3077 |  | 1596.6 | 131.8351 | 1596.6 | 1596.6 | 131.8351 | 1596.6 | 1596.6 | 131.8351 | 1596.6 | 71.7 | 6.53 | 1596.6 | 131.8351 | 1596.6
3078 |  | 1512.9 | 130.7502 | 1512.9 | 1512.9 | 130.7502 | 1512.9 | 1512.9 | 130.7502 | 1512.9 | 72.3 | 10.22 | 1512.9 | 130.7502 | 1512.9
3079 |  | 1518.3 | 131.2613 | 1518.3 | 1518.3 | 131.2613 | 1518.3 | 1518.3 | 131.2613 | 1518.3 | 72.2 | 9.375 | 1518.3 | 131.2613 | 1518.3
3080 |  | 1578.7 | 130.1221 | 1578.7 | 1578.7 | 130.1221 | 1578.7 | 1578.7 | 130.1221 | 1578.7 | 71.9 | 9.455 | 1578.7 | 130.1221 | 1578.7
3081 |  | 1539.3 | 129.0763 | 1539.3 | 1539.3 | 129.0763 | 1539.3 | 1539.3 | 129.0763 | 1539.3 | 72.2 | 10.56 | 1539.3 | 129.0763 | 1539.3
3082 |  | 1631.4 | 133.2079 | 1631.4 | 1631.4 | 133.2079 | 1631.4 | 1631.4 | 133.2079 | 1631.4 | 72.5 | 11.24 | 1631.4 | 133.2079 | 1631.4
3083 |  | 1695.6 | 133.9545 | 1695.6 | 1695.6 | 133.9545 | 1695.6 | 1695.6 | 133.9545 | 1695.6 | 72.2 | 11.855 | 1695.6 | 133.9545 | 1695.6
3084 |  | 1676.9 | 132.3369 | 1676.9 | 1676.9 | 132.3369 | 1676.9 | 1676.9 | 132.3369 | 1676.9 | 71.9 | 10.565 | 1676.9 | 132.3369 | 1676.9
3085 |  | 1645.1 | 135.1462 | 1645.1 | 1645.1 | 135.1462 | 1645.1 | 1645.1 | 135.1462 | 1645.1 | 72.1 | 12.66 | 1645.1 | 135.1462 | 1645.1
3086 |  | 1693.1 | 133.0964 | 1693.1 | 1693.1 | 133.0964 | 1693.1 | 1693.1 | 133.0964 | 1693.1 | 72.1 | 17.6 | 1693.1 | 133.0964 | 1693.1
3087 |  | 1739.5 | 131.0233 | 1739.5 | 1739.5 | 131.0233 | 1739.5 | 1739.5 | 131.0233 | 1739.5 | 71.5 | 13.9 | 1739.5 | 131.0233 | 1739.5
3088 |  | 1723 | 134.7175 | 1723 | 1723 | 134.7175 | 1723 | 1723 | 134.7175 | 1723 | 71.7 | 17.67 | 1723 | 134.7175 | 1723
3089 |  | 1653 | 134.5581 | 1653 | 1653 | 134.5581 | 1653 | 1653 | 134.5581 | 1653 | 72.3 | 23.74 | 1653 | 134.5581 | 1653
3090 |  | 1658.1 | 103.7716 | 1658.1 | 1658.1 | 103.7716 | 1658.1 | 1658.1 | 103.7716 | 1658.1 | 71.1 | 20.4 | 1658.1 | 103.7716 | 1658.1
3091 |  | 1865.8 | 105.9339 | 1865.8 | 1865.8 | 105.9339 | 1865.8 | 1865.8 | 105.9339 | 1865.8 | 72.1 | 29.24 | 1865.8 | 105.9339 | 1865.8
3092 |  | 1958 | 104.735 | 1958 | 1958 | 104.735 | 1958 | 1958 | 104.735 | 1958 | 72.5 | 12.9 | 1958 | 104.735 | 1958
3093 |  | 1999.4 | 136.1859 | 1999.4 | 1999.4 | 136.1859 | 1999.4 | 1999.4 | 136.1859 | 1999.4 | 72.2 | 18.09 | 1999.4 | 136.1859 | 1999.4
3094 |  | 1968.8 | 133.4165 | 1968.8 | 1968.8 | 133.4165 | 1968.8 | 1968.8 | 133.4165 | 1968.8 | 71.4 | 17.305 | 1968.8 | 133.4165 | 1968.8
3095 |  | 1843.5 | 133.906 | 1843.5 | 1843.5 | 133.906 | 1843.5 | 1843.5 | 133.906 | 1843.5 | 72.4 | 16.52 | 1843.5 | 133.906 | 1843.5
3096 |  | 1817.9 | 134.2937 | 1817.9 | 1817.9 | 134.2937 | 1817.9 | 1817.9 | 134.2937 | 1817.9 | 72.6 | 7.85 | 1817.9 | 134.2937 | 1817.9
3097 |  | 1726 | 132.2432 | 1726 | 1726 | 132.2432 | 1726 | 1726 | 132.2432 | 1726 | 72.6 | 12.02 | 1726 | 132.2432 | 1726
3098 |  | 1691.7 | 133.9561 | 1691.7 | 1691.7 | 133.9561 | 1691.7 | 1691.7 | 133.9561 | 1691.7 | 73.2 | 8.895 | 1691.7 | 133.9561 | 1691.7
3099 |  | 1674 | 132.6017 | 1674 | 1674 | 132.6017 | 1674 | 1674 | 132.6017 | 1674 | 73.1 | 8.15 | 1674 | 132.6017 | 1674
3100 |  | 1702.4 | 132.7353 | 1702.4 | 1702.4 | 132.7353 | 1702.4 | 1702.4 | 132.7353 | 1702.4 | 72.9 | 13.19 | 1702.4 | 132.7353 | 1702.4
3101 |  | 1744.2 | 133.264 | 1744.2 | 1744.2 | 133.264 | 1744.2 | 1744.2 | 133.264 | 1744.2 | 72.9 | 7.54 | 1744.2 | 133.264 | 1744.2
3102 |  | 1709.3 | 131.6175 | 1709.3 | 1709.3 | 131.6175 | 1709.3 | 1709.3 | 131.6175 | 1709.3 | 72.2 | 14.71 | 1709.3 | 131.6175 | 1709.3
3103 |  | 1538.9 | 132.7439 | 1538.9 | 1538.9 | 132.7439 | 1538.9 | 1538.9 | 132.7439 | 1538.9 | 71.5 | 12.82 | 1538.9 | 132.7439 | 1538.9
3104 |  | 1606.7 | 132.9041 | 1606.7 | 1606.7 | 132.9041 | 1606.7 | 1606.7 | 132.9041 | 1606.7 | 72.5 | 13.15 | 1606.7 | 132.9041 | 1606.7
3105 |  | 1672.4 | 131.8275 | 1672.4 | 1672.4 | 131.8275 | 1672.4 | 1672.4 | 131.8275 | 1672.4 | 70.5 | 15.47 | 1672.4 | 131.8275 | 1672.4
3106 |  | 1703.9 | 133.6955 | 1703.9 | 1703.9 | 133.6955 | 1703.9 | 1703.9 | 133.6955 | 1703.9 | 71.8 | 16.69 | 1703.9 | 133.6955 | 1703.9
3107 |  | 1689.2 | 132.5697 | 1689.2 | 1689.2 | 132.5697 | 1689.2 | 1689.2 | 132.5697 | 1689.2 | 72.4 | 17.56 | 1689.2 | 132.5697 | 1689.2
3108 |  | 1694.7 | 134.4509 | 1694.7 | 1694.7 | 134.4509 | 1694.7 | 1694.7 | 134.4509 | 1694.7 | 72.7 | 14.97 | 1694.7 | 134.4509 | 1694.7
3109 |  | 1716.6 | 135.9363 | 1716.6 | 1716.6 | 135.9363 | 1716.6 | 1716.6 | 135.9363 | 1716.6 | 72.5 | 17.28 | 1716.6 | 135.9363 | 1716.6
3110 |  | 1708.2 | 136.4238 | 1708.2 | 1708.2 | 136.4238 | 1708.2 | 1708.2 | 136.4238 | 1708.2 | 72.3 | 23.71 | 1708.2 | 136.4238 | 1708.2
3111 |  | 1713.1 | 140.4412 | 1713.1 | 1713.1 | 140.4412 | 1713.1 | 1713.1 | 140.4412 | 1713.1 | 72.6 | 20.08 | 1713.1 | 140.4412 | 1713.1
3112 |  | 1680.8 | 133.7425 | 1680.8 | 1680.8 | 133.7425 | 1680.8 | 1680.8 | 133.7425 | 1680.8 | 72.6 | 29.41 | 1680.8 | 133.7425 | 1680.8
3113 |  | 1665.8 | 134.5798 | 1665.8 | 1665.8 | 134.5798 | 1665.8 | 1665.8 | 134.5798 | 1665.8 | 73.5 | 18.95 | 1665.8 | 134.5798 | 1665.8
3114 |  | 1718.6 | 132.6715 | 1718.6 | 1718.6 | 132.6715 | 1718.6 | 1718.6 | 132.6715 | 1718.6 | 72.1 | 22.44 | 1718.6 | 132.6715 | 1718.6
3115 |  | 1960.6 | 135.7919 | 1960.6 | 1960.6 | 135.7919 | 1960.6 | 1960.6 | 135.7919 | 1960.6 | 73.2 | 22.42 | 1960.6 | 135.7919 | 1960.6
3116 |  | 2018.2 | 132.9131 | 2018.2 | 2018.2 | 132.9131 | 2018.2 | 2018.2 | 132.9131 | 2018.2 | 71.9 | 9.41 | 2018.2 | 132.9131 | 2018.2
3117 |  | 2034.5 | 133.9038 | 2034.5 | 2034.5 | 133.9038 | 2034.5 | 2034.5 | 133.9038 | 2034.5 | 73 | 18.35 | 2034.5 | 133.9038 | 2034.5
3118 |  | 2009.7 | 132.8836 | 2009.7 | 2009.7 | 132.8836 | 2009.7 | 2009.7 | 132.8836 | 2009.7 | 73.1 | 16.71 | 2009.7 | 132.8836 | 2009.7
3119 |  | 1891.7 | 133.4194 | 1891.7 | 1891.7 | 133.4194 | 1891.7 | 1891.7 | 133.4194 | 1891.7 | 71.5 | 15.07 | 1891.7 | 133.4194 | 1891.7
3120 |  | 1820.5 | 133.6693 | 1820.5 | 1820.5 | 133.6693 | 1820.5 | 1820.5 | 133.6693 | 1820.5 | 73 | 12.49 | 1820.5 | 133.6693 | 1820.5
3121 |  | 1746.8 | 131.3909 | 1746.8 | 1746.8 | 131.3909 | 1746.8 | 1746.8 | 131.3909 | 1746.8 | 72.8 | 17.69 | 1746.8 | 131.3909 | 1746.8
3122 |  | 1733.4 | 130.543 | 1733.4 | 1733.4 | 130.543 | 1733.4 | 1733.4 | 130.543 | 1733.4 | 73.4 | 11.28 | 1733.4 | 130.543 | 1733.4
3123 |  | 1700 | 128.5741 | 1700 | 1700 | 128.5741 | 1700 | 1700 | 128.5741 | 1700 | 73.2 | 10.09 | 1700 | 128.5741 | 1700
3124 |  | 1712.8 | 128.7186 | 1712.8 | 1712.8 | 128.7186 | 1712.8 | 1712.8 | 128.7186 | 1712.8 | 72.5 | 15.54 | 1712.8 | 128.7186 | 1712.8
3125 |  | 1657 | 132.0818 | 1657 | 1657 | 132.0818 | 1657 | 1657 | 132.0818 | 1657 | 72.7 | 8.82 | 1657 | 132.0818 | 1657
3126 |  | 1578.7 | 131.6422 | 1578.7 | 1578.7 | 131.6422 | 1578.7 | 1578.7 | 131.6422 | 1578.7 | 73.2 | 15.77 | 1578.7 | 131.6422 | 1578.7
3127 |  | 1540.1 | 131.7537 | 1540.1 | 1540.1 | 131.7537 | 1540.1 | 1540.1 | 131.7537 | 1540.1 | 71.6 | 18.81 | 1540.1 | 131.7537 | 1540.1
3128 |  | 1460.6 | 131.2494 | 1460.6 | 1460.6 | 131.2494 | 1460.6 | 1460.6 | 131.2494 | 1460.6 | 72.5 | 11.15 | 1460.6 | 131.2494 | 1460.6
3129 |  | 1679.8 | 131.9254 | 1679.8 | 1679.8 | 131.9254 | 1679.8 | 1679.8 | 131.9254 | 1679.8 | 72.2 | 12.3 | 1679.8 | 131.9254 | 1679.8
3130 |  | 1691.3 | 129.4443 | 1691.3 | 1691.3 | 129.4443 | 1691.3 | 1691.3 | 129.4443 | 1691.3 | 72.4 | 10.69 | 1691.3 | 129.4443 | 1691.3
3131 |  | 1704.5 | 111.9925 | 1704.5 | 1704.5 | 111.9925 | 1704.5 | 1704.5 | 111.9925 | 1704.5 | 71.4 | 19.62 | 1704.5 | 111.9925 | 1704.5
3132 |  | 1721.4 | 110.7403 | 1721.4 | 1721.4 | 110.7403 | 1721.4 | 1721.4 | 110.7403 | 1721.4 | 70.3 | 15.63 | 1721.4 | 110.7403 | 1721.4
3133 |  | 1706.3 | 111.0296 | 1706.3 | 1706.3 | 111.0296 | 1706.3 | 1706.3 | 111.0296 | 1706.3 | 70.8 | 12.53 | 1706.3 | 111.0296 | 1706.3
3134 |  | 1613.5 | 111.3277 | 1613.5 | 1613.5 | 111.3277 | 1613.5 | 1613.5 | 111.3277 | 1613.5 | 71.7 | 19.11 | 1613.5 | 111.3277 | 1613.5
3135 |  | 1693.7 | 112.0107 | 1693.7 | 1693.7 | 112.0107 | 1693.7 | 1693.7 | 112.0107 | 1693.7 | 73.3 | 16.16 | 1693.7 | 112.0107 | 1693.7
3136 |  | 1714.9 | 111.7822 | 1714.9 | 1714.9 | 111.7822 | 1714.9 | 1714.9 | 111.7822 | 1714.9 | 72.4 | 15.86 | 1714.9 | 111.7822 | 1714.9
3137 |  | 1651.9 | 112.6642 | 1651.9 | 1651.9 | 112.6642 | 1651.9 | 1651.9 | 112.6642 | 1651.9 | 73.4 | 13.13 | 1651.9 | 112.6642 | 1651.9
3138 |  | 1708.7 | 111.1253 | 1708.7 | 1708.7 | 111.1253 | 1708.7 | 1708.7 | 111.1253 | 1708.7 | 70.1 | 10.27 | 1708.7 | 111.1253 | 1708.7
3139 |  | 2006.6 | 113.7274 | 2006.6 | 2006.6 | 113.7274 | 2006.6 | 2006.6 | 113.7274 | 2006.6 | 71.7 | 10.56 | 2006.6 | 113.7274 | 2006.6
3140 |  | 2019.5 | 113.5558 | 2019.5 | 2019.5 | 113.5558 | 2019.5 | 2019.5 | 113.5558 | 2019.5 | 71.5 | 9.26 | 2019.5 | 113.5558 | 2019.5
3141 |  | 2054.3 | 112.4672 | 2054.3 | 2054.3 | 112.4672 | 2054.3 | 2054.3 | 112.4672 | 2054.3 | 71.8 | 12.82 | 2054.3 | 112.4672 | 2054.3
3142 |  | 2025.4 | 112.5841 | 2025.4 | 2025.4 | 112.5841 | 2025.4 | 2025.4 | 112.5841 | 2025.4 | 72.7 | 13.22 | 2025.4 | 112.5841 | 2025.4
3143 |  | 1926.6 | 112.2329 | 1926.6 | 1926.6 | 112.2329 | 1926.6 | 1926.6 | 112.2329 | 1926.6 | 71.9 | 13.62 | 1926.6 | 112.2329 | 1926.6
3144 |  | 1855.5 | 134.8657 | 1855.5 | 1855.5 | 134.8657 | 1855.5 | 1855.5 | 134.8657 | 1855.5 | 71.3 | 12.86 | 1855.5 | 134.8657 | 1855.5
3145 |  | 1787.1 | 131.0861 | 1787.1 | 1787.1 | 131.0861 | 1787.1 | 1787.1 | 131.0861 | 1787.1 | 72 | 9.49 | 1787.1 | 131.0861 | 1787.1
3146 |  | 1792.1 | 129.8828 | 1792.1 | 1792.1 | 129.8828 | 1792.1 | 1792.1 | 129.8828 | 1792.1 | 71.2 | 16.9 | 1792.1 | 129.8828 | 1792.1
3147 |  | 1784.6 | 131.828 | 1784.6 | 1784.6 | 131.828 | 1784.6 | 1784.6 | 131.828 | 1784.6 | 71.6 | 13.4 | 1784.6 | 131.828 | 1784.6
3148 |  | 1757.6 | 132.5083 | 1757.6 | 1757.6 | 132.5083 | 1757.6 | 1757.6 | 132.5083 | 1757.6 | 72.1 | 11.87 | 1757.6 | 132.5083 | 1757.6
3149 |  | 1754.5 | 133.5317 | 1754.5 | 1754.5 | 133.5317 | 1754.5 | 1754.5 | 133.5317 | 1754.5 | 72.1 | 11.16 | 1754.5 | 133.5317 | 1754.5
3150 |  | 1713.3 | 133.1172 | 1713.3 | 1713.3 | 133.1172 | 1713.3 | 1713.3 | 133.1172 | 1713.3 | 72.6 | 10.5 | 1713.3 | 133.1172 | 1713.3
3151 |  | 1622 | 131.9129 | 1622 | 1622 | 131.9129 | 1622 | 1622 | 131.9129 | 1622 | 71.8 | 9.27 | 1622 | 131.9129 | 1622
3152 |  | 1681.4 | 131.9766 | 1681.4 | 1681.4 | 131.9766 | 1681.4 | 1681.4 | 131.9766 | 1681.4 | 71.9 | 9.03 | 1681.4 | 131.9766 | 1681.4
3153 |  | 1631.3 | 129.3801 | 1631.3 | 1631.3 | 129.3801 | 1631.3 | 1631.3 | 129.3801 | 1631.3 | 71.4 | 13.34 | 1631.3 | 129.3801 | 1631.3
3154 |  | 1637.5 | 125.2285 | 1637.5 | 1637.5 | 125.2285 | 1637.5 | 1637.5 | 125.2285 | 1637.5 | 70.6 | 10.09 | 1637.5 | 125.2285 | 1637.5
3155 |  | 1426.1 | 121.835 | 1426.1 | 1426.1 | 121.835 | 1426.1 | 1426.1 | 121.835 | 1426.1 | 71.8 | 19.11 | 1426.1 | 121.835 | 1426.1
3156 |  | 1337.3 | 132.2404 | 1337.3 | 1337.3 | 132.2404 | 1337.3 | 1337.3 | 132.2404 | 1337.3 | 71.1 | 14.57 | 1337.3 | 132.2404 | 1337.3
3157 |  | 1300.8 | 134.6514 | 1300.8 | 1300.8 | 134.6514 | 1300.8 | 1300.8 | 134.6514 | 1300.8 | 69.1 | 15.93 | 1300.8 | 134.6514 | 1300.8
3158 |  | 1252.6 | 132.0526 | 1252.6 | 1252.6 | 132.0526 | 1252.6 | 1252.6 | 132.0526 | 1252.6 | 69.6 | 18.78 | 1252.6 | 132.0526 | 1252.6
3159 |  | 1318.5 | 131.1108 | 1318.5 | 1318.5 | 131.1108 | 1318.5 | 1318.5 | 131.1108 | 1318.5 | 72 | 18.33 | 1318.5 | 131.1108 | 1318.5
3160 |  | 1325.9 | 124.904 | 1325.9 | 1325.9 | 124.904 | 1325.9 | 1325.9 | 124.904 | 1325.9 | 71.3 | 22.26 | 1325.9 | 124.904 | 1325.9
3161 |  | 1430 | 123.9264 | 1430 | 1430 | 123.9264 | 1430 | 1430 | 123.9264 | 1430 | 71.5 | 19.27 | 1430 | 123.9264 | 1430
3162 |  | 1531.6 | 128.8434 | 1531.6 | 1531.6 | 128.8434 | 1531.6 | 1531.6 | 128.8434 | 1531.6 | 72.5 | 20.39 | 1531.6 | 128.8434 | 1531.6
3163 |  | 1779.9 | 132.2209 | 1779.9 | 1779.9 | 132.2209 | 1779.9 | 1779.9 | 132.2209 | 1779.9 | 71.3 | 18.98 | 1779.9 | 132.2209 | 1779.9
3164 |  | 1836.6 | 130.5602 | 1836.6 | 1836.6 | 130.5602 | 1836.6 | 1836.6 | 130.5602 | 1836.6 | 72.3 | 8.07 | 1836.6 | 130.5602 | 1836.6
3165 |  | 1724.1 | 131.339 | 1724.1 | 1724.1 | 131.339 | 1724.1 | 1724.1 | 131.339 | 1724.1 | 72.3 | 14.83 | 1724.1 | 131.339 | 1724.1
3166 |  | 1771.1 | 131.8193 | 1771.1 | 1771.1 | 131.8193 | 1771.1 | 1771.1 | 131.8193 | 1771.1 | 72 | 13.16 | 1771.1 | 131.8193 | 1771.1
3167 |  | 1689 | 130.0302 | 1689 | 1689 | 130.0302 | 1689 | 1689 | 130.0302 | 1689 | 73 | 11.49 | 1689 | 130.0302 | 1689
3168 |  | 1567.9 | 130.2119 | 1567.9 | 1567.9 | 130.2119 | 1567.9 | 1567.9 | 130.2119 | 1567.9 | 72.2 | 12.95 | 1567.9 | 130.2119 | 1567.9
3169 |  | 1531.2 | 129.2624 | 1531.2 | 1531.2 | 129.2624 | 1531.2 | 1531.2 | 129.2624 | 1531.2 | 73.1 | 9.69 | 1531.2 | 129.2624 | 1531.2
3170 |  | 1514.8 | 130.354 | 1514.8 | 1514.8 | 130.354 | 1514.8 | 1514.8 | 130.354 | 1514.8 | 72.8 | 14.46 | 1514.8 | 130.354 | 1514.8
3171 |  | 1481.8 | 129.6311 | 1481.8 | 1481.8 | 129.6311 | 1481.8 | 1481.8 | 129.6311 | 1481.8 | 71.7 | 8.09 | 1481.8 | 129.6311 | 1481.8
3172 |  | 1456.9 | 128.3598 | 1456.9 | 1456.9 | 128.3598 | 1456.9 | 1456.9 | 128.3598 | 1456.9 | 72 | 14.32 | 1456.9 | 128.3598 | 1456.9
3173 |  | 1514.1 | 130.4438 | 1514.1 | 1514.1 | 130.4438 | 1514.1 | 1514.1 | 130.4438 | 1514.1 | 72.4 | 9.81 | 1514.1 | 130.4438 | 1514.1
3174 |  | 1484.5 | 131.674 | 1484.5 | 1484.5 | 131.674 | 1484.5 | 1484.5 | 131.674 | 1484.5 | 71 | 14.42 | 1484.5 | 131.674 | 1484.5
3175 |  | 1489.6 | 130.7351 | 1489.6 | 1489.6 | 130.7351 | 1489.6 | 1489.6 | 130.7351 | 1489.6 | 71.9 | 12.09 | 1489.6 | 130.7351 | 1489.6
3176 |  | 1480.2 | 128.7875 | 1480.2 | 1480.2 | 128.7875 | 1480.2 | 1480.2 | 128.7875 | 1480.2 | 72.1 | 13.89 | 1480.2 | 128.7875 | 1480.2
3177 |  | 1538 | 132.1913 | 1538 | 1538 | 132.1913 | 1538 | 1538 | 132.1913 | 1538 | 72.2 | 12.33 | 1538 | 132.1913 | 1538
3178 |  | 1614.4 | 135.043 | 1614.4 | 1614.4 | 135.043 | 1614.4 | 1614.4 | 135.043 | 1614.4 | 71.9 | 13.01 | 1614.4 | 135.043 | 1614.4
3179 |  | 1610.3 | 129.7554 | 1610.3 | 1610.3 | 129.7554 | 1610.3 | 1610.3 | 129.7554 | 1610.3 | 71.6 | 20.39 | 1610.3 | 129.7554 | 1610.3
3180 |  | 1597.6 | 133.4221 | 1597.6 | 1597.6 | 133.4221 | 1597.6 | 1597.6 | 133.4221 | 1597.6 | 72.3 | 21.12 | 1597.6 | 133.4221 | 1597.6
3181 |  | 1552.2 | 129.591 | 1552.2 | 1552.2 | 129.591 | 1552.2 | 1552.2 | 129.591 | 1552.2 | 71 | 13.52 | 1552.2 | 129.591 | 1552.2
3182 |  | 1626.8 | 133.2906 | 1626.8 | 1626.8 | 133.2906 | 1626.8 | 1626.8 | 133.2906 | 1626.8 | 72.9 | 22.07 | 1626.8 | 133.2906 | 1626.8
3183 |  | 1658.8 | 130.3957 | 1658.8 | 1658.8 | 130.3957 | 1658.8 | 1658.8 | 130.3957 | 1658.8 | 71.3 | 19.48 | 1658.8 | 130.3957 | 1658.8
3184 |  | 1626 | 132.4294 | 1626 | 1626 | 132.4294 | 1626 | 1626 | 132.4294 | 1626 | 72.3 | 19.27 | 1626 | 132.4294 | 1626
3185 |  | 1682.1 | 134.1679 | 1682.1 | 1682.1 | 134.1679 | 1682.1 | 1682.1 | 134.1679 | 1682.1 | 72.7 | 16.41 | 1682.1 | 134.1679 | 1682.1
3186 |  | 1667.2 | 134.3472 | 1667.2 | 1667.2 | 134.3472 | 1667.2 | 1667.2 | 134.3472 | 1667.2 | 72.2 | 15.38 | 1667.2 | 134.3472 | 1667.2
3187 |  | 1926.7 | 136.2717 | 1926.7 | 1926.7 | 136.2717 | 1926.7 | 1926.7 | 136.2717 | 1926.7 | 72.2 | 13.3 | 1926.7 | 136.2717 | 1926.7
3188 |  | 2021.2 | 132.5548 | 2021.2 | 2021.2 | 132.5548 | 2021.2 | 2021.2 | 132.5548 | 2021.2 | 72.9 | 11.67 | 2021.2 | 132.5548 | 2021.2
3189 |  | 2014.9 | 133.1351 | 2014.9 | 2014.9 | 133.1351 | 2014.9 | 2014.9 | 133.1351 | 2014.9 | 71.6 | 16.32 | 2014.9 | 133.1351 | 2014.9
3190 |  | 1944.6 | 134.6779 | 1944.6 | 1944.6 | 134.6779 | 1944.6 | 1944.6 | 134.6779 | 1944.6 | 71.4 | 15.58 | 1944.6 | 134.6779 | 1944.6
3191 |  | 1849 | 134.2966 | 1849 | 1849 | 134.2966 | 1849 | 1849 | 134.2966 | 1849 | 72.6 | 14.84 | 1849 | 134.2966 | 1849
3192 |  | 1805.9 | 134.3368 | 1805.9 | 1805.9 | 134.3368 | 1805.9 | 1805.9 | 134.3368 | 1805.9 | 71.9 | 13.06 | 1805.9 | 134.3368 | 1805.9
3193 |  | 1714.3 | 132.8869 | 1714.3 | 1714.3 | 132.8869 | 1714.3 | 1714.3 | 132.8869 | 1714.3 | 72.7 | 14.78 | 1714.3 | 132.8869 | 1714.3
3194 |  | 1699.4 | 133.9646 | 1699.4 | 1699.4 | 133.9646 | 1699.4 | 1699.4 | 133.9646 | 1699.4 | 71.5 | 8.11 | 1699.4 | 133.9646 | 1699.4
3195 |  | 1677.2 | 133.6692 | 1677.2 | 1677.2 | 133.6692 | 1677.2 | 1677.2 | 133.6692 | 1677.2 | 72.6 | 10.87 | 1677.2 | 133.6692 | 1677.2
3196 |  | 1651.7 | 132.7674 | 1651.7 | 1651.7 | 132.7674 | 1651.7 | 1651.7 | 132.7674 | 1651.7 | 72.9 | 11.94 | 1651.7 | 132.7674 | 1651.7
3197 |  | 1571.2 | 134.9668 | 1571.2 | 1571.2 | 134.9668 | 1571.2 | 1571.2 | 134.9668 | 1571.2 | 71.5 | 9.1 | 1571.2 | 134.9668 | 1571.2
3198 |  | 1518.1 | 134.8279 | 1518.1 | 1518.1 | 134.8279 | 1518.1 | 1518.1 | 134.8279 | 1518.1 | 72.4 | 11.18 | 1518.1 | 134.8279 | 1518.1
3199 |  | 1440.6 | 131.1073 | 1440.6 | 1440.6 | 131.1073 | 1440.6 | 1440.6 | 131.1073 | 1440.6 | 71.7 | 12.35 | 1440.6 | 131.1073 | 1440.6
3200 |  | 1416.8 | 137.4422 | 1416.8 | 1416.8 | 137.4422 | 1416.8 | 1416.8 | 137.4422 | 1416.8 | 72.3 | 7.54 | 1416.8 | 137.4422 | 1416.8
3201 |  | 1462.4 | 133.5884 | 1462.4 | 1462.4 | 133.5884 | 1462.4 | 1462.4 | 133.5884 | 1462.4 | 71.9 | 14.95 | 1462.4 | 133.5884 | 1462.4
3202 |  | 1532.7 | 134.2306 | 1532.7 | 1532.7 | 134.2306 | 1532.7 | 1532.7 | 134.2306 | 1532.7 | 71.9 | 13.09 | 1532.7 | 134.2306 | 1532.7
3203 |  | 1540.9 | 135.9712 | 1540.9 | 1540.9 | 135.9712 | 1540.9 | 1540.9 | 135.9712 | 1540.9 | 71.6 | 19.87 | 1540.9 | 135.9712 | 1540.9
3204 |  | 1569.8 | 137.7017 | 1569.8 | 1569.8 | 137.7017 | 1569.8 | 1569.8 | 137.7017 | 1569.8 | 71.8 | 18.19 | 1569.8 | 137.7017 | 1569.8
3205 |  | 1552.5 | 133.7874 | 1552.5 | 1552.5 | 133.7874 | 1552.5 | 1552.5 | 133.7874 | 1552.5 | 72.3 | 20.19 | 1552.5 | 133.7874 | 1552.5
3206 |  | 1535.3 | 131.7792 | 1535.3 | 1535.3 | 131.7792 | 1535.3 | 1535.3 | 131.7792 | 1535.3 | 72.3 | 18.25 | 1535.3 | 131.7792 | 1535.3
3207 |  | 1557.6 | 133.8755 | 1557.6 | 1557.6 | 133.8755 | 1557.6 | 1557.6 | 133.8755 | 1557.6 | 71.3 | 21.47 | 1557.6 | 133.8755 | 1557.6
3208 |  | 1569.3 | 133.5072 | 1569.3 | 1569.3 | 133.5072 | 1569.3 | 1569.3 | 133.5072 | 1569.3 | 71.8 | 10.92 | 1569.3 | 133.5072 | 1569.3
3209 |  | 1538.8 | 134.6729 | 1538.8 | 1538.8 | 134.6729 | 1538.8 | 1538.8 | 134.6729 | 1538.8 | 71.9 | 10.99 | 1538.8 | 134.6729 | 1538.8
3210 |  | 1596.5 | 133.7039 | 1596.5 | 1596.5 | 133.7039 | 1596.5 | 1596.5 | 133.7039 | 1596.5 | 72.3 | 9.58 | 1596.5 | 133.7039 | 1596.5
3211 |  | 1824.9 | 135.2301 | 1824.9 | 1824.9 | 135.2301 | 1824.9 | 1824.9 | 135.2301 | 1824.9 | 68.2 | 12.57 | 1824.9 | 135.2301 | 1824.9
3212 |  | 1751.6 | 132.9527 | 1751.6 | 1751.6 | 132.9527 | 1751.6 | 1751.6 | 132.9527 | 1751.6 | 71.2 | 7.89 | 1751.6 | 132.9527 | 1751.6
3213 |  | 1731.3 | 134.0237 | 1731.3 | 1731.3 | 134.0237 | 1731.3 | 1731.3 | 134.0237 | 1731.3 | 70.6 | 14.15 | 1731.3 | 134.0237 | 1731.3
3214 |  | 1678.5 | 134.662 | 1678.5 | 1678.5 | 134.662 | 1678.5 | 1678.5 | 134.662 | 1678.5 | 71.6 | 12.565 | 1678.5 | 134.662 | 1678.5
3215 |  | 1572.1 | 134.837 | 1572.1 | 1572.1 | 134.837 | 1572.1 | 1572.1 | 134.837 | 1572.1 | 72.1 | 10.98 | 1572.1 | 134.837 | 1572.1
3216 |  | 1548.8 | 134.5892 | 1548.8 | 1548.8 | 134.5892 | 1548.8 | 1548.8 | 134.5892 | 1548.8 | 71.4 | 7.41 | 1548.8 | 134.5892 | 1548.8
3217 |  | 1524.3 | 134.2352 | 1524.3 | 1524.3 | 134.2352 | 1524.3 | 1524.3 | 134.2352 | 1524.3 | 71.2 | 9.01 | 1524.3 | 134.2352 | 1524.3
3218 |  | 1532.4 | 134.3999 | 1532.4 | 1532.4 | 134.3999 | 1532.4 | 1532.4 | 134.3999 | 1532.4 | 71.1 | 8.2 | 1532.4 | 134.3999 | 1532.4
3219 |  | 1529.6 | 133.5246 | 1529.6 | 1529.6 | 133.5246 | 1529.6 | 1529.6 | 133.5246 | 1529.6 | 71 | 10.89 | 1529.6 | 133.5246 | 1529.6
3220 |  | 1506.3 | 132.9818 | 1506.3 | 1506.3 | 132.9818 | 1506.3 | 1506.3 | 132.9818 | 1506.3 | 70.8 | 15.02 | 1506.3 | 132.9818 | 1506.3
3221 |  | 1483 | 134.0016 | 1483 | 1483 | 134.0016 | 1483 | 1483 | 134.0016 | 1483 | 70.8 | 7.15 | 1483 | 134.0016 | 1483
3222 |  | 1358.6 | 127.4619 | 1358.6 | 1358.6 | 127.4619 | 1358.6 | 1358.6 | 127.4619 | 1358.6 | 71 | 9.98 | 1358.6 | 127.4619 | 1358.6
3223 |  | 1441.2 | 128.458 | 1441.2 | 1441.2 | 128.458 | 1441.2 | 1441.2 | 128.458 | 1441.2 | 70.4 | 7.18 | 1441.2 | 128.458 | 1441.2
3224 |  | 1405.1 | 126.0035 | 1405.1 | 1405.1 | 126.0035 | 1405.1 | 1405.1 | 126.0035 | 1405.1 | 69.5 | 5.48 | 1405.1 | 126.0035 | 1405.1
3225 |  | 1381.9 | 127.7975 | 1381.9 | 1381.9 | 127.7975 | 1381.9 | 1381.9 | 127.7975 | 1381.9 | 71.1 | 5.59 | 1381.9 | 127.7975 | 1381.9
3226 |  | 1360.2 | 132.274 | 1360.2 | 1360.2 | 132.274 | 1360.2 | 1360.2 | 132.274 | 1360.2 | 70.9 | 5.77 | 1360.2 | 132.274 | 1360.2
3227 |  | 1400 | 134.568 | 1400 | 1400 | 134.568 | 1400 | 1400 | 134.568 | 1400 | 71.1 | 14.52 | 1400 | 134.568 | 1400
3228 |  | 1398.4 | 133.744 | 1398.4 | 1398.4 | 133.744 | 1398.4 | 1398.4 | 133.744 | 1398.4 | 71.9 | 15.24 | 1398.4 | 133.744 | 1398.4
3229 |  | 1440.9 | 133.6705 | 1440.9 | 1440.9 | 133.6705 | 1440.9 | 1440.9 | 133.6705 | 1440.9 | 71.3 | 9.63 | 1440.9 | 133.6705 | 1440.9
3230 |  | 1473.4 | 134.0549 | 1473.4 | 1473.4 | 134.0549 | 1473.4 | 1473.4 | 134.0549 | 1473.4 | 71.6 | 10.15 | 1473.4 | 134.0549 | 1473.4
3231 |  | 1509.3 | 134.0608 | 1509.3 | 1509.3 | 134.0608 | 1509.3 | 1509.3 | 134.0608 | 1509.3 | 71.5 | 11.65 | 1509.3 | 134.0608 | 1509.3
3232 |  | 1505.9 | 135.0526 | 1505.9 | 1505.9 | 135.0526 | 1505.9 | 1505.9 | 135.0526 | 1505.9 | 71.3 | 14.8 | 1505.9 | 135.0526 | 1505.9
3233 |  | 1524.4 | 134.587 | 1524.4 | 1524.4 | 134.587 | 1524.4 | 1524.4 | 134.587 | 1524.4 | 71.8 | 14.52 | 1524.4 | 134.587 | 1524.4
3234 |  | 1462.3 | 132.9317 | 1462.3 | 1462.3 | 132.9317 | 1462.3 | 1462.3 | 132.9317 | 1462.3 | 71.8 | 5.94 | 1462.3 | 132.9317 | 1462.3
3235 |  | 1845.1 | 133.8969 | 1845.1 | 1845.1 | 133.8969 | 1845.1 | 1845.1 | 133.8969 | 1845.1 | 70.3 | 5.64 | 1845.1 | 133.8969 | 1845.1
3236 |  | 1891.3 | 137.0318 | 1891.3 | 1891.3 | 137.0318 | 1891.3 | 1891.3 | 137.0318 | 1891.3 | 71.4 | 5.88 | 1891.3 | 137.0318 | 1891.3
3237 |  | 1865.2 | 130.7612 | 1865.2 | 1865.2 | 130.7612 | 1865.2 | 1865.2 | 130.7612 | 1865.2 | 71.7 | 5.78 | 1865.2 | 130.7612 | 1865.2
3238 |  | 1859.8 | 131.1744 | 1859.8 | 1859.8 | 131.1744 | 1859.8 | 1859.8 | 131.1744 | 1859.8 | 72.3 | 5.975 | 1859.8 | 131.1744 | 1859.8
3239 |  | 1713.9 | 131.2604 | 1713.9 | 1713.9 | 131.2604 | 1713.9 | 1713.9 | 131.2604 | 1713.9 | 72.3 | 6.17 | 1713.9 | 131.2604 | 1713.9
3240 |  | 1666.6 | 129.535 | 1666.6 | 1666.6 | 129.535 | 1666.6 | 1666.6 | 129.535 | 1666.6 | 71.7 | 5.84 | 1666.6 | 129.535 | 1666.6
3241 |  | 1623.9 | 130.5386 | 1623.9 | 1623.9 | 130.5386 | 1623.9 | 1623.9 | 130.5386 | 1623.9 | 71.3 | 12.35 | 1623.9 | 130.5386 | 1623.9
3242 |  | 1554 | 130.6647 | 1554 | 1554 | 130.6647 | 1554 | 1554 | 130.6647 | 1554 | 71.4 | 12.055 | 1554 | 130.6647 | 1554
3243 |  | 1533 | 131.2814 | 1533 | 1533 | 131.2814 | 1533 | 1533 | 131.2814 | 1533 | 71.1 | 5.78 | 1533 | 131.2814 | 1533
3244 |  | 1491.7 | 131.7094 | 1491.7 | 1491.7 | 131.7094 | 1491.7 | 1491.7 | 131.7094 | 1491.7 | 71.6 | 5.84 | 1491.7 | 131.7094 | 1491.7
3245 |  | 1549 | 131.6828 | 1549 | 1549 | 131.6828 | 1549 | 1549 | 131.6828 | 1549 | 71.7 | 5.71 | 1549 | 131.6828 | 1549
3246 |  | 1492.1 | 132.7826 | 1492.1 | 1492.1 | 132.7826 | 1492.1 | 1492.1 | 132.7826 | 1492.1 | 72.3 | 5.94 | 1492.1 | 132.7826 | 1492.1
3247 |  | 1452.8 | 133.3146 | 1452.8 | 1452.8 | 133.3146 | 1452.8 | 1452.8 | 133.3146 | 1452.8 | 72.2 | 6.48 | 1452.8 | 133.3146 | 1452.8
3248 |  | 1505.8 | 132.812 | 1505.8 | 1505.8 | 132.812 | 1505.8 | 1505.8 | 132.812 | 1505.8 | 71.9 | 6.67 | 1505.8 | 132.812 | 1505.8
3249 |  | 1568.1 | 133.4434 | 1568.1 | 1568.1 | 133.4434 | 1568.1 | 1568.1 | 133.4434 | 1568.1 | 72.2 | 14.35 | 1568.1 | 133.4434 | 1568.1
3250 |  | 1571.1 | 134.9825 | 1571.1 | 1571.1 | 134.9825 | 1571.1 | 1571.1 | 134.9825 | 1571.1 | 72.5 | 21.2 | 1571.1 | 134.9825 | 1571.1
3251 |  | 1624.5 | 135.7336 | 1624.5 | 1624.5 | 135.7336 | 1624.5 | 1624.5 | 135.7336 | 1624.5 | 72.2 | 16.52 | 1624.5 | 135.7336 | 1624.5
3252 |  | 1605.2 | 133.8171 | 1605.2 | 1605.2 | 133.8171 | 1605.2 | 1605.2 | 133.8171 | 1605.2 | 71.9 | 22.96 | 1605.2 | 133.8171 | 1605.2
3253 |  | 1597 | 134.5968 | 1597 | 1597 | 134.5968 | 1597 | 1597 | 134.5968 | 1597 | 72.1 | 19.76 | 1597 | 134.5968 | 1597
3254 |  | 1593.2 | 136.4281 | 1593.2 | 1593.2 | 136.4281 | 1593.2 | 1593.2 | 136.4281 | 1593.2 | 72.1 | 18.21 | 1593.2 | 136.4281 | 1593.2
3255 |  | 1659.5 | 137.9956 | 1659.5 | 1659.5 | 137.9956 | 1659.5 | 1659.5 | 137.9956 | 1659.5 | 71.5 | 20.63 | 1659.5 | 137.9956 | 1659.5
3256 |  | 1683.6 | 132.8019 | 1683.6 | 1683.6 | 132.8019 | 1683.6 | 1683.6 | 132.8019 | 1683.6 | 71.7 | 21.32 | 1683.6 | 132.8019 | 1683.6
3257 |  | 1694.4 | 133.4389 | 1694.4 | 1694.4 | 133.4389 | 1694.4 | 1694.4 | 133.4389 | 1694.4 | 72.3 | 14.91 | 1694.4 | 133.4389 | 1694.4
3258 |  | 1701.3 | 131.8586 | 1701.3 | 1701.3 | 131.8586 | 1701.3 | 1701.3 | 131.8586 | 1701.3 | 71.1 | 12.94 | 1701.3 | 131.8586 | 1701.3
3259 |  | 1702.2 | 136.315 | 1702.2 | 1702.2 | 136.315 | 1702.2 | 1702.2 | 136.315 | 1702.2 | 72.1 | 14.67 | 1702.2 | 136.315 | 1702.2
3260 |  | 1636.7 | 133.7585 | 1636.7 | 1636.7 | 133.7585 | 1636.7 | 1636.7 | 133.7585 | 1636.7 | 72.5 | 10.5 | 1636.7 | 133.7585 | 1636.7
3261 |  | 1635.8 | 104.305 | 1635.8 | 1635.8 | 104.305 | 1635.8 | 1635.8 | 104.305 | 1635.8 | 72.2 | 11.93 | 1635.8 | 104.305 | 1635.8
3262 |  | 1633.9 | 133.6733 | 1633.9 | 1633.9 | 133.6733 | 1633.9 | 1633.9 | 133.6733 | 1633.9 | 71.4 | 11.55 | 1633.9 | 133.6733 | 1633.9
3263 |  | 1612.1 | 134.8066 | 1612.1 | 1612.1 | 134.8066 | 1612.1 | 1612.1 | 134.8066 | 1612.1 | 72.4 | 11.17 | 1612.1 | 134.8066 | 1612.1
3264 |  | 1584.9 | 134.0595 | 1584.9 | 1584.9 | 134.0595 | 1584.9 | 1584.9 | 134.0595 | 1584.9 | 72.6 | 8.65 | 1584.9 | 134.0595 | 1584.9
3265 |  | 1511 | 134.1634 | 1511 | 1511 | 134.1634 | 1511 | 1511 | 134.1634 | 1511 | 72.6 | 15.69 | 1511 | 134.1634 | 1511
3266 |  | 1515.9 | 131.9572 | 1515.9 | 1515.9 | 131.9572 | 1515.9 | 1515.9 | 131.9572 | 1515.9 | 73.2 | 15.91 | 1515.9 | 131.9572 | 1515.9
3267 |  | 1542.4 | 131.3882 | 1542.4 | 1542.4 | 131.3882 | 1542.4 | 1542.4 | 131.3882 | 1542.4 | 73.1 | 10.21 | 1542.4 | 131.3882 | 1542.4
3268 |  | 1546.3 | 130.0512 | 1546.3 | 1546.3 | 130.0512 | 1546.3 | 1546.3 | 130.0512 | 1546.3 | 72.9 | 15.01 | 1546.3 | 130.0512 | 1546.3
3269 |  | 1584 | 131.1972 | 1584 | 1584 | 131.1972 | 1584 | 1584 | 131.1972 | 1584 | 72.9 | 14.49 | 1584 | 131.1972 | 1584
3270 |  | 1505.2 | 132.3001 | 1505.2 | 1505.2 | 132.3001 | 1505.2 | 1505.2 | 132.3001 | 1505.2 | 72.2 | 13.78 | 1505.2 | 132.3001 | 1505.2
3271 |  | 1493.8 | 133.0361 | 1493.8 | 1493.8 | 133.0361 | 1493.8 | 1493.8 | 133.0361 | 1493.8 | 71.5 | 15.51 | 1493.8 | 133.0361 | 1493.8
3272 |  | 1528.5 | 131.6766 | 1528.5 | 1528.5 | 131.6766 | 1528.5 | 1528.5 | 131.6766 | 1528.5 | 72.5 | 9.84 | 1528.5 | 131.6766 | 1528.5
3273 |  | 1524.1 | 127.2784 | 1524.1 | 1524.1 | 127.2784 | 1524.1 | 1524.1 | 127.2784 | 1524.1 | 70.5 | 15.62 | 1524.1 | 127.2784 | 1524.1
3274 |  | 1406.6 | 127.2594 | 1406.6 | 1406.6 | 127.2594 | 1406.6 | 1406.6 | 127.2594 | 1406.6 | 71.8 | 13.89 | 1406.6 | 127.2594 | 1406.6
3275 |  | 1424.9 | 125.6602 | 1424.9 | 1424.9 | 125.6602 | 1424.9 | 1424.9 | 125.6602 | 1424.9 | 72.4 | 22.39 | 1424.9 | 125.6602 | 1424.9
3276 |  | 1407 | 125.7293 | 1407 | 1407 | 125.7293 | 1407 | 1407 | 125.7293 | 1407 | 72.7 | 24.37 | 1407 | 125.7293 | 1407
3277 |  | 1437.6 | 125.1839 | 1437.6 | 1437.6 | 125.1839 | 1437.6 | 1437.6 | 125.1839 | 1437.6 | 72.5 | 24.16 | 1437.6 | 125.1839 | 1437.6
3278 |  | 1435.9 | 125.028 | 1435.9 | 1435.9 | 125.028 | 1435.9 | 1435.9 | 125.028 | 1435.9 | 72.3 | 23.93 | 1435.9 | 125.028 | 1435.9
3279 |  | 1408.6 | 123.7578 | 1408.6 | 1408.6 | 123.7578 | 1408.6 | 1408.6 | 123.7578 | 1408.6 | 72.6 | 22.41 | 1408.6 | 123.7578 | 1408.6
3280 |  | 1387 | 119.8566 | 1387 | 1387 | 119.8566 | 1387 | 1387 | 119.8566 | 1387 | 72.6 | 21.11 | 1387 | 119.8566 | 1387
3281 |  | 1338.8 | 123.5109 | 1338.8 | 1338.8 | 123.5109 | 1338.8 | 1338.8 | 123.5109 | 1338.8 | 73.5 | 17.44 | 1338.8 | 123.5109 | 1338.8
3282 |  | 1543.2 | 120.3473 | 1543.2 | 1543.2 | 120.3473 | 1543.2 | 1543.2 | 120.3473 | 1543.2 | 72.1 | 14.55 | 1543.2 | 120.3473 | 1543.2
3283 |  | 1767.2 | 129.5749 | 1767.2 | 1767.2 | 129.5749 | 1767.2 | 1767.2 | 129.5749 | 1767.2 | 73.2 | 14.62 | 1767.2 | 129.5749 | 1767.2
3284 |  | 1745 | 127.3414 | 1745 | 1745 | 127.3414 | 1745 | 1745 | 127.3414 | 1745 | 71.9 | 12.82 | 1745 | 127.3414 | 1745
3285 |  | 1756.6 | 132.3513 | 1756.6 | 1756.6 | 132.3513 | 1756.6 | 1756.6 | 132.3513 | 1756.6 | 73 | 15.11 | 1756.6 | 132.3513 | 1756.6
3286 |  | 1662.6 | 102.6964 | 1662.6 | 1662.6 | 102.6964 | 1662.6 | 1662.6 | 102.6964 | 1662.6 | 73.1 | 14.85 | 1662.6 | 102.6964 | 1662.6
3287 |  | 1575.4 | 120.2762 | 1575.4 | 1575.4 | 120.2762 | 1575.4 | 1575.4 | 120.2762 | 1575.4 | 71.5 | 14.59 | 1575.4 | 120.2762 | 1575.4
3288 |  | 1549.6 | 134.352 | 1549.6 | 1549.6 | 134.352 | 1549.6 | 1549.6 | 134.352 | 1549.6 | 73 | 16.4 | 1549.6 | 134.352 | 1549.6
3289 |  | 1537.1 | 129.0275 | 1537.1 | 1537.1 | 129.0275 | 1537.1 | 1537.1 | 129.0275 | 1537.1 | 72.8 | 14.415 | 1537.1 | 129.0275 | 1537.1
3290 |  | 1495.9 | 129.9851 | 1495.9 | 1495.9 | 129.9851 | 1495.9 | 1495.9 | 129.9851 | 1495.9 | 73.4 | 15.12 | 1495.9 | 129.9851 | 1495.9
3291 |  | 1504.4 | 130.4252 | 1504.4 | 1504.4 | 130.4252 | 1504.4 | 1504.4 | 130.4252 | 1504.4 | 73.2 | 18.33 | 1504.4 | 130.4252 | 1504.4
3292 |  | 1482.4 | 131.8779 | 1482.4 | 1482.4 | 131.8779 | 1482.4 | 1482.4 | 131.8779 | 1482.4 | 72.5 | 14.22 | 1482.4 | 131.8779 | 1482.4
3293 |  | 1542.9 | 131.4648 | 1542.9 | 1542.9 | 131.4648 | 1542.9 | 1542.9 | 131.4648 | 1542.9 | 72.7 | 15.9 | 1542.9 | 131.4648 | 1542.9
3294 |  | 1559.1 | 131.36 | 1559.1 | 1559.1 | 131.36 | 1559.1 | 1559.1 | 131.36 | 1559.1 | 73.2 | 15.82 | 1559.1 | 131.36 | 1559.1
3295 |  | 1467.8 | 129.1733 | 1467.8 | 1467.8 | 129.1733 | 1467.8 | 1467.8 | 129.1733 | 1467.8 | 71.6 | 19.93 | 1467.8 | 129.1733 | 1467.8
3296 |  | 1445.8 | 127.5835 | 1445.8 | 1445.8 | 127.5835 | 1445.8 | 1445.8 | 127.5835 | 1445.8 | 72.5 | 9.11 | 1445.8 | 127.5835 | 1445.8
3297 |  | 1457.2 | 131.3848 | 1457.2 | 1457.2 | 131.3848 | 1457.2 | 1457.2 | 131.3848 | 1457.2 | 72.2 | 18.62 | 1457.2 | 131.3848 | 1457.2
3298 |  | 1476.2 | 130.1082 | 1476.2 | 1476.2 | 130.1082 | 1476.2 | 1476.2 | 130.1082 | 1476.2 | 72.4 | 17.75 | 1476.2 | 130.1082 | 1476.2
3299 |  | 1469.1 | 131.1576 | 1469.1 | 1469.1 | 131.1576 | 1469.1 | 1469.1 | 131.1576 | 1469.1 | 71.4 | 17.56 | 1469.1 | 131.1576 | 1469.1
3300 |  | 1483.1 | 127.1956 | 1483.1 | 1483.1 | 127.1956 | 1483.1 | 1483.1 | 127.1956 | 1483.1 | 70.3 | 21.6 | 1483.1 | 127.1956 | 1483.1
3301 |  | 1379.4 | 128.1814 | 1379.4 | 1379.4 | 128.1814 | 1379.4 | 1379.4 | 128.1814 | 1379.4 | 70.8 | 24.6 | 1379.4 | 128.1814 | 1379.4
3302 |  | 1476.6 | 132.2125 | 1476.6 | 1476.6 | 132.2125 | 1476.6 | 1476.6 | 132.2125 | 1476.6 | 71.7 | 18.32 | 1476.6 | 132.2125 | 1476.6
3303 |  | 1423.5 | 128.4106 | 1423.5 | 1423.5 | 128.4106 | 1423.5 | 1423.5 | 128.4106 | 1423.5 | 73.3 | 19.66 | 1423.5 | 128.4106 | 1423.5
3304 |  | 1443.8 | 128.6923 | 1443.8 | 1443.8 | 128.6923 | 1443.8 | 1443.8 | 128.6923 | 1443.8 | 72.4 | 11.62 | 1443.8 | 128.6923 | 1443.8
3305 |  | 1492 | 131.38 | 1492 | 1492 | 131.38 | 1492 | 1492 | 131.38 | 1492 | 73.4 | 19.57 | 1492 | 131.38 | 1492
3306 |  | 1608.5 | 128.6834 | 1608.5 | 1608.5 | 128.6834 | 1608.5 | 1608.5 | 128.6834 | 1608.5 | 70.1 | 22.16 | 1608.5 | 128.6834 | 1608.5
3307 |  | 1763.6 | 108.1391 | 1763.6 | 1763.6 | 108.1391 | 1763.6 | 1763.6 | 108.1391 | 1763.6 | 71.7 | 11.48 | 1763.6 | 108.1391 | 1763.6
3308 |  | 1835.3 | 109.933 | 1835.3 | 1835.3 | 109.933 | 1835.3 | 1835.3 | 109.933 | 1835.3 | 71.5 | 13.84 | 1835.3 | 109.933 | 1835.3
3309 |  | 1827.7 | 106.9292 | 1827.7 | 1827.7 | 106.9292 | 1827.7 | 1827.7 | 106.9292 | 1827.7 | 71.8 | 15.96 | 1827.7 | 106.9292 | 1827.7
3310 |  | 1761.1 | 107.2532 | 1761.1 | 1761.1 | 107.2532 | 1761.1 | 1761.1 | 107.2532 | 1761.1 | 72.7 | 17.09 | 1761.1 | 107.2532 | 1761.1
3311 |  | 1645.3 | 111.3626 | 1645.3 | 1645.3 | 111.3626 | 1645.3 | 1645.3 | 111.3626 | 1645.3 | 71.9 | 18.22 | 1645.3 | 111.3626 | 1645.3
3312 |  | 1598.7 | 110.0042 | 1598.7 | 1598.7 | 110.0042 | 1598.7 | 1598.7 | 110.0042 | 1598.7 | 71.3 | 11.45 | 1598.7 | 110.0042 | 1598.7
3313 |  | 1560.85 | 131.7671 | 1560.85 | 1560.85 | 131.7671 | 1560.85 | 1560.85 | 131.7671 | 1560.85 | 72 | 13.14 | 1560.85 | 131.7671 | 1560.85
3314 |  | 1578.1 | 132.1771 | 1578.1 | 1578.1 | 132.1771 | 1578.1 | 1578.1 | 132.1771 | 1578.1 | 71.2 | 10.63 | 1578.1 | 132.1771 | 1578.1
3315 |  | 1579.5 | 131.0061 | 1579.5 | 1579.5 | 131.0061 | 1579.5 | 1579.5 | 131.0061 | 1579.5 | 71.6 | 12.6 | 1579.5 | 131.0061 | 1579.5
3316 |  | 1451.9 | 132.5823 | 1451.9 | 1451.9 | 132.5823 | 1451.9 | 1451.9 | 132.5823 | 1451.9 | 72.1 | 13.48 | 1451.9 | 132.5823 | 1451.9
3317 |  | 1566.7 | 131.9111 | 1566.7 | 1566.7 | 131.9111 | 1566.7 | 1566.7 | 131.9111 | 1566.7 | 72.1 | 17.42 | 1566.7 | 131.9111 | 1566.7
3318 |  | 1549.5 | 133.1065 | 1549.5 | 1549.5 | 133.1065 | 1549.5 | 1549.5 | 133.1065 | 1549.5 | 72.6 | 13.83 | 1549.5 | 133.1065 | 1549.5
3319 |  | 1490 | 131.752 | 1490 | 1490 | 131.752 | 1490 | 1490 | 131.752 | 1490 | 71.8 | 14.94 | 1490 | 131.752 | 1490
3320 |  | 1357.6 | 128.5685 | 1357.6 | 1357.6 | 128.5685 | 1357.6 | 1357.6 | 128.5685 | 1357.6 | 71.9 | 10.385 | 1357.6 | 128.5685 | 1357.6
3321 |  | 1473.9 | 125.1874 | 1473.9 | 1473.9 | 125.1874 | 1473.9 | 1473.9 | 125.1874 | 1473.9 | 71.4 | 18.115 | 1473.9 | 125.1874 | 1473.9
3322 |  | 1506.1 | 124.9024 | 1506.1 | 1506.1 | 124.9024 | 1506.1 | 1506.1 | 124.9024 | 1506.1 | 70.6 | 18.575 | 1506.1 | 124.9024 | 1506.1
3323 |  | 1504.6 | 127.3048 | 1504.6 | 1504.6 | 127.3048 | 1504.6 | 1504.6 | 127.3048 | 1504.6 | 71.8 | 23.84 | 1504.6 | 127.3048 | 1504.6
3324 |  | 1500.7 | 126.5193 | 1500.7 | 1500.7 | 126.5193 | 1500.7 | 1500.7 | 126.5193 | 1500.7 | 71.1 | 21.315 | 1500.7 | 126.5193 | 1500.7
3325 |  | 1458.3 | 128.4174 | 1458.3 | 1458.3 | 128.4174 | 1458.3 | 1458.3 | 128.4174 | 1458.3 | 69.1 | 22.455 | 1458.3 | 128.4174 | 1458.3
3326 |  | 1529.5 | 126.7575 | 1529.5 | 1529.5 | 126.7575 | 1529.5 | 1529.5 | 126.7575 | 1529.5 | 69.6 | 22.705 | 1529.5 | 126.7575 | 1529.5
3327 |  | 1575.8 | 126.6498 | 1575.8 | 1575.8 | 126.6498 | 1575.8 | 1575.8 | 126.6498 | 1575.8 | 72 | 17.365 | 1575.8 | 126.6498 | 1575.8
3328 |  | 1573.1 | 128.0219 | 1573.1 | 1573.1 | 128.0219 | 1573.1 | 1573.1 | 128.0219 | 1573.1 | 71.3 | 19.49 | 1573.1 | 128.0219 | 1573.1
3329 |  | 1553.5 | 133.878 | 1553.5 | 1553.5 | 133.878 | 1553.5 | 1553.5 | 133.878 | 1553.5 | 71.5 | 20.85 | 1553.5 | 133.878 | 1553.5
3330 |  | 1615 | 133.1179 | 1615 | 1615 | 133.1179 | 1615 | 1615 | 133.1179 | 1615 | 72.5 | 15.495 | 1615 | 133.1179 | 1615
3331 |  | 1812.8 | 132.7257 | 1812.8 | 1812.8 | 132.7257 | 1812.8 | 1812.8 | 132.7257 | 1812.8 | 71.3 | 14.87 | 1812.8 | 132.7257 | 1812.8
3332 |  | 1878.3 | 135.18 | 1878.3 | 1878.3 | 135.18 | 1878.3 | 1878.3 | 135.18 | 1878.3 | 72.3 | 12.1 | 1878.3 | 135.18 | 1878.3
3333 |  | 1868.8 | 133.713 | 1868.8 | 1868.8 | 133.713 | 1868.8 | 1868.8 | 133.713 | 1868.8 | 72.3 | 17.19 | 1868.8 | 133.713 | 1868.8
3334 |  | 1820.2 | 132.6626 | 1820.2 | 1820.2 | 132.6626 | 1820.2 | 1820.2 | 132.6626 | 1820.2 | 72 | 14.43 | 1820.2 | 132.6626 | 1820.2
3335 |  | 1786.8 | 135.451 | 1786.8 | 1786.8 | 135.451 | 1786.8 | 1786.8 | 135.451 | 1786.8 | 73 | 11.67 | 1786.8 | 135.451 | 1786.8
3336 |  | 1670.1 | 135.6633 | 1670.1 | 1670.1 | 135.6633 | 1670.1 | 1670.1 | 135.6633 | 1670.1 | 72.2 | 13.11 | 1670.1 | 135.6633 | 1670.1
3337 |  | 1717.8 | 134.4234 | 1717.8 | 1717.8 | 134.4234 | 1717.8 | 1717.8 | 134.4234 | 1717.8 | 73.1 | 14.09 | 1717.8 | 134.4234 | 1717.8
3338 |  | 1685.3 | 134.1955 | 1685.3 | 1685.3 | 134.1955 | 1685.3 | 1685.3 | 134.1955 | 1685.3 | 72.8 | 13.73 | 1685.3 | 134.1955 | 1685.3
3339 |  | 1723.6 | 133.5054 | 1723.6 | 1723.6 | 133.5054 | 1723.6 | 1723.6 | 133.5054 | 1723.6 | 71.7 | 13.28 | 1723.6 | 133.5054 | 1723.6
3340 |  | 1736.9 | 132.9192 | 1736.9 | 1736.9 | 132.9192 | 1736.9 | 1736.9 | 132.9192 | 1736.9 | 72 | 15.13 | 1736.9 | 132.9192 | 1736.9
3341 |  | 1689.8 | 133.5998 | 1689.8 | 1689.8 | 133.5998 | 1689.8 | 1689.8 | 133.5998 | 1689.8 | 72.4 | 17.065 | 1689.8 | 133.5998 | 1689.8
3342 |  | 1604.3 | 131.9227 | 1604.3 | 1604.3 | 131.9227 | 1604.3 | 1604.3 | 131.9227 | 1604.3 | 71 | 10.95 | 1604.3 | 131.9227 | 1604.3
3343 |  | 1557.5 | 132.9866 | 1557.5 | 1557.5 | 132.9866 | 1557.5 | 1557.5 | 132.9866 | 1557.5 | 71.9 | 18.32 | 1557.5 | 132.9866 | 1557.5
3344 |  | 1592.5 | 135.7086 | 1592.5 | 1592.5 | 135.7086 | 1592.5 | 1592.5 | 135.7086 | 1592.5 | 72.1 | 10.6575 | 1592.5 | 135.7086 | 1592.5
3345 |  | 1613.6 | 139.1775 | 1613.6 | 1613.6 | 139.1775 | 1613.6 | 1613.6 | 139.1775 | 1613.6 | 72.2 | 17.61 | 1613.6 | 139.1775 | 1613.6
3346 |  | 1623.9 | 133.99 | 1623.9 | 1623.9 | 133.99 | 1623.9 | 1623.9 | 133.99 | 1623.9 | 71.9 | 19.4 | 1623.9 | 133.99 | 1623.9
3347 |  | 1600.8 | 132.6414 | 1600.8 | 1600.8 | 132.6414 | 1600.8 | 1600.8 | 132.6414 | 1600.8 | 71.6 | 24.565 | 1600.8 | 132.6414 | 1600.8
3348 |  | 1598.7 | 134.273 | 1598.7 | 1598.7 | 134.273 | 1598.7 | 1598.7 | 134.273 | 1598.7 | 72.3 | 19.7875 | 1598.7 | 134.273 | 1598.7
3349 |  | 1602.8 | 137.3115 | 1602.8 | 1602.8 | 137.3115 | 1602.8 | 1602.8 | 137.3115 | 1602.8 | 71 | 21.6025 | 1602.8 | 137.3115 | 1602.8
3350 |  | 1632.2 | 136.7405 | 1632.2 | 1632.2 | 136.7405 | 1632.2 | 1632.2 | 136.7405 | 1632.2 | 72.9 | 22.0925 | 1632.2 | 136.7405 | 1632.2
3351 |  | 1665.4 | 135.9133 | 1665.4 | 1665.4 | 135.9133 | 1665.4 | 1665.4 | 135.9133 | 1665.4 | 71.3 | 14.8425 | 1665.4 | 135.9133 | 1665.4
3352 |  | 1647.7 | 137.4818 | 1647.7 | 1647.7 | 137.4818 | 1647.7 | 1647.7 | 137.4818 | 1647.7 | 72.3 | 18.68 | 1647.7 | 137.4818 | 1647.7
3353 |  | 1650 | 135.4521 | 1650 | 1650 | 135.4521 | 1650 | 1650 | 135.4521 | 1650 | 72.7 | 22.555 | 1650 | 135.4521 | 1650
3354 |  | 1643.5 | 134.0609 | 1643.5 | 1643.5 | 134.0609 | 1643.5 | 1643.5 | 134.0609 | 1643.5 | 72.2 | 15.9675 | 1643.5 | 134.0609 | 1643.5
3355 |  | 1820.9895 | 135.5779 | 1820.9895 | 1820.9895 | 135.5779 | 1820.9895 | 1820.9895 | 135.5779 | 1820.9895 | 72.2 | 17.095 | 1820.9895 | 135.5779 | 1820.9895
3356 |  | 1883.9582 | 135.2154 | 1883.9582 | 1883.9582 | 135.2154 | 1883.9582 | 1883.9582 | 135.2154 | 1883.9582 | 72.9 | 13.59 | 1883.9582 | 135.2154 | 1883.9582
3357 |  | 1767.3 | 138.2529 | 1767.3 | 1767.3 | 138.2529 | 1767.3 | 1767.3 | 138.2529 | 1767.3 | 71.6 | 14.715 | 1767.3 | 138.2529 | 1767.3
3358 |  | 1805.1 | 134.1179 | 1805.1 | 1805.1 | 134.1179 | 1805.1 | 1805.1 | 134.1179 | 1805.1 | 71.4 | 12.435 | 1805.1 | 134.1179 | 1805.1
3359 |  | 1769 | 134.1698 | 1769 | 1769 | 134.1698 | 1769 | 1769 | 134.1698 | 1769 | 72.6 | 10.155 | 1769 | 134.1698 | 1769
3360 |  | 1740.7 | 135.2102 | 1740.7 | 1740.7 | 135.2102 | 1740.7 | 1740.7 | 135.2102 | 1740.7 | 71.9 | 10.25 | 1740.7 | 135.2102 | 1740.7
3361 |  | 1507.1 | 129.8879 | 1507.1 | 1507.1 | 129.8879 | 1507.1 | 1507.1 | 129.8879 | 1507.1 | 72.7 | 13.85 | 1507.1 | 129.8879 | 1507.1
3362 |  | 1587.2 | 131.5048 | 1587.2 | 1587.2 | 131.5048 | 1587.2 | 1587.2 | 131.5048 | 1587.2 | 71.5 | 14.86 | 1587.2 | 131.5048 | 1587.2
3363 |  | 1599.5 | 131.2452 | 1599.5 | 1599.5 | 131.2452 | 1599.5 | 1599.5 | 131.2452 | 1599.5 | 72.6 | 13.96 | 1599.5 | 131.2452 | 1599.5
3364 |  | 1554.7 | 135.342 | 1554.7 | 1554.7 | 135.342 | 1554.7 | 1554.7 | 135.342 | 1554.7 | 72.9 | 16.38 | 1554.7 | 135.342 | 1554.7
3365 |  | 1580.1 | 134.6732 | 1580.1 | 1580.1 | 134.6732 | 1580.1 | 1580.1 | 134.6732 | 1580.1 | 71.5 | 16.71 | 1580.1 | 134.6732 | 1580.1
3366 |  | 1534.3 | 106.7298 | 1534.3 | 1534.3 | 106.7298 | 1534.3 | 1534.3 | 106.7298 | 1534.3 | 72.4 | 13.75 | 1534.3 | 106.7298 | 1534.3
3367 |  | 1447.5 | 109.0815 | 1447.5 | 1447.5 | 109.0815 | 1447.5 | 1447.5 | 109.0815 | 1447.5 | 71.7 | 18.24 | 1447.5 | 109.0815 | 1447.5
3368 |  | 1451 | 134.1887 | 1451 | 1451 | 134.1887 | 1451 | 1451 | 134.1887 | 1451 | 72.3 | 10.93 | 1451 | 134.1887 | 1451
3369 |  | 1473.4 | 131.9309 | 1473.4 | 1473.4 | 131.9309 | 1473.4 | 1473.4 | 131.9309 | 1473.4 | 71.9 | 14.41 | 1473.4 | 131.9309 | 1473.4
3370 |  | 1503.3 | 130.4281 | 1503.3 | 1503.3 | 130.4281 | 1503.3 | 1503.3 | 130.4281 | 1503.3 | 71.9 | 26.26 | 1503.3 | 130.4281 | 1503.3
3371 |  | 1539.7 | 127.554 | 1539.7 | 1539.7 | 127.554 | 1539.7 | 1539.7 | 127.554 | 1539.7 | 71.6 | 25.29 | 1539.7 | 127.554 | 1539.7
3372 |  | 1508.7 | 128.7182 | 1508.7 | 1508.7 | 128.7182 | 1508.7 | 1508.7 | 128.7182 | 1508.7 | 71.8 | 18.26 | 1508.7 | 128.7182 | 1508.7
3373 |  | 1532.16 | 127.1948 | 1532.16 | 1532.16 | 127.1948 | 1532.16 | 1532.16 | 127.1948 | 1532.16 | 72.3 | 20.75 | 1532.16 | 127.1948 | 1532.16
3374 |  | 1365 | 126.5961 | 1365 | 1365 | 126.5961 | 1365 | 1365 | 126.5961 | 1365 | 72.3 | 21.48 | 1365 | 126.5961 | 1365
3375 |  | 1529.1 | 126.2063 | 1529.1 | 1529.1 | 126.2063 | 1529.1 | 1529.1 | 126.2063 | 1529.1 | 71.3 | 12.32 | 1529.1 | 126.2063 | 1529.1
3376 |  | 1572.8 | 132.5324 | 1572.8 | 1572.8 | 132.5324 | 1572.8 | 1572.8 | 132.5324 | 1572.8 | 71.8 | 17.87 | 1572.8 | 132.5324 | 1572.8
3377 |  | 1553.6 | 133.9212 | 1553.6 | 1553.6 | 133.9212 | 1553.6 | 1553.6 | 133.9212 | 1553.6 | 71.9 | 24.26 | 1553.6 | 133.9212 | 1553.6
3378 |  | 1655.8 | 128.466 | 1655.8 | 1655.8 | 128.466 | 1655.8 | 1655.8 | 128.466 | 1655.8 | 72.3 | 16.44 | 1655.8 | 128.466 | 1655.8
3379 |  | 1764.7 | 130.3821 | 1764.7 | 1764.7 | 130.3821 | 1764.7 | 1764.7 | 130.3821 | 1764.7 | 68.2 | 19.32 | 1764.7 | 130.3821 | 1764.7
3380 |  | 1727.5 | 132.6739 | 1727.5 | 1727.5 | 132.6739 | 1727.5 | 1727.5 | 132.6739 | 1727.5 | 71.2 | 15.08 | 1727.5 | 132.6739 | 1727.5
3381 |  | 1714.4 | 130.105 | 1714.4 | 1714.4 | 130.105 | 1714.4 | 1714.4 | 130.105 | 1714.4 | 70.6 | 12.24 | 1714.4 | 130.105 | 1714.4
3382 |  | 1455.4 | 124.3285 | 1455.4 | 1455.4 | 124.3285 | 1455.4 | 1455.4 | 124.3285 | 1455.4 | 71.6 | 10.44 | 1455.4 | 124.3285 | 1455.4
3383 |  | 1343.9 | 124.5477 | 1343.9 | 1343.9 | 124.5477 | 1343.9 | 1343.9 | 124.5477 | 1343.9 | 72.1 | 8.64 | 1343.9 | 124.5477 | 1343.9
3384 |  | 1420.5 | 123.6972 | 1420.5 | 1420.5 | 123.6972 | 1420.5 | 1420.5 | 123.6972 | 1420.5 | 71.4 | 7.39 | 1420.5 | 123.6972 | 1420.5
3385 |  | 1389.7 | 129.0796 | 1389.7 | 1389.7 | 129.0796 | 1389.7 | 1389.7 | 129.0796 | 1389.7 | 71.2 | 10.98 | 1389.7 | 129.0796 | 1389.7
3386 |  | 1358.2 | 131.177 | 1358.2 | 1358.2 | 131.177 | 1358.2 | 1358.2 | 131.177 | 1358.2 | 71.1 | 12.4 | 1358.2 | 131.177 | 1358.2
3387 |  | 1314.8 | 134.0084 | 1314.8 | 1314.8 | 134.0084 | 1314.8 | 1314.8 | 134.0084 | 1314.8 | 71 | 9.12 | 1314.8 | 134.0084 | 1314.8
3388 |  | 1333.1 | 133.6333 | 1333.1 | 1333.1 | 133.6333 | 1333.1 | 1333.1 | 133.6333 | 1333.1 | 70.8 | 8.27 | 1333.1 | 133.6333 | 1333.1
3389 |  | 1346.7 | 130.4461 | 1346.7 | 1346.7 | 130.4461 | 1346.7 | 1346.7 | 130.4461 | 1346.7 | 70.8 | 11.45 | 1346.7 | 130.4461 | 1346.7
3390 |  | 1288.5 | 132.6106 | 1288.5 | 1288.5 | 132.6106 | 1288.5 | 1288.5 | 132.6106 | 1288.5 | 71 | 11.59 | 1288.5 | 132.6106 | 1288.5
3391 |  | 1335.5 | 130.494 | 1335.5 | 1335.5 | 130.494 | 1335.5 | 1335.5 | 130.494 | 1335.5 | 70.4 | 7.46 | 1335.5 | 130.494 | 1335.5
3392 |  | 1387.6 | 133.9286 | 1387.6 | 1387.6 | 133.9286 | 1387.6 | 1387.6 | 133.9286 | 1387.6 | 69.5 | 8.18 | 1387.6 | 133.9286 | 1387.6
3393 |  | 1420.8 | 130.6665 | 1420.8 | 1420.8 | 130.6665 | 1420.8 | 1420.8 | 130.6665 | 1420.8 | 71.1 | 7.99 | 1420.8 | 130.6665 | 1420.8
3394 |  | 1302 | 119.6949 | 1302 | 1302 | 119.6949 | 1302 | 1302 | 119.6949 | 1302 | 70.9 | 8.15 | 1302 | 119.6949 | 1302
3395 |  | 1321.8 | 108.82 | 1321.8 | 1321.8 | 108.82 | 1321.8 | 1321.8 | 108.82 | 1321.8 | 71.1 | 8.31 | 1321.8 | 108.82 | 1321.8
3396 |  | 1357.5 | 107.8932 | 1357.5 | 1357.5 | 107.8932 | 1357.5 | 1357.5 | 107.8932 | 1357.5 | 71.9 | 7.91 | 1357.5 | 107.8932 | 1357.5
3397 |  | 1520.9 | 130.0704 | 1520.9 | 1520.9 | 130.0704 | 1520.9 | 1520.9 | 130.0704 | 1520.9 | 71.3 | 8.84 | 1520.9 | 130.0704 | 1520.9
3398 |  | 1459 | 132.7351 | 1459 | 1459 | 132.7351 | 1459 | 1459 | 132.7351 | 1459 | 71.6 | 8.57 | 1459 | 132.7351 | 1459
3399 |  | 1341 | 129.7134 | 1341 | 1341 | 129.7134 | 1341 | 1341 | 129.7134 | 1341 | 71.5 | 6.81 | 1341 | 129.7134 | 1341
3400 |  | 1377.6 | 129.8539 | 1377.6 | 1377.6 | 129.8539 | 1377.6 | 1377.6 | 129.8539 | 1377.6 | 71.3 | 7.81 | 1377.6 | 129.8539 | 1377.6
3401 |  | 1361.6 | 133.3344 | 1361.6 | 1361.6 | 133.3344 | 1361.6 | 1361.6 | 133.3344 | 1361.6 | 71.8 | 7.54 | 1361.6 | 133.3344 | 1361.6
3402 |  | 1465.6 | 133.4863 | 1465.6 | 1465.6 | 133.4863 | 1465.6 | 1465.6 | 133.4863 | 1465.6 | 71.8 | 6.61 | 1465.6 | 133.4863 | 1465.6
3403 |  | 1716.2 | 134.9196 | 1716.2 | 1716.2 | 134.9196 | 1716.2 | 1716.2 | 134.9196 | 1716.2 | 70.3 | 6.99 | 1716.2 | 134.9196 | 1716.2
3404 |  | 1756.8 | 132.7886 | 1756.8 | 1756.8 | 132.7886 | 1756.8 | 1756.8 | 132.7886 | 1756.8 | 71.4 | 7.99 | 1756.8 | 132.7886 | 1756.8
3405 |  | 1753.4 | 129.2435 | 1753.4 | 1753.4 | 129.2435 | 1753.4 | 1753.4 | 129.2435 | 1753.4 | 71.7 | 8.26 | 1753.4 | 129.2435 | 1753.4
3406 |  | 1664.7 | 131.6041 | 1664.7 | 1664.7 | 131.6041 | 1664.7 | 1664.7 | 131.6041 | 1664.7 | 72.3 | 8.01 | 1664.7 | 131.6041 | 1664.7
3407 |  | 1530.5 | 131.3223 | 1530.5 | 1530.5 | 131.3223 | 1530.5 | 1530.5 | 131.3223 | 1530.5 | 72.3 | 7.76 | 1530.5 | 131.3223 | 1530.5
3408 |  | 1489 | 131.5121 | 1489 | 1489 | 131.5121 | 1489 | 1489 | 131.5121 | 1489 | 71.7 | 7.86 | 1489 | 131.5121 | 1489
3409 |  | 1472.9 | 132.5072 | 1472.9 | 1472.9 | 132.5072 | 1472.9 | 1472.9 | 132.5072 | 1472.9 | 71.3 | 7.96 | 1472.9 | 132.5072 | 1472.9
3410 |  | 1430.9 | 132.7896 | 1430.9 | 1430.9 | 132.7896 | 1430.9 | 1430.9 | 132.7896 | 1430.9 | 71.4 | 7.49 | 1430.9 | 132.7896 | 1430.9
3411 |  | 1394.8 | 133.7099 | 1394.8 | 1394.8 | 133.7099 | 1394.8 | 1394.8 | 133.7099 | 1394.8 | 71.1 | 7.22 | 1394.8 | 133.7099 | 1394.8
3412 |  | 1377.3 | 132.2001 | 1377.3 | 1377.3 | 132.2001 | 1377.3 | 1377.3 | 132.2001 | 1377.3 | 71.6 | 7.49 | 1377.3 | 132.2001 | 1377.3
3413 |  | 1407.3 | 133.9929 | 1407.3 | 1407.3 | 133.9929 | 1407.3 | 1407.3 | 133.9929 | 1407.3 | 71.7 | 7.67 | 1407.3 | 133.9929 | 1407.3
3414 |  | 1441.7 | 132.6735 | 1441.7 | 1441.7 | 132.6735 | 1441.7 | 1441.7 | 132.6735 | 1441.7 | 72.3 | 8.23 | 1441.7 | 132.6735 | 1441.7
3415 |  | 1423.4 | 131.5152 | 1423.4 | 1423.4 | 131.5152 | 1423.4 | 1423.4 | 131.5152 | 1423.4 | 72.2 | 7.64 | 1423.4 | 131.5152 | 1423.4
3416 |  | 1431.8 | 134.4251 | 1431.8 | 1431.8 | 134.4251 | 1431.8 | 1431.8 | 134.4251 | 1431.8 | 71.9 | 8.48 | 1431.8 | 134.4251 | 1431.8
3417 |  | 1357.1 | 135.4682 | 1357.1 | 1357.1 | 135.4682 | 1357.1 | 1357.1 | 135.4682 | 1357.1 | 72.2 | 10.24 | 1357.1 | 135.4682 | 1357.1
3418 |  | 1367.35 | 123.277 | 1367.35 | 1367.35 | 124.0602 | 1367.35 | 1367.35 | 123.277 | 1367.35 | 72.5 | 11.935 | 1367.35 | 123.277 | 1367.35
3419 |  | 1312.25 | 132.9771 | 1312.25 | 1312.25 | 103.9768 | 1312.25 | 1312.25 | 132.9771 | 1312.25 | 72.2 | 9.69 | 1312.25 | 132.9771 | 1312.25
3420 |  | 1361.25 | 133.4838 | 1361.25 | 1361.25 | 103.1139 | 1361.25 | 1361.25 | 133.4838 | 1361.25 | 71.9 | 15.47 | 1361.25 | 133.4838 | 1361.25
3421 |  | 1431.85 | 133.2358 | 1431.85 | 1431.85 | 114.8252 | 1431.85 | 1431.85 | 133.2358 | 1431.85 | 72.1 | 14.315 | 1431.85 | 133.2358 | 1431.85
3422 |  | 1385.85 | 134.4797 | 1385.85 | 1385.85 | 116.009 | 1385.85 | 1385.85 | 134.4797 | 1385.85 | 72.1 | 10.41 | 1385.85 | 134.4797 | 1385.85
3423 |  | 1324.9 | 114.2451 | 1324.9 | 1324.9 | 113.9126 | 1324.9 | 1324.9 | 114.2451 | 1324.9 | 71.5 | 12.48 | 1324.9 | 114.2451 | 1324.9
3424 |  | 1247.8 | 114.7027 | 1247.8 | 1247.8 | 114.7027 | 1247.8 | 1247.8 | 114.7027 | 1247.8 | 71.7 | 20.26 | 1247.8 | 114.7027 | 1247.8
3425 |  | 1278.8 | 111.5614 | 1278.8 | 1278.8 | 111.5614 | 1278.8 | 1278.8 | 111.5614 | 1278.8 | 72.3 | 20.21 | 1278.8 | 111.5614 | 1278.8
3426 |  | 1326 | 134.2276 | 1326 | 1326 | 134.2276 | 1326 | 1326 | 134.2276 | 1326 | 71.1 | 18.42 | 1326 | 134.2276 | 1326
3427 |  | 1578 | 135.3199 | 1578 | 1578 | 135.3199 | 1578 | 1578 | 135.3199 | 1578 | 72.1 | 18.03 | 1578 | 135.3199 | 1578
3428 |  | 1589.4 | 134.7657 | 1589.4 | 1589.4 | 134.7657 | 1589.4 | 1589.4 | 134.7657 | 1589.4 | 72.5 | 8.59 | 1589.4 | 134.7657 | 1589.4
3429 |  | 1575.7 | 131.4251 | 1575.7 | 1575.7 | 131.4251 | 1575.7 | 1575.7 | 131.4251 | 1575.7 | 72.2 | 16.85 | 1575.7 | 131.4251 | 1575.7
3430 |  | 1503.8 | 130.4154 | 1503.8 | 1503.8 | 130.4154 | 1503.8 | 1503.8 | 130.4154 | 1503.8 | 71.4 | 13.725 | 1503.8 | 130.4154 | 1503.8
3431 |  | 1425 | 129.4228 | 1425 | 1425 | 129.4228 | 1425 | 1425 | 129.4228 | 1425 | 72.4 | 10.6 | 1425 | 129.4228 | 1425
3432 |  | 1416.9 | 129.2152 | 1416.9 | 1416.9 | 129.2152 | 1416.9 | 1416.9 | 129.2152 | 1416.9 | 72.6 | 15.72 | 1416.9 | 129.2152 | 1416.9
3433 |  | 1433.2 | 104.1558 | 1433.2 | 1433.2 | 104.1558 | 1433.2 | 1433.2 | 104.1558 | 1433.2 | 72.6 | 13.98 | 1433.2 | 104.1558 | 1433.2
3434 |  | 1413.6 | 105.1278 | 1413.6 | 1413.6 | 105.1278 | 1413.6 | 1413.6 | 105.1278 | 1413.6 | 73.2 | 10.32 | 1413.6 | 105.1278 | 1413.6
3435 |  | 1403.5 | 105.1806 | 1403.5 | 1403.5 | 105.1806 | 1403.5 | 1403.5 | 105.1806 | 1403.5 | 73.1 | 14.96 | 1403.5 | 105.1806 | 1403.5
3436 |  | 1375.1 | 104.4435 | 1375.1 | 1375.1 | 104.4435 | 1375.1 | 1375.1 | 104.4435 | 1375.1 | 72.9 | 14.83 | 1375.1 | 104.4435 | 1375.1
3437 |  | 1426.1 | 115.6434 | 1426.1 | 1426.1 | 115.6434 | 1426.1 | 1426.1 | 115.6434 | 1426.1 | 72.9 | 10.67 | 1426.1 | 115.6434 | 1426.1
3438 |  | 1456.3 | 137.4475 | 1456.3 | 1456.3 | 137.4475 | 1456.3 | 1456.3 | 137.4475 | 1456.3 | 72.2 | 8.32 | 1456.3 | 137.4475 | 1456.3
3439 |  | 1394.8 | 130.4919 | 1394.8 | 1394.8 | 130.4919 | 1394.8 | 1394.8 | 130.4919 | 1394.8 | 71.5 | 11.45 | 1394.8 | 130.4919 | 1394.8
3440 |  | 1372 | 118.6953 | 1372 | 1372 | 118.6953 | 1372 | 1372 | 118.6953 | 1372 | 72.5 | 9.01 | 1372 | 118.6953 | 1372
3441 |  | 1407.9 | 120.5008 | 1407.9 | 1407.9 | 120.5008 | 1407.9 | 1407.9 | 120.5008 | 1407.9 | 70.5 | 16.18 | 1407.9 | 120.5008 | 1407.9
3442 |  | 1432.7 | 100.6752 | 1432.7 | 1432.7 | 128.4255 | 1432.7 | 1432.7 | 100.6752 | 1432.7 | 71.8 | 15.72 | 1432.7 | 100.6752 | 1432.7
3443 |  | 1302.7 | 99.1336 | 1302.7 | 1302.7 | 99.1336 | 1302.7 | 1302.7 | 99.1336 | 1302.7 | 72.4 | 11.07 | 1302.7 | 99.1336 | 1302.7
3444 |  | 1365 | 98.3346 | 1365 | 1365 | 98.3346 | 1365 | 1365 | 98.3346 | 1365 | 72.7 | 23.03 | 1365 | 98.3346 | 1365
3445 |  | 1342.8 | 99.5801 | 1342.8 | 1342.8 | 99.5801 | 1342.8 | 1342.8 | 99.5801 | 1342.8 | 72.5 | 19.79 | 1342.8 | 99.5801 | 1342.8
3446 |  | 1312.7 | 99.2828 | 1312.7 | 1312.7 | 99.2828 | 1312.7 | 1312.7 | 99.2828 | 1312.7 | 72.3 | 12.25 | 1312.7 | 99.2828 | 1312.7
3447 |  | 1308.8 | 107.7932 | 1308.8 | 1308.8 | 98.1118 | 1308.8 | 1308.8 | 107.7932 | 1308.8 | 72.6 | 18.15 | 1308.8 | 107.7932 | 1308.8
3448 |  | 1340.5 | 96.9407 | 1340.5 | 1340.5 | 96.9407 | 1340.5 | 1340.5 | 96.9407 | 1340.5 | 72.6 | 17.26 | 1340.5 | 96.9407 | 1340.5
3449 |  | 1397.1 | 94.3944 | 1397.1 | 1397.1 | 94.3944 | 1397.1 | 1397.1 | 94.3944 | 1397.1 | 73.5 | 17.05 | 1397.1 | 94.3944 | 1397.1
3450 |  | 1438.2 | 82.0947 | 1438.2 | 1438.2 | 82.0947 | 1438.2 | 1438.2 | 82.0947 | 1438.2 | 72.1 | 24.53 | 1438.2 | 82.0947 | 1438.2
3451 |  | 1469.4 | 104.4199 | 1469.4 | 1469.4 | 104.4199 | 1469.4 | 1469.4 | 104.4199 | 1469.4 | 73.2 | 18.61 | 1469.4 | 104.4199 | 1469.4
3452 |  | 1596.5 | 103.935 | 1596.5 | 1596.5 | 103.935 | 1596.5 | 1596.5 | 103.935 | 1596.5 | 71.9 | 8.37 | 1596.5 | 103.935 | 1596.5
3453 |  | 1602.2 | 106.3545 | 1602.2 | 1602.2 | 106.3545 | 1602.2 | 1602.2 | 106.3545 | 1602.2 | 73 | 10.19 | 1602.2 | 106.3545 | 1602.2
3454 |  | 1571.3 | 108.2575 | 1571.3 | 1571.3 | 108.2575 | 1571.3 | 1571.3 | 108.2575 | 1571.3 | 73.1 | 12.94 | 1571.3 | 108.2575 | 1571.3
3455 |  | 1528.1 | 131.5049 | 1528.1 | 1528.1 | 131.5049 | 1528.1 | 1528.1 | 131.5049 | 1528.1 | 71.5 | 15.69 | 1528.1 | 131.5049 | 1528.1
3456 |  | 1517.3 | 132.1963 | 1517.3 | 1517.3 | 132.1963 | 1517.3 | 1517.3 | 132.1963 | 1517.3 | 73 | 8.06 | 1517.3 | 132.1963 | 1517.3
3457 |  | 1479 | 132.7129 | 1479 | 1479 | 132.7129 | 1479 | 1479 | 132.7129 | 1479 | 72.8 | 16.74 | 1479 | 132.7129 | 1479
3458 |  | 1462.7 | 132.775 | 1462.7 | 1462.7 | 132.775 | 1462.7 | 1462.7 | 132.775 | 1462.7 | 73.4 | 18.7 | 1462.7 | 132.775 | 1462.7
3459 |  | 1432.5 | 134.5863 | 1432.5 | 1432.5 | 134.5863 | 1432.5 | 1432.5 | 134.5863 | 1432.5 | 73.2 | 14.16 | 1432.5 | 134.5863 | 1432.5
3460 |  | 1366.7 | 133.3544 | 1366.7 | 1366.7 | 133.3544 | 1366.7 | 1366.7 | 133.3544 | 1366.7 | 72.5 | 12.72 | 1366.7 | 133.3544 | 1366.7
3461 |  | 1439.7 | 133.6239 | 1439.7 | 1439.7 | 133.6239 | 1439.7 | 1439.7 | 133.6239 | 1439.7 | 72.7 | 12.27 | 1439.7 | 133.6239 | 1439.7
3462 |  | 1399.1 | 135.6822 | 1399.1 | 1399.1 | 135.6822 | 1399.1 | 1399.1 | 135.6822 | 1399.1 | 73.2 | 9.96 | 1399.1 | 135.6822 | 1399.1
3463 |  | 1378.4 | 133.2683 | 1378.4 | 1378.4 | 133.2683 | 1378.4 | 1378.4 | 133.2683 | 1378.4 | 71.6 | 10.23 | 1378.4 | 133.2683 | 1378.4
3464 |  | 1407.3 | 132.3172 | 1407.3 | 1407.3 | 132.3172 | 1407.3 | 1407.3 | 132.3172 | 1407.3 | 72.5 | 11.6 | 1407.3 | 132.3172 | 1407.3
3465 |  | 1395.3 | 134.6045 | 1395.3 | 1395.3 | 134.6045 | 1395.3 | 1395.3 | 134.6045 | 1395.3 | 72.2 | 15.06 | 1395.3 | 134.6045 | 1395.3
3466 |  | 1457.5 | 136.3502 | 1457.5 | 1457.5 | 136.3502 | 1457.5 | 1457.5 | 136.3502 | 1457.5 | 72.4 | 15.26 | 1457.5 | 136.3502 | 1457.5
3467 |  | 1454.3 | 134.2278 | 1454.3 | 1454.3 | 134.2278 | 1454.3 | 1454.3 | 134.2278 | 1454.3 | 71.4 | 15.74 | 1454.3 | 134.2278 | 1454.3
3468 |  | 1463.6 | 134.6407 | 1463.6 | 1463.6 | 134.6407 | 1463.6 | 1463.6 | 134.6407 | 1463.6 | 70.3 | 22 | 1463.6 | 134.6407 | 1463.6
3469 |  | 1461.4 | 135.2954 | 1461.4 | 1461.4 | 135.2954 | 1461.4 | 1461.4 | 135.2954 | 1461.4 | 70.8 | 12.86 | 1461.4 | 135.2954 | 1461.4
3470 |  | 1483 | 132.8422 | 1483 | 1483 | 132.8422 | 1483 | 1483 | 132.8422 | 1483 | 71.7 | 24 | 1483 | 132.8422 | 1483
3471 |  | 1493.6 | 144.7779 | 1493.6 | 1493.6 | 144.7779 | 1493.6 | 1493.6 | 144.7779 | 1493.6 | 73.3 | 18.98 | 1493.6 | 144.7779 | 1493.6
3472 |  | 1477.3 | 140.4589 | 1477.3 | 1477.3 | 140.4589 | 1477.3 | 1477.3 | 140.4589 | 1477.3 | 72.4 | 20.93 | 1477.3 | 140.4589 | 1477.3
3473 |  | 1499.9 | 136.5383 | 1499.9 | 1499.9 | 136.5383 | 1499.9 | 1499.9 | 136.5383 | 1499.9 | 73.4 | 16.46 | 1499.9 | 136.5383 | 1499.9
3474 |  | 1533.7 | 134.4605 | 1533.7 | 1533.7 | 134.4605 | 1533.7 | 1533.7 | 134.4605 | 1533.7 | 70.1 | 15.91 | 1533.7 | 134.4605 | 1533.7
3475 |  | 1753.6 | 136.6041 | 1753.6 | 1753.6 | 136.6041 | 1753.6 | 1753.6 | 136.6041 | 1753.6 | 71.7 | 19.01 | 1753.6 | 136.6041 | 1753.6
3476 |  | 1776.2 | 135.0304 | 1776.2 | 1776.2 | 135.0304 | 1776.2 | 1776.2 | 135.0304 | 1776.2 | 71.5 | 16.16 | 1776.2 | 135.0304 | 1776.2
3477 |  | 1772.2 | 133.5542 | 1772.2 | 1772.2 | 133.5542 | 1772.2 | 1772.2 | 133.5542 | 1772.2 | 71.8 | 10.94 | 1772.2 | 133.5542 | 1772.2
3478 |  | 1713.9 | 134.4262 | 1713.9 | 1713.9 | 134.4262 | 1713.9 | 1713.9 | 134.4262 | 1713.9 | 72.7 | 9.98 | 1713.9 | 134.4262 | 1713.9
3479 |  | 1653.9 | 132.902 | 1653.9 | 1653.9 | 132.902 | 1653.9 | 1653.9 | 132.902 | 1653.9 | 71.9 | 9.02 | 1653.9 | 132.902 | 1653.9
3480 |  | 1592.3 | 133.4229 | 1592.3 | 1592.3 | 133.4229 | 1592.3 | 1592.3 | 133.4229 | 1592.3 | 71.3 | 11 | 1592.3 | 133.4229 | 1592.3
3481 |  | 1527.1 | 132.8075 | 1527.1 | 1527.1 | 132.8075 | 1527.1 | 1527.1 | 132.8075 | 1527.1 | 72 | 11.99 | 1527.1 | 132.8075 | 1527.1
3482 |  | 1513.4 | 133.4841 | 1513.4 | 1513.4 | 133.4841 | 1513.4 | 1513.4 | 133.4841 | 1513.4 | 71.2 | 13.35 | 1513.4 | 133.4841 | 1513.4
3483 |  | 1461.4 | 133.5773 | 1461.4 | 1461.4 | 133.5773 | 1461.4 | 1461.4 | 133.5773 | 1461.4 | 71.6 | 13.07 | 1461.4 | 133.5773 | 1461.4
3484 |  | 1461.3 | 133.1394 | 1461.3 | 1461.3 | 133.1394 | 1461.3 | 1461.3 | 133.1394 | 1461.3 | 72.1 | 18.01 | 1461.3 | 133.1394 | 1461.3
3485 |  | 1504.4 | 136.5997 | 1504.4 | 1504.4 | 136.5997 | 1504.4 | 1504.4 | 136.5997 | 1504.4 | 72.1 | 18.55 | 1504.4 | 136.5997 | 1504.4
3486 |  | 1428.8 | 134.0352 | 1428.8 | 1428.8 | 134.0352 | 1428.8 | 1428.8 | 134.0352 | 1428.8 | 72.6 | 18.78 | 1428.8 | 134.0352 | 1428.8
3487 |  | 1422.4 | 131.4998 | 1422.4 | 1422.4 | 131.4998 | 1422.4 | 1422.4 | 131.4998 | 1422.4 | 71.8 | 17.01 | 1422.4 | 131.4998 | 1422.4
3488 |  | 1470.4 | 133.4752 | 1470.4 | 1470.4 | 133.4752 | 1470.4 | 1470.4 | 133.4752 | 1470.4 | 71.9 | 16.84 | 1470.4 | 133.4752 | 1470.4
3489 |  | 1460 | 131.897 | 1460 | 1460 | 131.897 | 1460 | 1460 | 131.897 | 1460 | 71.4 | 23 | 1460 | 131.897 | 1460
3490 |  | 1532.3 | 135.382 | 1532.3 | 1532.3 | 135.382 | 1532.3 | 1532.3 | 135.382 | 1532.3 | 70.6 | 18.3275 | 1532.3 | 135.382 | 1532.3
3491 |  | 1447.8 | 130.8097 | 1447.8 | 1447.8 | 130.8097 | 1447.8 | 1447.8 | 130.8097 | 1447.8 | 71.8 | 17.9025 | 1447.8 | 130.8097 | 1447.8
3492 |  | 1473.6 | 133.3587 | 1473.6 | 1473.6 | 133.3587 | 1473.6 | 1473.6 | 133.3587 | 1473.6 | 71.1 | 19.79 | 1473.6 | 133.3587 | 1473.6
3493 |  | 1517.4 | 132.2994 | 1517.4 | 1517.4 | 132.2994 | 1517.4 | 1517.4 | 132.2994 | 1517.4 | 69.1 | 18.5825 | 1517.4 | 132.2994 | 1517.4
3494 |  | 1528.5 | 131.6623 | 1528.5 | 1528.5 | 131.6623 | 1528.5 | 1528.5 | 131.6623 | 1528.5 | 69.6 | 13.0575 | 1528.5 | 131.6623 | 1528.5
3495 |  | 1486.2 | 133.339 | 1486.2 | 1486.2 | 133.339 | 1486.2 | 1486.2 | 133.339 | 1486.2 | 72 | 15.67 | 1486.2 | 133.339 | 1486.2
3496 |  | 1547.6 | 133.126 | 1547.6 | 1547.6 | 133.126 | 1547.6 | 1547.6 | 133.126 | 1547.6 | 71.3 | 17.505 | 1547.6 | 133.126 | 1547.6
3497 |  | 1567.3 | 131.964 | 1567.3 | 1567.3 | 131.964 | 1567.3 | 1567.3 | 131.964 | 1567.3 | 71.5 | 17.3525 | 1567.3 | 131.964 | 1567.3
3498 |  | 1594.6 | 130.4491 | 1594.6 | 1594.6 | 130.4491 | 1594.6 | 1594.6 | 130.4491 | 1594.6 | 72.5 | 14.255 | 1594.6 | 130.4491 | 1594.6
3499 |  | 1820.6 | 134.1632 | 1820.6 | 1820.6 | 134.1632 | 1820.6 | 1820.6 | 134.1632 | 1820.6 | 71.3 | 15.7675 | 1820.6 | 134.1632 | 1820.6
3500 |  | 1815.6 | 131.456 | 1815.6 | 1815.6 | 131.456 | 1815.6 | 1815.6 | 131.456 | 1815.6 | 72.3 | 10.125 | 1815.6 | 131.456 | 1815.6
3501 |  | 1844.5 | 134.2309 | 1844.5 | 1844.5 | 134.2309 | 1844.5 | 1844.5 | 134.2309 | 1844.5 | 72.3 | 12.4656 | 1844.5 | 134.2309 | 1844.5
3502 |  | 1808.3 | 134.0003 | 1808.3 | 1808.3 | 134.0003 | 1808.3 | 1808.3 | 134.0003 | 1808.3 | 72 | 13.3928 | 1808.3 | 134.0003 | 1808.3
3503 |  | 1735.7 | 135.693 | 1735.7 | 1735.7 | 135.693 | 1735.7 | 1735.7 | 135.693 | 1735.7 | 73 | 12.786 | 1735.7 | 135.693 | 1735.7
3504 |  | 1679.9 | 135.8559 | 1679.9 | 1679.9 | 135.8559 | 1679.9 | 1679.9 | 135.8559 | 1679.9 | 72.2 | 13.553 | 1679.9 | 135.8559 | 1679.9
3505 |  | 1607.8 | 135.0922 | 1607.8 | 1607.8 | 135.0922 | 1607.8 | 1607.8 | 135.0922 | 1607.8 | 73.1 | 11.16 | 1607.8 | 135.0922 | 1607.8
3506 |  | 1569.4 | 134.8067 | 1569.4 | 1569.4 | 134.8067 | 1569.4 | 1569.4 | 134.8067 | 1569.4 | 72.8 | 15.1338 | 1569.4 | 134.8067 | 1569.4
3507 |  | 1589.7 | 135.0638 | 1589.7 | 1589.7 | 135.0638 | 1589.7 | 1589.7 | 135.0638 | 1589.7 | 71.7 | 15.7575 | 1589.7 | 135.0638 | 1589.7
3508 |  | 1560.5 | 133.5183 | 1560.5 | 1560.5 | 133.5183 | 1560.5 | 1560.5 | 133.5183 | 1560.5 | 72 | 12.6125 | 1560.5 | 133.5183 | 1560.5
3509 |  | 1572.7 | 132.7627 | 1572.7 | 1572.7 | 132.7627 | 1572.7 | 1572.7 | 132.7627 | 1572.7 | 72.4 | 13.03 | 1572.7 | 132.7627 | 1572.7
3510 |  | 1508.2 | 133.0987 | 1508.2 | 1508.2 | 133.0987 | 1508.2 | 1508.2 | 133.0987 | 1508.2 | 71 | 15.205 | 1508.2 | 133.0987 | 1508.2
3511 |  | 1420.7 | 131.3274 | 1420.7 | 1420.7 | 131.3274 | 1420.7 | 1420.7 | 131.3274 | 1420.7 | 71.9 | 12.675 | 1420.7 | 131.3274 | 1420.7
3512 |  | 1527 | 131.434 | 1527 | 1527 | 131.434 | 1527 | 1527 | 131.434 | 1527 | 72.1 | 13.8875 | 1527 | 131.434 | 1527
3513 |  | 1551.6 | 133.0994 | 1551.6 | 1551.6 | 133.0994 | 1551.6 | 1551.6 | 133.0994 | 1551.6 | 72.2 | 17.6381 | 1551.6 | 133.0994 | 1551.6
3514 |  | 1639.9 | 136.2478 | 1639.9 | 1639.9 | 136.2478 | 1639.9 | 1639.9 | 136.2478 | 1639.9 | 71.9 | 20.4106 | 1639.9 | 136.2478 | 1639.9
3515 |  | 1640.7 | 134.4015 | 1640.7 | 1640.7 | 134.4015 | 1640.7 | 1640.7 | 134.4015 | 1640.7 | 71.6 | 18.8231 | 1640.7 | 134.4015 | 1640.7
3516 |  | 1628 | 131.1734 | 1628 | 1628 | 131.1734 | 1628 | 1628 | 131.1734 | 1628 | 72.3 | 22.1725 | 1628 | 131.1734 | 1628
3517 |  | 1577.1 | 134.5275 | 1577.1 | 1577.1 | 134.5275 | 1577.1 | 1577.1 | 134.5275 | 1577.1 | 71 | 18.6856 | 1577.1 | 134.5275 | 1577.1
3518 |  | 1657.9 | 135.6294 | 1657.9 | 1657.9 | 134.7182 | 1657.9 | 1657.9 | 135.6294 | 1657.9 | 72.9 | 17.3244 | 1657.9 | 135.6294 | 1657.9
3519 |  | 1665.6 | 134.909 | 1665.6 | 1665.6 | 134.909 | 1665.6 | 1665.6 | 134.909 | 1665.6 | 71.3 | 18.2525 | 1665.6 | 134.909 | 1665.6
3520 |  | 1621.7 | 132.8949 | 1621.7 | 1621.7 | 132.8949 | 1621.7 | 1621.7 | 132.8949 | 1621.7 | 72.3 | 18.8188 | 1621.7 | 132.8949 | 1621.7
3521 |  | 1646.6 | 134.096 | 1646.6 | 1646.6 | 134.096 | 1646.6 | 1646.6 | 134.096 | 1646.6 | 72.7 | 16.7056 | 1646.6 | 134.096 | 1646.6
3522 |  | 1660.4 | 130.1348 | 1660.4 | 1660.4 | 130.1348 | 1660.4 | 1660.4 | 130.1348 | 1660.4 | 72.2 | 15.6712 | 1660.4 | 130.1348 | 1660.4
3523 |  | 1867.1 | 135.4281 | 1867.1 | 1867.1 | 135.4281 | 1867.1 | 1867.1 | 135.4281 | 1867.1 | 72.2 | 16.3619 | 1867.1 | 135.4281 | 1867.1
3524 |  | 1934.4 | 133.9019 | 1934.4 | 1934.4 | 133.9019 | 1934.4 | 1934.4 | 133.9019 | 1934.4 | 72.9 | 12.1588 | 1934.4 | 133.9019 | 1934.4
3525 |  | 1930.7 | 132.1448 | 1930.7 | 1930.7 | 132.1448 | 1930.7 | 1930.7 | 132.1448 | 1930.7 | 71.6 | 12.4814 | 1930.7 | 132.1448 | 1930.7
3526 |  | 1886.8 | 133.1778 | 1886.8 | 1886.8 | 133.1778 | 1886.8 | 1886.8 | 133.1778 | 1886.8 | 71.4 | 10.4457 | 1886.8 | 133.1778 | 1886.8
3527 |  | 1815.2 | 134.6055 | 1815.2 | 1815.2 | 134.6055 | 1815.2 | 1815.2 | 134.6055 | 1815.2 | 72.6 | 13.6673 | 1815.2 | 134.6055 | 1815.2
3528 |  | 1805.1 | 133.2221 | 1805.1 | 1805.1 | 133.2221 | 1805.1 | 1805.1 | 133.2221 | 1805.1 | 71.9 | 11.0387 | 1805.1 | 133.2221 | 1805.1
3529 |  | 1703.3 | 131.0047 | 1703.3 | 1703.3 | 131.0047 | 1703.3 | 1703.3 | 131.0047 | 1703.3 | 72.7 | 10.2633 | 1703.3 | 131.0047 | 1703.3
3530 |  | 1703.8 | 130.5656 | 1703.8 | 1703.8 | 130.5656 | 1703.8 | 1703.8 | 130.5656 | 1703.8 | 71.5 | 13.3896 | 1703.8 | 130.5656 | 1703.8
3531 |  | 1642.9 | 129.4365 | 1642.9 | 1642.9 | 129.4365 | 1642.9 | 1642.9 | 129.4365 | 1642.9 | 72.6 | 16.9758 | 1642.9 | 129.4365 | 1642.9
3532 |  | 1652.6 | 129.2431 | 1652.6 | 1652.6 | 129.2431 | 1652.6 | 1652.6 | 129.2431 | 1652.6 | 72.9 | 14.2842 | 1652.6 | 129.2431 | 1652.6
3533 |  | 1618.8 | 130.4535 | 1618.8 | 1618.8 | 130.4535 | 1618.8 | 1618.8 | 130.4535 | 1618.8 | 71.5 | 13.8933 | 1618.8 | 130.4535 | 1618.8
3534 |  | 1514.4 | 129.1566 | 1514.4 | 1514.4 | 129.1566 | 1514.4 | 1514.4 | 129.1566 | 1514.4 | 72.4 | 17.1517 | 1514.4 | 129.1566 | 1514.4
3535 |  | 1426.3 | 131.4099 | 1426.3 | 1426.3 | 131.4099 | 1426.3 | 1426.3 | 131.4099 | 1426.3 | 71.7 | 13.6383 | 1426.3 | 131.4099 | 1426.3
3536 |  | 1512.9 | 131.434 | 1512.9 | 1512.9 | 131.434 | 1512.9 | 1512.9 | 131.434 | 1512.9 | 72.3 | 14.9525 | 1512.9 | 131.434 | 1512.9
3537 |  | 1576.5 | 132.59 | 1576.5 | 1576.5 | 132.59 | 1576.5 | 1576.5 | 132.59 | 1576.5 | 71.9 | 18.7769 | 1576.5 | 132.59 | 1576.5
3538 |  | 1342.7 | 132.845 | 1342.7 | 1342.7 | 132.845 | 1342.7 | 1342.7 | 132.845 | 1342.7 | 71.9 | 19.4277 | 1342.7 | 132.845 | 1342.7
3539 |  | 1338 | 132.7832 | 1338 | 1338 | 132.7832 | 1338 | 1338 | 132.7832 | 1338 | 71.6 | 20.0452 | 1338 | 132.7832 | 1338
3540 |  | 1319.9 | 132.6245 | 1319.9 | 1319.9 | 132.6245 | 1319.9 | 1319.9 | 132.6245 | 1319.9 | 71.8 | 20.6608 | 1319.9 | 132.6245 | 1319.9
3541 |  | 1418.2 | 122.8594 | 1418.2 | 1418.2 | 122.8594 | 1418.2 | 1418.2 | 122.8594 | 1418.2 | 72.3 | 18.4394 | 1418.2 | 122.8594 | 1418.2
3542 |  | 1393.6 | 112.4548 | 1393.6 | 1393.6 | 112.4548 | 1393.6 | 1393.6 | 112.4548 | 1393.6 | 72.3 | 15.144 | 1393.6 | 112.4548 | 1393.6
3543 |  | 1406.1 | 111.5029 | 1406.1 | 1406.1 | 111.5029 | 1406.1 | 1406.1 | 111.5029 | 1406.1 | 71.3 | 18.4008 | 1406.1 | 111.5029 | 1406.1
3544 |  | 1429 | 109.4305 | 1429 | 1429 | 109.4305 | 1429 | 1429 | 109.4305 | 1429 | 71.8 | 15.4279 | 1429 | 109.4305 | 1429
3545 |  | 1484.6 | 110.6279 | 1484.6 | 1484.6 | 110.6279 | 1484.6 | 1484.6 | 110.6279 | 1484.6 | 71.9 | 14.1027 | 1484.6 | 110.6279 | 1484.6
3546 |  | 1490.6 | 132.4202 | 1490.6 | 1490.6 | 132.4202 | 1490.6 | 1490.6 | 132.4202 | 1490.6 | 72.3 | 14.8488 | 1490.6 | 132.4202 | 1490.6
3547 |  | 1769.3 | 133.2622 | 1769.3 | 1769.3 | 133.2622 | 1769.3 | 1769.3 | 133.2622 | 1769.3 | 68.2 | 13.9798 | 1769.3 | 133.2622 | 1769.3
3548 |  | 1850.9 | 134.3341 | 1850.9 | 1850.9 | 134.3341 | 1850.9 | 1850.9 | 134.3341 | 1850.9 | 71.2 | 11.0546 | 1850.9 | 134.3341 | 1850.9
3549 |  | 1826.6 | 133.3213 | 1826.6 | 1826.6 | 133.3213 | 1826.6 | 1826.6 | 133.3213 | 1826.6 | 70.6 | 12.8757 | 1826.6 | 133.3213 | 1826.6
3550 |  | 1832.9 | 132.8175 | 1832.9 | 1832.9 | 132.8175 | 1832.9 | 1832.9 | 132.8175 | 1832.9 | 71.6 | 13.9478 | 1832.9 | 132.8175 | 1832.9
3551 |  | 1650.3 | 133.9733 | 1650.3 | 1650.3 | 133.9733 | 1650.3 | 1650.3 | 133.9733 | 1650.3 | 72.1 | 12.6367 | 1650.3 | 133.9733 | 1650.3
3552 |  | 1668.6 | 134.1916 | 1668.6 | 1668.6 | 134.1916 | 1668.6 | 1668.6 | 134.1916 | 1668.6 | 71.4 | 13.8283 | 1668.6 | 134.1916 | 1668.6
3553 |  | 1590.2 | 133.4253 | 1590.2 | 1590.2 | 133.4253 | 1590.2 | 1590.2 | 133.4253 | 1590.2 | 71.2 | 9.2667 | 1590.2 | 133.4253 | 1590.2
3554 |  | 1546.7 | 132.737 | 1546.7 | 1546.7 | 132.737 | 1546.7 | 1546.7 | 132.737 | 1546.7 | 71.1 | 15.0948 | 1546.7 | 132.737 | 1546.7
3555 |  | 1558.6 | 133.9074 | 1558.6 | 1558.6 | 133.9074 | 1558.6 | 1558.6 | 133.9074 | 1558.6 | 71 | 15.3379 | 1558.6 | 133.9074 | 1558.6
3556 |  | 1557.2 | 133.6489 | 1557.2 | 1557.2 | 133.6489 | 1557.2 | 1557.2 | 133.6489 | 1557.2 | 70.8 | 10.8871 | 1557.2 | 133.6489 | 1557.2
3557 |  | 1545 | 135.3967 | 1545 | 1545 | 135.3967 | 1545 | 1545 | 135.3967 | 1545 | 70.8 | 12.5467 | 1545 | 135.3967 | 1545
3558 |  | 1464 | 134.2529 | 1464 | 1464 | 134.2529 | 1464 | 1464 | 134.2529 | 1464 | 71 | 15.8808 | 1464 | 134.2529 | 1464
3559 |  | 1456 | 134.4805 | 1456 | 1456 | 134.4805 | 1456 | 1456 | 134.4805 | 1456 | 70.4 | 12.9342 | 1456 | 134.4805 | 1456
3560 |  | 1439 | 134.6128 | 1439 | 1439 | 134.6128 | 1439 | 1439 | 134.6128 | 1439 | 69.5 | 13.9663 | 1439 | 134.6128 | 1439
3561 |  | 1406.3 | 133.4029 | 1406.3 | 1406.3 | 133.4029 | 1406.3 | 1406.3 | 133.4029 | 1406.3 | 71.1 | 17.76 | 1406.3 | 133.4029 | 1406.3
3562 |  | 1360.5 | 133.0703 | 1360.5 | 1360.5 | 133.0703 | 1360.5 | 1360.5 | 133.0703 | 1360.5 | 70.9 | 15.02 | 1360.5 | 133.0703 | 1360.5
3563 |  | 1370 | 129.7939 | 1370 | 1370 | 129.7939 | 1370 | 1370 | 129.7939 | 1370 | 71.1 | 18.31 | 1370 | 129.7939 | 1370
3564 |  | 1384.7 | 133.6438 | 1384.7 | 1384.7 | 133.6438 | 1384.7 | 1384.7 | 133.6438 | 1384.7 | 71.9 | 16.59 | 1384.7 | 133.6438 | 1384.7
3565 |  | 1412.9 | 133.3474 | 1412.9 | 1412.9 | 133.3474 | 1412.9 | 1412.9 | 133.3474 | 1412.9 | 71.3 | 16.08 | 1412.9 | 133.3474 | 1412.9
3566 |  | 1437.1 | 134.3293 | 1437.1 | 1437.1 | 134.3293 | 1437.1 | 1437.1 | 134.3293 | 1437.1 | 71.6 | 14.54 | 1437.1 | 134.3293 | 1437.1
3567 |  | 1459 | 137.1698 | 1459 | 1459 | 137.1698 | 1459 | 1459 | 137.1698 | 1459 | 71.5 | 15.79 | 1459 | 137.1698 | 1459
3568 |  | 1476.2 | 134.6625 | 1476.2 | 1476.2 | 134.6625 | 1476.2 | 1476.2 | 134.6625 | 1476.2 | 71.3 | 15.07 | 1476.2 | 134.6625 | 1476.2
3569 |  | 1499.5 | 135.2777 | 1499.5 | 1499.5 | 135.2777 | 1499.5 | 1499.5 | 135.2777 | 1499.5 | 71.8 | 16.9 | 1499.5 | 135.2777 | 1499.5
3570 |  | 1624 | 131.5284 | 1624 | 1624 | 131.5284 | 1624 | 1624 | 131.5284 | 1624 | 71.8 | 14.09 | 1624 | 131.5284 | 1624
3571 |  | 1815.3 | 134.8594 | 1815.3 | 1815.3 | 134.8594 | 1815.3 | 1815.3 | 134.8594 | 1815.3 | 70.3 | 17.19 | 1815.3 | 134.8594 | 1815.3
3572 |  | 1834.6 | 133.7018 | 1834.6 | 1834.6 | 133.7018 | 1834.6 | 1834.6 | 133.7018 | 1834.6 | 71.4 | 12.45 | 1834.6 | 133.7018 | 1834.6
3573 |  | 1807.2 | 134.0124 | 1807.2 | 1807.2 | 134.0124 | 1807.2 | 1807.2 | 134.0124 | 1807.2 | 71.7 | 11.9125 | 1807.2 | 134.0124 | 1807.2
3574 |  | 1733.8 | 133.0702 | 1733.8 | 1733.8 | 133.0702 | 1733.8 | 1733.8 | 133.0702 | 1733.8 | 72.3 | 10.3262 | 1733.8 | 133.0702 | 1733.8
3575 |  | 1656.1 | 134.4024 | 1656.1 | 1656.1 | 134.4024 | 1656.1 | 1656.1 | 134.4024 | 1656.1 | 72.3 | 13.8508 | 1656.1 | 134.4024 | 1656.1
3576 |  | 1547.8 | 132.0004 | 1547.8 | 1547.8 | 132.0004 | 1547.8 | 1547.8 | 132.0004 | 1547.8 | 71.7 | 11.2954 | 1547.8 | 132.0004 | 1547.8
3577 |  | 1561 | 133.2714 | 1561 | 1561 | 133.2714 | 1561 | 1561 | 133.2714 | 1561 | 71.3 | 8.27 | 1561 | 133.2714 | 1561
3578 |  | 1533.7 | 133.0119 | 1533.7 | 1533.7 | 133.0119 | 1533.7 | 1533.7 | 133.0119 | 1533.7 | 71.4 | 16.8 | 1533.7 | 133.0119 | 1533.7
3579 |  | 1491 | 133.3656 | 1491 | 1491 | 133.3656 | 1491 | 1491 | 133.3656 | 1491 | 71.1 | 13.7 | 1491 | 133.3656 | 1491
3580 |  | 1465.8 | 133.4304 | 1465.8 | 1465.8 | 133.4304 | 1465.8 | 1465.8 | 133.4304 | 1465.8 | 71.6 | 7.49 | 1465.8 | 133.4304 | 1465.8
3581 |  | 1505.6 | 135.4934 | 1505.6 | 1505.6 | 135.4934 | 1505.6 | 1505.6 | 135.4934 | 1505.6 | 71.7 | 11.2 | 1505.6 | 135.4934 | 1505.6
3582 |  | 1501.8 | 133.536 | 1501.8 | 1501.8 | 133.536 | 1501.8 | 1501.8 | 133.536 | 1501.8 | 72.3 | 14.61 | 1501.8 | 133.536 | 1501.8
3583 |  | 1418.8 | 134.1211 | 1418.8 | 1418.8 | 134.1211 | 1418.8 | 1418.8 | 134.1211 | 1418.8 | 72.2 | 12.23 | 1418.8 | 134.1211 | 1418.8
3584 |  | 1499.6 | 134.3222 | 1499.6 | 1499.6 | 134.3222 | 1499.6 | 1499.6 | 134.3222 | 1499.6 | 71.9 | 12.98 | 1499.6 | 134.3222 | 1499.6
3585 |  | 1520 | 136.3979 | 1520 | 1520 | 136.3979 | 1520 | 1520 | 136.3979 | 1520 | 72.2 | 16.8 | 1520 | 136.3979 | 1520
3586 |  | 1620.2 | 138.5483 | 1620.2 | 1620.2 | 138.5483 | 1620.2 | 1620.2 | 138.5483 | 1620.2 | 72.5 | 28.51 | 1620.2 | 138.5483 | 1620.2
3587 |  | 1629.7 | 140.3979 | 1629.7 | 1629.7 | 140.3979 | 1629.7 | 1629.7 | 140.3979 | 1629.7 | 72.2 | 18.24 | 1629.7 | 140.3979 | 1629.7
3588 |  | 1600 | 138.8889 | 1600 | 1600 | 138.8889 | 1600 | 1600 | 138.8889 | 1600 | 71.9 | 26.88 | 1600 | 138.8889 | 1600
3589 |  | 1669.1 | 134.643 | 1669.1 | 1669.1 | 134.643 | 1669.1 | 1669.1 | 134.643 | 1669.1 | 72.1 | 25.25 | 1669.1 | 134.643 | 1669.1
3590 |  | 1629.6 | 133.4094 | 1629.6 | 1629.6 | 133.4094 | 1629.6 | 1629.6 | 133.4094 | 1629.6 | 72.1 | 17.19 | 1629.6 | 133.4094 | 1629.6
3591 |  | 1611.8 | 136.1147 | 1611.8 | 1611.8 | 136.1147 | 1611.8 | 1611.8 | 136.1147 | 1611.8 | 71.5 | 17.08 | 1611.8 | 136.1147 | 1611.8
3592 |  | 1571.6 | 137.1667 | 1571.6 | 1571.6 | 137.1667 | 1571.6 | 1571.6 | 137.1667 | 1571.6 | 71.7 | 26.88 | 1571.6 | 137.1667 | 1571.6
3593 |  | 1628.3 | 139.0291 | 1628.3 | 1628.3 | 139.0291 | 1628.3 | 1628.3 | 139.0291 | 1628.3 | 72.3 | 24.76 | 1628.3 | 139.0291 | 1628.3
3594 |  | 1678.5 | 137.3224 | 1678.5 | 1678.5 | 137.3224 | 1678.5 | 1678.5 | 137.3224 | 1678.5 | 71.1 | 17.9 | 1678.5 | 137.3224 | 1678.5
3595 |  | 1738.6 | 136.1492 | 1738.6 | 1738.6 | 136.1492 | 1738.6 | 1738.6 | 136.1492 | 1738.6 | 72.1 | 20.86 | 1738.6 | 136.1492 | 1738.6
3596 |  | 1823.1 | 134.7222 | 1823.1 | 1823.1 | 134.7222 | 1823.1 | 1823.1 | 134.7222 | 1823.1 | 72.5 | 11.47 | 1823.1 | 134.7222 | 1823.1
3597 |  | 1806.5 | 133.7944 | 1806.5 | 1806.5 | 133.7944 | 1806.5 | 1806.5 | 133.7944 | 1806.5 | 72.2 | 12.84 | 1806.5 | 133.7944 | 1806.5
3598 |  | 1750.4 | 132.4479 | 1750.4 | 1750.4 | 132.4479 | 1750.4 | 1750.4 | 132.4479 | 1750.4 | 71.4 | 12.795 | 1750.4 | 132.4479 | 1750.4
3599 |  | 1692.9 | 136.495 | 1692.9 | 1692.9 | 136.495 | 1692.9 | 1692.9 | 136.495 | 1692.9 | 72.4 | 12.75 | 1692.9 | 136.495 | 1692.9
3600 |  | 1626.4 | 134.631 | 1626.4 | 1626.4 | 134.631 | 1626.4 | 1626.4 | 134.631 | 1626.4 | 72.6 | 22.17 | 1626.4 | 134.631 | 1626.4
3601 |  | 1592.8 | 123.279 | 1592.8 | 1592.8 | 123.279 | 1592.8 | 1592.8 | 123.279 | 1592.8 | 72.6 | 7.64 | 1592.8 | 123.279 | 1592.8
3602 |  | 1576.1 | 124.7991 | 1576.1 | 1576.1 | 124.7991 | 1576.1 | 1576.1 | 124.7991 | 1576.1 | 73.2 | 11.685 | 1576.1 | 124.7991 | 1576.1
3603 |  | 1523.5 | 123.0818 | 1523.5 | 1523.5 | 123.0818 | 1523.5 | 1523.5 | 123.0818 | 1523.5 | 73.1 | 22.1 | 1523.5 | 123.0818 | 1523.5
3604 |  | 1519.9 | 126.0777 | 1519.9 | 1519.9 | 126.0777 | 1519.9 | 1519.9 | 126.0777 | 1519.9 | 72.9 | 12.23 | 1519.9 | 126.0777 | 1519.9
3605 |  | 1527.4 | 127.0176 | 1527.4 | 1527.4 | 127.0176 | 1527.4 | 1527.4 | 127.0176 | 1527.4 | 72.9 | 10.1 | 1527.4 | 127.0176 | 1527.4
3606 |  | 1523.8 | 126.7396 | 1523.8 | 1523.8 | 126.7396 | 1523.8 | 1523.8 | 126.7396 | 1523.8 | 72.2 | 17.47 | 1523.8 | 126.7396 | 1523.8
3607 |  | 1469.9 | 132.9436 | 1469.9 | 1469.9 | 132.9436 | 1469.9 | 1469.9 | 132.9436 | 1469.9 | 71.5 | 11.23 | 1469.9 | 132.9436 | 1469.9
3608 |  | 1518.8 | 127.6128 | 1518.8 | 1518.8 | 127.6128 | 1518.8 | 1518.8 | 127.6128 | 1518.8 | 72.5 | 14.13 | 1518.8 | 127.6128 | 1518.8
3609 |  | 1505.3 | 111.2282 | 1505.3 | 1505.3 | 111.2282 | 1505.3 | 1505.3 | 111.2282 | 1505.3 | 70.5 | 15.6925 | 1505.3 | 111.2282 | 1505.3
3610 |  | 1626.1 | 119.7757 | 1626.1 | 1626.1 | 119.7757 | 1626.1 | 1626.1 | 119.7757 | 1626.1 | 71.8 | 19.545 | 1626.1 | 119.7757 | 1626.1
3611 |  | 1631.8 | 130.8092 | 1631.8 | 1631.8 | 130.8092 | 1631.8 | 1631.8 | 130.8092 | 1631.8 | 72.4 | 23.41 | 1631.8 | 130.8092 | 1631.8
3612 |  | 1623.4 | 128.4704 | 1623.4 | 1623.4 | 128.4704 | 1623.4 | 1623.4 | 128.4704 | 1623.4 | 72.7 | 20.02 | 1623.4 | 128.4704 | 1623.4
3613 |  | 1613.5 | 126.59 | 1613.5 | 1613.5 | 126.59 | 1613.5 | 1613.5 | 126.59 | 1613.5 | 72.5 | 18.05 | 1613.5 | 126.59 | 1613.5
3614 |  | 1640.3 | 126.8983 | 1640.3 | 1640.3 | 126.8983 | 1640.3 | 1640.3 | 126.8983 | 1640.3 | 72.3 | 15.05 | 1640.3 | 126.8983 | 1640.3
3615 |  | 1680 | 128.7257 | 1680 | 1680 | 128.7257 | 1680 | 1680 | 128.7257 | 1680 | 72.6 | 21.28 | 1680 | 128.7257 | 1680
3616 |  | 1467.5 | 134.2381 | 1467.5 | 1467.5 | 134.2381 | 1467.5 | 1467.5 | 134.2381 | 1467.5 | 72.6 | 9.96 | 1467.5 | 134.2381 | 1467.5
3617 |  | 1545.4 | 133.6921 | 1545.4 | 1545.4 | 133.6921 | 1545.4 | 1545.4 | 133.6921 | 1545.4 | 73.5 | 8.25 | 1545.4 | 133.6921 | 1545.4
3618 |  | 1614.7 | 132.0094 | 1614.7 | 1614.7 | 132.0094 | 1614.7 | 1614.7 | 132.0094 | 1614.7 | 72.1 | 14.62 | 1614.7 | 132.0094 | 1614.7
3619 |  | 1713.5 | 131.8713 | 1713.5 | 1713.5 | 131.8713 | 1713.5 | 1713.5 | 131.8713 | 1713.5 | 73.2 | 9.81 | 1713.5 | 131.8713 | 1713.5
3620 |  | 1645 | 131.9307 | 1645 | 1645 | 131.9307 | 1645 | 1645 | 131.9307 | 1645 | 71.9 | 10.88 | 1645 | 131.9307 | 1645
3621 |  | 1679.7 | 132.59 | 1679.7 | 1679.7 | 132.59 | 1679.7 | 1679.7 | 132.59 | 1679.7 | 73 | 13.68 | 1679.7 | 132.59 | 1679.7
3622 |  | 1713.2 | 132.4475 | 1713.2 | 1713.2 | 132.4475 | 1713.2 | 1713.2 | 132.4475 | 1713.2 | 73.1 | 12.86 | 1713.2 | 132.4475 | 1713.2
3623 |  | 1606.1 | 131.6086 | 1606.1 | 1606.1 | 131.6086 | 1606.1 | 1606.1 | 131.6086 | 1606.1 | 71.5 | 12.04 | 1606.1 | 131.6086 | 1606.1
3624 |  | 1618.8 | 130.9266 | 1618.8 | 1618.8 | 130.9266 | 1618.8 | 1618.8 | 130.9266 | 1618.8 | 73 | 14.91 | 1618.8 | 130.9266 | 1618.8
3625 |  | 1591 | 130.5637 | 1591 | 1591 | 130.5637 | 1591 | 1591 | 130.5637 | 1591 | 72.8 | 12.28 | 1591 | 130.5637 | 1591
3626 |  | 1575.9 | 130.2665 | 1575.9 | 1575.9 | 130.2665 | 1575.9 | 1575.9 | 130.2665 | 1575.9 | 73.4 | 17.22 | 1575.9 | 130.2665 | 1575.9
3627 |  | 1543.4 | 129.8785 | 1543.4 | 1543.4 | 129.8785 | 1543.4 | 1543.4 | 129.8785 | 1543.4 | 73.2 | 18.24 | 1543.4 | 129.8785 | 1543.4
3628 |  | 1522.1 | 127.0712 | 1522.1 | 1522.1 | 127.0712 | 1522.1 | 1522.1 | 127.0712 | 1522.1 | 72.5 | 19.35 | 1522.1 | 127.0712 | 1522.1
3629 |  | 1580 | 127.9465 | 1580 | 1580 | 127.9465 | 1580 | 1580 | 127.9465 | 1580 | 72.7 | 19.19 | 1580 | 127.9465 | 1580
3630 |  | 1481.7 | 130.7538 | 1481.7 | 1481.7 | 130.7538 | 1481.7 | 1481.7 | 130.7538 | 1481.7 | 73.2 | 12.52 | 1481.7 | 130.7538 | 1481.7
3631 |  | 1478.7 | 130.0533 | 1478.7 | 1478.7 | 130.0533 | 1478.7 | 1478.7 | 130.0533 | 1478.7 | 71.6 | 13.14 | 1478.7 | 130.0533 | 1478.7
3632 |  | 1464 | 118.704 | 1464 | 1464 | 118.704 | 1464 | 1464 | 118.704 | 1464 | 72.5 | 15.1375 | 1464 | 118.704 | 1464
3633 |  | 1477.7 | 104.167 | 1477.7 | 1477.7 | 104.167 | 1477.7 | 1477.7 | 104.167 | 1477.7 | 72.2 | 17.0869 | 1477.7 | 104.167 | 1477.7
3634 |  | 1496.4 | 103.8548 | 1496.4 | 1496.4 | 103.8548 | 1496.4 | 1496.4 | 103.8548 | 1496.4 | 72.4 | 10.33 | 1496.4 | 103.8548 | 1496.4
3635 |  | 1497.7 | 101.0657 | 1497.7 | 1497.7 | 101.0657 | 1497.7 | 1497.7 | 101.0657 | 1497.7 | 71.4 | 24.56 | 1497.7 | 101.0657 | 1497.7
3636 |  | 1525.4 | 103.7779 | 1525.4 | 1525.4 | 103.7779 | 1525.4 | 1525.4 | 103.7779 | 1525.4 | 70.3 | 15.51 | 1525.4 | 103.7779 | 1525.4
3637 |  | 1518.8 | 103.0328 | 1518.8 | 1518.8 | 103.0328 | 1518.8 | 1518.8 | 103.0328 | 1518.8 | 70.8 | 18.57 | 1518.8 | 103.0328 | 1518.8
3638 |  | 1516.6 | 99.8012 | 1516.6 | 1516.6 | 99.8012 | 1516.6 | 1516.6 | 99.8012 | 1516.6 | 71.7 | 19.32 | 1516.6 | 99.8012 | 1516.6
3639 |  | 1432.7 | 102.4345 | 1432.7 | 1432.7 | 102.4345 | 1432.7 | 1432.7 | 102.4345 | 1432.7 | 73.3 | 20.5 | 1432.7 | 102.4345 | 1432.7
3640 |  | 1540.3 | 101.3574 | 1540.3 | 1540.3 | 101.3574 | 1540.3 | 1540.3 | 101.3574 | 1540.3 | 72.4 | 23.45 | 1540.3 | 101.3574 | 1540.3
3641 |  | 1549.7 | 102.5057 | 1549.7 | 1549.7 | 102.5057 | 1549.7 | 1549.7 | 102.5057 | 1549.7 | 73.4 | 19.5 | 1549.7 | 102.5057 | 1549.7
3642 |  | 1640.6 | 100.3966 | 1640.6 | 1640.6 | 100.3966 | 1640.6 | 1640.6 | 100.3966 | 1640.6 | 70.1 | 21.6 | 1640.6 | 100.3966 | 1640.6
3643 |  | 1745.7 | 104.3314 | 1745.7 | 1745.7 | 104.3314 | 1745.7 | 1745.7 | 104.3314 | 1745.7 | 71.7 | 19.28 | 1745.7 | 104.3314 | 1745.7
3644 |  | 1795.9 | 101.5764 | 1795.9 | 1795.9 | 101.5764 | 1795.9 | 1795.9 | 101.5764 | 1795.9 | 71.5 | 17.35 | 1795.9 | 101.5764 | 1795.9
3645 |  | 1818.2 | 99.7414 | 1818.2 | 1818.2 | 99.7414 | 1818.2 | 1818.2 | 99.7414 | 1818.2 | 71.8 | 20.17 | 1818.2 | 99.7414 | 1818.2
3646 |  | 1783.3 | 102.8145 | 1783.3 | 1783.3 | 102.8145 | 1783.3 | 1783.3 | 102.8145 | 1783.3 | 72.7 | 15.65 | 1783.3 | 102.8145 | 1783.3
3647 |  | 1698 | 103.6351 | 1698 | 1698 | 103.6351 | 1698 | 1698 | 103.6351 | 1698 | 71.9 | 16.08 | 1698 | 103.6351 | 1698
3648 |  | 1677 | 103.2897 | 1677 | 1677 | 103.2897 | 1677 | 1677 | 103.2897 | 1677 | 71.3 | 16.89 | 1677 | 103.2897 | 1677
3649 |  | 1647.6 | 102.3175 | 1647.6 | 1647.6 | 102.3175 | 1647.6 | 1647.6 | 102.3175 | 1647.6 | 72 | 10.97 | 1647.6 | 102.3175 | 1647.6
3650 |  | 1643.3 | 101.5194 | 1643.3 | 1643.3 | 101.5194 | 1643.3 | 1643.3 | 101.5194 | 1643.3 | 71.2 | 10.62 | 1643.3 | 101.5194 | 1643.3
3651 |  | 1616.3 | 100.8819 | 1616.3 | 1616.3 | 100.8819 | 1616.3 | 1616.3 | 100.8819 | 1616.3 | 71.6 | 12.18 | 1616.3 | 100.8819 | 1616.3
3652 |  | 1627.5 | 101.0121 | 1627.5 | 1627.5 | 101.0121 | 1627.5 | 1627.5 | 101.0121 | 1627.5 | 72.1 | 17.87 | 1627.5 | 101.0121 | 1627.5
3653 |  | 1636.2 | 103.371 | 1636.2 | 1636.2 | 103.371 | 1636.2 | 1636.2 | 103.371 | 1636.2 | 72.1 | 14.77 | 1636.2 | 103.371 | 1636.2
3654 |  | 1605.3 | 103.8134 | 1605.3 | 1605.3 | 103.8134 | 1605.3 | 1605.3 | 103.8134 | 1605.3 | 72.6 | 16.37 | 1605.3 | 103.8134 | 1605.3
3655 |  | 1515.8 | 104.648 | 1515.8 | 1515.8 | 104.648 | 1515.8 | 1515.8 | 104.648 | 1515.8 | 71.8 | 11 | 1515.8 | 104.648 | 1515.8
3656 |  | 1549.5 | 102.7148 | 1549.5 | 1549.5 | 102.7148 | 1549.5 | 1549.5 | 102.7148 | 1549.5 | 71.9 | 12.3337 | 1549.5 | 102.7148 | 1549.5
3657 |  | 1620.6 | 136.0075 | 1620.6 | 1620.6 | 136.0075 | 1620.6 | 1620.6 | 136.0075 | 1620.6 | 71.4 | 10.4 | 1620.6 | 136.0075 | 1620.6
3658 |  | 1638.3 | 128.7986 | 1638.3 | 1638.3 | 128.7986 | 1638.3 | 1638.3 | 128.7986 | 1638.3 | 70.6 | 16.6 | 1638.3 | 128.7986 | 1638.3
3659 |  | 1653.9 | 129.3469 | 1653.9 | 1653.9 | 129.3469 | 1653.9 | 1653.9 | 129.3469 | 1653.9 | 71.8 | 28.2 | 1653.9 | 129.3469 | 1653.9
3660 |  | 1595.9 | 129.3816 | 1595.9 | 1595.9 | 129.3816 | 1595.9 | 1595.9 | 129.3816 | 1595.9 | 71.1 | 22.22 | 1595.9 | 129.3816 | 1595.9
3661 |  | 1573.7 | 130.4194 | 1573.7 | 1573.7 | 130.4194 | 1573.7 | 1573.7 | 130.4194 | 1573.7 | 69.1 | 23.3 | 1573.7 | 130.4194 | 1573.7
3662 |  | 1491.2 | 101.4389 | 1491.2 | 1491.2 | 101.4389 | 1491.2 | 1491.2 | 101.4389 | 1491.2 | 69.6 | 19.7 | 1491.2 | 101.4389 | 1491.2
3663 |  | 1594.8 | 99.4055 | 1594.8 | 1594.8 | 99.4055 | 1594.8 | 1594.8 | 99.4055 | 1594.8 | 72 | 24.53 | 1594.8 | 99.4055 | 1594.8
3664 |  | 1589.8 | 132.9039 | 1589.8 | 1589.8 | 132.9039 | 1589.8 | 1589.8 | 132.9039 | 1589.8 | 71.3 | 19.46 | 1589.8 | 132.9039 | 1589.8
3665 |  | 1644.2 | 130.3304 | 1644.2 | 1644.2 | 130.3304 | 1644.2 | 1644.2 | 130.3304 | 1644.2 | 71.5 | 16.58 | 1644.2 | 130.3304 | 1644.2
3666 |  | 1650.6 | 125.7129 | 1650.6 | 1650.6 | 125.7129 | 1650.6 | 1650.6 | 125.7129 | 1650.6 | 72.5 | 15.615 | 1650.6 | 125.7129 | 1650.6
3667 |  | 1886.93 | 128.3647 | 1886.93 | 1886.93 | 128.3647 | 1886.93 | 1886.93 | 128.3647 | 1886.93 | 71.3 | 17.9113 | 1886.93 | 128.3647 | 1886.93
3668 |  | 1896.18 | 133.0421 | 1896.18 | 1896.18 | 133.0421 | 1896.18 | 1896.18 | 133.0421 | 1896.18 | 72.3 | 16.56 | 1896.18 | 133.0421 | 1896.18
3669 |  | 1837.7 | 122.7122 | 1837.7 | 1837.7 | 122.7122 | 1837.7 | 1837.7 | 122.7122 | 1837.7 | 72.3 | 12.97 | 1837.7 | 122.7122 | 1837.7
3670 |  | 1732.3 | 131.324 | 1732.3 | 1732.3 | 131.324 | 1732.3 | 1732.3 | 131.324 | 1732.3 | 72 | 13.51 | 1732.3 | 131.324 | 1732.3
3671 |  | 1673.1 | 132.4181 | 1673.1 | 1673.1 | 132.4181 | 1673.1 | 1673.1 | 132.4181 | 1673.1 | 73 | 17.33 | 1673.1 | 132.4181 | 1673.1
3672 |  | 1675.5 | 133.173 | 1675.5 | 1675.5 | 133.173 | 1675.5 | 1675.5 | 133.173 | 1675.5 | 72.2 | 17.52 | 1675.5 | 133.173 | 1675.5
3673 |  | 1624.4 | 134.453 | 1624.4 | 1624.4 | 134.453 | 1624.4 | 1624.4 | 134.453 | 1624.4 | 73.1 | 9.63 | 1624.4 | 134.453 | 1624.4
3674 |  | 1543.7 | 132.375 | 1543.7 | 1543.7 | 132.375 | 1543.7 | 1543.7 | 132.375 | 1543.7 | 72.8 | 13.32 | 1543.7 | 132.375 | 1543.7
3675 |  | 1536.4 | 131.8089 | 1536.4 | 1536.4 | 131.8089 | 1536.4 | 1536.4 | 131.8089 | 1536.4 | 71.7 | 10.77 | 1536.4 | 131.8089 | 1536.4
3676 |  | 1539.2 | 131.8372 | 1539.2 | 1539.2 | 131.8372 | 1539.2 | 1539.2 | 131.8372 | 1539.2 | 72 | 9.34 | 1539.2 | 131.8372 | 1539.2
3677 |  | 1549.4 | 133.0835 | 1549.4 | 1549.4 | 133.0835 | 1549.4 | 1549.4 | 133.0835 | 1549.4 | 72.4 | 10.35 | 1549.4 | 133.0835 | 1549.4
3678 |  | 1559.3 | 131.4366 | 1559.3 | 1559.3 | 131.4366 | 1559.3 | 1559.3 | 131.4366 | 1559.3 | 71 | 10.26 | 1559.3 | 131.4366 | 1559.3
3679 |  | 1489.7 | 131.7366 | 1489.7 | 1489.7 | 131.7366 | 1489.7 | 1489.7 | 131.7366 | 1489.7 | 71.9 | 16.96 | 1489.7 | 131.7366 | 1489.7
3680 |  | 1496.3 | 131.1312 | 1496.3 | 1496.3 | 131.1312 | 1496.3 | 1496.3 | 131.1312 | 1496.3 | 72.1 | 9.53 | 1496.3 | 131.1312 | 1496.3
3681 |  | 1567.1 | 132.6684 | 1567.1 | 1567.1 | 132.6684 | 1567.1 | 1567.1 | 132.6684 | 1567.1 | 72.2 | 17.81 | 1567.1 | 132.6684 | 1567.1
3682 |  | 1591.8 | 135.0782 | 1591.8 | 1591.8 | 135.0782 | 1591.8 | 1591.8 | 135.0782 | 1591.8 | 71.9 | 18.05 | 1591.8 | 135.0782 | 1591.8
3683 |  | 1563.4 | 132.8246 | 1563.4 | 1563.4 | 132.8246 | 1563.4 | 1563.4 | 132.8246 | 1563.4 | 71.6 | 20.82 | 1563.4 | 132.8246 | 1563.4
3684 |  | 1580.1 | 133.884 | 1580.1 | 1580.1 | 133.884 | 1580.1 | 1580.1 | 133.884 | 1580.1 | 72.3 | 18.86 | 1580.1 | 133.884 | 1580.1
3685 |  | 1527.6 | 133.678 | 1527.6 | 1527.6 | 133.678 | 1527.6 | 1527.6 | 133.678 | 1527.6 | 71 | 16.48 | 1527.6 | 133.678 | 1527.6
3686 |  | 1575.5 | 133.4964 | 1575.5 | 1575.5 | 133.4964 | 1575.5 | 1575.5 | 133.4964 | 1575.5 | 72.9 | 19.25 | 1575.5 | 133.4964 | 1575.5
3687 |  | 1555.8 | 133.8213 | 1555.8 | 1555.8 | 133.8213 | 1555.8 | 1555.8 | 133.8213 | 1555.8 | 71.3 | 18.87 | 1555.8 | 133.8213 | 1555.8
3688 |  | 1566.4 | 133.8918 | 1566.4 | 1566.4 | 133.8918 | 1566.4 | 1566.4 | 133.8918 | 1566.4 | 72.3 | 17.61 | 1566.4 | 133.8918 | 1566.4
3689 |  | 1536.5 | 137.261 | 1536.5 | 1536.5 | 137.261 | 1536.5 | 1536.5 | 137.261 | 1536.5 | 72.7 | 27.21 | 1536.5 | 137.261 | 1536.5
3690 |  | 1583.1 | 133.1388 | 1583.1 | 1583.1 | 133.1388 | 1583.1 | 1583.1 | 133.1388 | 1583.1 | 72.2 | 9.63 | 1583.1 | 133.1388 | 1583.1
3691 |  | 1828.88 | 134.7838 | 1828.88 | 1828.88 | 134.7838 | 1828.88 | 1828.88 | 134.7838 | 1828.88 | 72.2 | 16.5425 | 1828.88 | 134.7838 | 1828.88
3692 |  | 1820.18 | 132.9572 | 1820.18 | 1820.18 | 132.9572 | 1820.18 | 1820.18 | 132.9572 | 1820.18 | 72.9 | 15.73 | 1820.18 | 132.9572 | 1820.18
3693 |  | 1788.5 | 132.7285 | 1788.5 | 1788.5 | 132.7285 | 1788.5 | 1788.5 | 132.7285 | 1788.5 | 71.6 | 15.2638 | 1788.5 | 132.7285 | 1788.5
3694 |  | 1765.9 | 128.6859 | 1765.9 | 1765.9 | 128.6859 | 1765.9 | 1765.9 | 128.6859 | 1765.9 | 71.4 | 14.0663 | 1765.9 | 128.6859 | 1765.9
3695 |  | 1642.5 | 131.555 | 1642.5 | 1642.5 | 131.555 | 1642.5 | 1642.5 | 131.555 | 1642.5 | 72.6 | 16.885 | 1642.5 | 131.555 | 1642.5
3696 |  | 1597.3 | 129.1816 | 1597.3 | 1597.3 | 129.1816 | 1597.3 | 1597.3 | 129.1816 | 1597.3 | 71.9 | 16.8937 | 1597.3 | 129.1816 | 1597.3
3697 |  | 1634.9 | 128.0897 | 1634.9 | 1634.9 | 128.0897 | 1634.9 | 1634.9 | 128.0897 | 1634.9 | 72.7 | 10.8225 | 1634.9 | 128.0897 | 1634.9
3698 |  | 1572.2 | 125.1702 | 1572.2 | 1572.2 | 125.1702 | 1572.2 | 1572.2 | 125.1702 | 1572.2 | 71.5 | 13.37 | 1572.2 | 125.1702 | 1572.2
3699 |  | 1542.6 | 129.7256 | 1542.6 | 1542.6 | 129.7256 | 1542.6 | 1542.6 | 129.7256 | 1542.6 | 72.6 | 15.7825 | 1542.6 | 129.7256 | 1542.6
3700 |  | 1542.2 | 129.2227 | 1542.2 | 1542.2 | 129.2227 | 1542.2 | 1542.2 | 129.2227 | 1542.2 | 72.9 | 15.935 | 1542.2 | 129.2227 | 1542.2
3701 |  | 1529.1 | 129.6468 | 1529.1 | 1529.1 | 129.6468 | 1529.1 | 1529.1 | 129.6468 | 1529.1 | 71.5 | 15.0225 | 1529.1 | 129.6468 | 1529.1
3702 |  | 1352.3 | 128.5996 | 1352.3 | 1352.3 | 128.5996 | 1352.3 | 1352.3 | 128.5996 | 1352.3 | 72.4 | 14.765 | 1352.3 | 128.5996 | 1352.3
3703 |  | 1401.4 | 125.8717 | 1401.4 | 1401.4 | 125.8717 | 1401.4 | 1401.4 | 125.8717 | 1401.4 | 71.7 | 12.48 | 1401.4 | 125.8717 | 1401.4
3704 |  | 1502.3 | 135.8761 | 1502.3 | 1502.3 | 135.8761 | 1502.3 | 1502.3 | 135.8761 | 1502.3 | 72.3 | 11.7503 | 1502.3 | 135.8761 | 1502.3
3705 |  | 1433.4 | 126.0244 | 1433.4 | 1433.4 | 126.0244 | 1433.4 | 1433.4 | 126.0244 | 1433.4 | 71.9 | 14.0842 | 1433.4 | 126.0244 | 1433.4
3706 |  | 1435.5 | 128.5014 | 1435.5 | 1435.5 | 128.5014 | 1435.5 | 1435.5 | 128.5014 | 1435.5 | 71.9 | 16.8425 | 1435.5 | 128.5014 | 1435.5
3707 |  | 1490.4 | 121.1923 | 1490.4 | 1490.4 | 121.1923 | 1490.4 | 1490.4 | 121.1923 | 1490.4 | 71.6 | 21.8075 | 1490.4 | 121.1923 | 1490.4
3708 |  | 1516.9 | 128.4582 | 1516.9 | 1516.9 | 128.4582 | 1516.9 | 1516.9 | 128.4582 | 1516.9 | 71.8 | 17.11 | 1516.9 | 128.4582 | 1516.9
3709 |  | 1524.1 | 129.2381 | 1524.1 | 1524.1 | 129.2381 | 1524.1 | 1524.1 | 129.2381 | 1524.1 | 72.3 | 18.215 | 1524.1 | 129.2381 | 1524.1
3710 |  | 1541.6 | 129.4502 | 1541.6 | 1541.6 | 129.4502 | 1541.6 | 1541.6 | 129.4502 | 1541.6 | 72.3 | 19.78 | 1541.6 | 129.4502 | 1541.6
3711 |  | 1527.9 | 129.8036 | 1527.9 | 1527.9 | 129.8036 | 1527.9 | 1527.9 | 129.8036 | 1527.9 | 71.3 | 18.31 | 1527.9 | 129.8036 | 1527.9
3712 |  | 1547.7 | 128.5057 | 1547.7 | 1547.7 | 128.5057 | 1547.7 | 1547.7 | 128.5057 | 1547.7 | 71.8 | 16.8575 | 1547.7 | 128.5057 | 1547.7
3713 |  | 1548.9 | 129.254 | 1548.9 | 1548.9 | 129.254 | 1548.9 | 1548.9 | 129.254 | 1548.9 | 71.9 | 16.91 | 1548.9 | 129.254 | 1548.9
3714 |  | 1566.7 | 127.7362 | 1566.7 | 1566.7 | 127.7362 | 1566.7 | 1566.7 | 127.7362 | 1566.7 | 72.3 | 17.2563 | 1566.7 | 127.7362 | 1566.7
3715 |  | 1830.699 | 129.452 | 1830.699 | 1830.699 | 129.452 | 1830.699 | 1830.699 | 129.452 | 1830.699 | 68.2 | 16.0753 | 1830.699 | 129.452 | 1830.699
3716 |  | 1918.1975 | 127.2331 | 1918.1975 | 1918.1975 | 127.2331 | 1918.1975 | 1918.1975 | 127.2331 | 1918.1975 | 71.2 | 14.9 | 1918.1975 | 127.2331 | 1918.1975
3717 |  | 1922.9 | 127.5557 | 1922.9 | 1922.9 | 127.5557 | 1922.9 | 1922.9 | 127.5557 | 1922.9 | 70.6 | 17.5575 | 1922.9 | 127.5557 | 1922.9
3718 |  | 1888.9 | 125.6581 | 1888.9 | 1888.9 | 125.6581 | 1888.9 | 1888.9 | 125.6581 | 1888.9 | 71.6 | 14.6225 | 1888.9 | 125.6581 | 1888.9
3719 |  | 1832.4 | 126.2632 | 1832.4 | 1832.4 | 126.2632 | 1832.4 | 1832.4 | 126.2632 | 1832.4 | 72.1 | 16.44 | 1832.4 | 126.2632 | 1832.4
3720 |  | 1731.2 | 126.4535 | 1731.2 | 1731.2 | 126.4535 | 1731.2 | 1731.2 | 126.4535 | 1731.2 | 71.4 | 16.2675 | 1731.2 | 126.4535 | 1731.2
3721 |  | 1545.4 | 126.9262 | 1545.4 | 1545.4 | 126.9262 | 1545.4 | 1545.4 | 126.9262 | 1545.4 | 71.2 | 13.2275 | 1545.4 | 126.9262 | 1545.4
3722 |  | 1505.2 | 127.891 | 1505.2 | 1505.2 | 127.891 | 1505.2 | 1505.2 | 127.891 | 1505.2 | 71.1 | 14.1875 | 1505.2 | 127.891 | 1505.2
3723 |  | 1627.9 | 126.1981 | 1627.9 | 1627.9 | 126.1981 | 1627.9 | 1627.9 | 126.1981 | 1627.9 | 71 | 15.475 | 1627.9 | 126.1981 | 1627.9
3724 |  | 1584.8 | 125.9994 | 1584.8 | 1584.8 | 125.9994 | 1584.8 | 1584.8 | 125.9994 | 1584.8 | 70.8 | 16.7825 | 1584.8 | 125.9994 | 1584.8
3725 |  | 1536.4 | 127.5615 | 1536.4 | 1536.4 | 127.5615 | 1536.4 | 1536.4 | 127.5615 | 1536.4 | 70.8 | 16.67 | 1536.4 | 127.5615 | 1536.4
3726 |  | 1450.6 | 128.7287 | 1450.6 | 1450.6 | 128.7287 | 1450.6 | 1450.6 | 128.7287 | 1450.6 | 71 | 14.36 | 1450.6 | 128.7287 | 1450.6
3727 |  | 1342.4 | 125.4212 | 1342.4 | 1342.4 | 125.4212 | 1342.4 | 1342.4 | 125.4212 | 1342.4 | 70.4 | 13.155 | 1342.4 | 125.4212 | 1342.4
3728 |  | 1420.5 | 125.4023 | 1420.5 | 1420.5 | 125.4023 | 1420.5 | 1420.5 | 125.4023 | 1420.5 | 69.5 | 10.7984 | 1420.5 | 125.4023 | 1420.5
3729 |  | 1378.7 | 124.8725 | 1378.7 | 1378.7 | 124.8725 | 1378.7 | 1378.7 | 124.8725 | 1378.7 | 71.1 | 14.015 | 1378.7 | 124.8725 | 1378.7
3730 |  | 1355.6 | 131.0717 | 1355.6 | 1355.6 | 131.0717 | 1355.6 | 1355.6 | 131.0717 | 1355.6 | 70.9 | 16.7275 | 1355.6 | 131.0717 | 1355.6
3731 |  | 1363 | 130.5976 | 1363 | 1363 | 130.5976 | 1363 | 1363 | 130.5976 | 1363 | 71.1 | 21.0675 | 1363 | 130.5976 | 1363
3732 |  | 1390.1 | 129.5901 | 1390.1 | 1390.1 | 129.5901 | 1390.1 | 1390.1 | 129.5901 | 1390.1 | 71.9 | 16.9725 | 1390.1 | 129.5901 | 1390.1
3733 |  | 1459.6 | 129.3006 | 1459.6 | 1459.6 | 129.3006 | 1459.6 | 1459.6 | 129.3006 | 1459.6 | 71.3 | 16.185 | 1459.6 | 129.3006 | 1459.6
3734 |  | 1467.8 | 129.0105 | 1467.8 | 1467.8 | 129.0105 | 1467.8 | 1467.8 | 129.0105 | 1467.8 | 71.6 | 17.575 | 1467.8 | 129.0105 | 1467.8
3735 |  | 1475.7 | 130.9926 | 1475.7 | 1475.7 | 130.9926 | 1475.7 | 1475.7 | 130.9926 | 1475.7 | 71.5 | 17.0425 | 1475.7 | 130.9926 | 1475.7
3736 |  | 1482.1 | 130.0816 | 1482.1 | 1482.1 | 130.0816 | 1482.1 | 1482.1 | 130.0816 | 1482.1 | 71.3 | 14.855 | 1482.1 | 130.0816 | 1482.1
3737 |  | 1382.6 | 131.0341 | 1382.6 | 1382.6 | 131.0341 | 1382.6 | 1382.6 | 131.0341 | 1382.6 | 71.8 | 18.0775 | 1382.6 | 131.0341 | 1382.6
3738 |  | 1479 | 131.957 | 1479 | 1479 | 131.957 | 1479 | 1479 | 131.957 | 1479 | 71.8 | 14.2694 | 1479 | 131.957 | 1479
3739 |  | 1693.26 | 130.3213 | 1693.26 | 1693.26 | 130.3213 | 1693.26 | 1693.26 | 130.3213 | 1693.26 | 70.3 | 15.6659 | 1693.26 | 130.3213 | 1693.26
3740 |  | 1753.12 | 127.2882 | 1753.12 | 1753.12 | 127.2882 | 1753.12 | 1753.12 | 127.2882 | 1753.12 | 71.4 | 15.17 | 1753.12 | 127.2882 | 1753.12
3741 |  | 1789.8 | 130.4406 | 1789.8 | 1789.8 | 130.4406 | 1789.8 | 1789.8 | 130.4406 | 1789.8 | 71.7 | 13.6984 | 1789.8 | 130.4406 | 1789.8
3742 |  | 1735 | 131.1634 | 1735 | 1735 | 131.1634 | 1735 | 1735 | 131.1634 | 1735 | 72.3 | 13.3991 | 1735 | 131.1634 | 1735
3743 |  | 1589.6 | 130.1266 | 1589.6 | 1589.6 | 130.1266 | 1589.6 | 1589.6 | 130.1266 | 1589.6 | 72.3 | 15.3788 | 1589.6 | 130.1266 | 1589.6
3744 |  | 1521.4 | 130.4865 | 1521.4 | 1521.4 | 130.4865 | 1521.4 | 1521.4 | 130.4865 | 1521.4 | 71.7 | 13.7684 | 1521.4 | 130.4865 | 1521.4
3745 |  | 1485 | 130.8037 | 1485 | 1485 | 130.8037 | 1485 | 1485 | 130.8037 | 1485 | 71.3 | 7.64 | 1485 | 130.8037 | 1485
3746 |  | 1455.2 | 129.7208 | 1455.2 | 1455.2 | 129.7208 | 1455.2 | 1455.2 | 129.7208 | 1455.2 | 71.4 | 7.71 | 1455.2 | 129.7208 | 1455.2
3747 |  | 1467.4 | 130.5995 | 1467.4 | 1467.4 | 130.5995 | 1467.4 | 1467.4 | 130.5995 | 1467.4 | 71.1 | 7.84 | 1467.4 | 130.5995 | 1467.4
3748 |  | 1440.7 | 128.9177 | 1440.7 | 1440.7 | 128.9177 | 1440.7 | 1440.7 | 128.9177 | 1440.7 | 71.6 | 7.56 | 1440.7 | 128.9177 | 1440.7
3749 |  | 1481.5 | 129.4527 | 1481.5 | 1481.5 | 129.4527 | 1481.5 | 1481.5 | 129.4527 | 1481.5 | 71.7 | 7.87 | 1481.5 | 129.4527 | 1481.5
3750 |  | 1446.5 | 130.3029 | 1446.5 | 1446.5 | 130.3029 | 1446.5 | 1446.5 | 130.3029 | 1446.5 | 72.3 | 8.19 | 1446.5 | 130.3029 | 1446.5
3751 |  | 1453.6 | 130.101 | 1453.6 | 1453.6 | 130.101 | 1453.6 | 1453.6 | 130.101 | 1453.6 | 72.2 | 8.47 | 1453.6 | 130.101 | 1453.6
3752 |  | 1471.4 | 130.01 | 1471.4 | 1471.4 | 130.01 | 1471.4 | 1471.4 | 130.01 | 1471.4 | 71.9 | 9.04 | 1471.4 | 130.01 | 1471.4
3753 |  | 1513.2 | 132.3027 | 1513.2 | 1513.2 | 132.3027 | 1513.2 | 1513.2 | 132.3027 | 1513.2 | 72.2 | 12.3 | 1513.2 | 132.3027 | 1513.2
3754 |  | 1545 | 133.2647 | 1545 | 1545 | 133.2647 | 1545 | 1545 | 133.2647 | 1545 | 72.5 | 21.24 | 1545 | 133.2647 | 1545
3755 |  | 1497.7 | 130.2415 | 1497.7 | 1497.7 | 130.2415 | 1497.7 | 1497.7 | 130.2415 | 1497.7 | 72.2 | 20.43 | 1497.7 | 130.2415 | 1497.7
3756 |  | 1406.1 | 126.8203 | 1406.1 | 1406.1 | 126.8203 | 1406.1 | 1406.1 | 126.8203 | 1406.1 | 71.9 | 18.45 | 1406.1 | 126.8203 | 1406.1
3757 |  | 1462.8 | 104.0597 | 1462.8 | 1462.8 | 104.0597 | 1462.8 | 1462.8 | 104.0597 | 1462.8 | 72.1 | 17.59 | 1462.8 | 104.0597 | 1462.8
3758 |  | 1459.3 | 102.0664 | 1459.3 | 1459.3 | 102.0664 | 1459.3 | 1459.3 | 102.0664 | 1459.3 | 72.1 | 20.59 | 1459.3 | 102.0664 | 1459.3
3759 |  | 1481.9 | 131.9425 | 1481.9 | 1481.9 | 131.9425 | 1481.9 | 1481.9 | 131.9425 | 1481.9 | 71.5 | 14.96 | 1481.9 | 131.9425 | 1481.9
3760 |  | 1469.3 | 127.4693 | 1469.3 | 1469.3 | 127.4693 | 1469.3 | 1469.3 | 127.4693 | 1469.3 | 71.7 | 11.68 | 1469.3 | 127.4693 | 1469.3
3761 |  | 1513.4 | 129.4121 | 1513.4 | 1513.4 | 129.4121 | 1513.4 | 1513.4 | 129.4121 | 1513.4 | 72.3 | 16.53 | 1513.4 | 129.4121 | 1513.4
3762 |  | 1607.1 | 128.3638 | 1607.1 | 1607.1 | 128.3638 | 1607.1 | 1607.1 | 128.3638 | 1607.1 | 71.1 | 13.7 | 1607.1 | 128.3638 | 1607.1
3763 |  | 1818.47 | 131.3643 | 1818.47 | 1818.47 | 131.3643 | 1818.47 | 1818.47 | 131.3643 | 1818.47 | 72.1 | 11.75 | 1818.47 | 131.3643 | 1818.47
3764 |  | 1916.59 | 130.0571 | 1916.59 | 1916.59 | 130.0571 | 1916.59 | 1916.59 | 130.0571 | 1916.59 | 72.5 | 12.15 | 1916.59 | 130.0571 | 1916.59
3765 |  | 1906.4 | 128.3911 | 1906.4 | 1906.4 | 128.3911 | 1906.4 | 1906.4 | 128.3911 | 1906.4 | 72.2 | 21.7 | 1906.4 | 128.3911 | 1906.4
3766 |  | 1873.2 | 126.645 | 1873.2 | 1873.2 | 126.645 | 1873.2 | 1873.2 | 126.645 | 1873.2 | 71.4 | 17.72 | 1873.2 | 126.645 | 1873.2
3767 |  | 1761.2 | 125.2912 | 1761.2 | 1761.2 | 125.2912 | 1761.2 | 1761.2 | 125.2912 | 1761.2 | 72.4 | 17.29 | 1761.2 | 125.2912 | 1761.2
3768 |  | 1700.5 | 128.3832 | 1700.5 | 1700.5 | 128.3832 | 1700.5 | 1700.5 | 128.3832 | 1700.5 | 72.6 | 24.03 | 1700.5 | 128.3832 | 1700.5
3769 |  | 1631.8 | 129.63 | 1631.8 | 1631.8 | 129.63 | 1631.8 | 1631.8 | 129.63 | 1631.8 | 72.6 | 12.4 | 1631.8 | 129.63 | 1631.8
3770 |  | 1606.3 | 129.1049 | 1606.3 | 1606.3 | 129.1049 | 1606.3 | 1606.3 | 129.1049 | 1606.3 | 73.2 | 17.93 | 1606.3 | 129.1049 | 1606.3
3771 |  | 1605.6 | 130.6845 | 1605.6 | 1605.6 | 130.6845 | 1605.6 | 1605.6 | 130.6845 | 1605.6 | 73.1 | 24.87 | 1605.6 | 130.6845 | 1605.6
3772 |  | 1620.7 | 129.4458 | 1620.7 | 1620.7 | 129.4458 | 1620.7 | 1620.7 | 129.4458 | 1620.7 | 72.9 | 18.96 | 1620.7 | 129.4458 | 1620.7
3773 |  | 1618.7 | 137.0484 | 1618.7 | 1618.7 | 137.0484 | 1618.7 | 1618.7 | 137.0484 | 1618.7 | 72.9 | 18.26 | 1618.7 | 137.0484 | 1618.7
3774 |  | 1492.9 | 128.5241 | 1492.9 | 1492.9 | 128.5241 | 1492.9 | 1492.9 | 128.5241 | 1492.9 | 72.2 | 21.98 | 1492.9 | 128.5241 | 1492.9
3775 |  | 1507.4 | 130.1683 | 1507.4 | 1507.4 | 130.1683 | 1507.4 | 1507.4 | 130.1683 | 1507.4 | 71.5 | 17.31 | 1507.4 | 130.1683 | 1507.4
3776 |  | 1536.5 | 120.203 | 1536.5 | 1536.5 | 120.203 | 1536.5 | 1536.5 | 120.203 | 1536.5 | 72.5 | 10.49 | 1536.5 | 120.203 | 1536.5
3777 |  | 1585.7 | 120.4575 | 1585.7 | 1585.7 | 120.4575 | 1585.7 | 1585.7 | 120.4575 | 1585.7 | 70.5 | 16.55 | 1585.7 | 120.4575 | 1585.7
3778 |  | 1556.9 | 133.5044 | 1556.9 | 1556.9 | 133.5044 | 1556.9 | 1556.9 | 133.5044 | 1556.9 | 71.8 | 19.2 | 1556.9 | 133.5044 | 1556.9
3779 |  | 1560 | 123.8708 | 1560 | 1560 | 123.8708 | 1560 | 1560 | 123.8708 | 1560 | 72.4 | 14.04 | 1560 | 123.8708 | 1560
3780 |  | 1480.2 | 127.896 | 1480.2 | 1480.2 | 127.896 | 1480.2 | 1480.2 | 127.896 | 1480.2 | 72.7 | 12.26 | 1480.2 | 127.896 | 1480.2
3781 |  | 1557 | 125.5387 | 1557 | 1557 | 125.5387 | 1557 | 1557 | 125.5387 | 1557 | 72.5 | 13.4 | 1557 | 125.5387 | 1557
3782 |  | 1484.4 | 128.757 | 1484.4 | 1484.4 | 128.757 | 1484.4 | 1484.4 | 128.757 | 1484.4 | 72.3 | 19.51 | 1484.4 | 128.757 | 1484.4
3783 |  | 1461.1 | 130.0405 | 1461.1 | 1461.1 | 130.0405 | 1461.1 | 1461.1 | 130.0405 | 1461.1 | 72.6 | 13.25 | 1461.1 | 130.0405 | 1461.1
3784 |  | 1504.6 | 128.3076 | 1504.6 | 1504.6 | 128.3076 | 1504.6 | 1504.6 | 128.3076 | 1504.6 | 72.6 | 12.84 | 1504.6 | 128.3076 | 1504.6
3785 |  | 1582.7 | 131.7722 | 1582.7 | 1582.7 | 131.7722 | 1582.7 | 1582.7 | 131.7722 | 1582.7 | 73.5 | 15.03 | 1582.7 | 131.7722 | 1582.7
3786 |  | 1622.9 | 129.9289 | 1622.9 | 1622.9 | 129.9289 | 1622.9 | 1622.9 | 129.9289 | 1622.9 | 72.1 | 18.11 | 1622.9 | 129.9289 | 1622.9
3787 |  | 1781.2 | 129.3603 | 1781.2 | 1781.2 | 129.3603 | 1781.2 | 1781.2 | 129.3603 | 1781.2 | 73.2 | 15.36 | 1781.2 | 129.3603 | 1781.2
3788 |  | 1835.1 | 130.1367 | 1835.1 | 1835.1 | 130.1367 | 1835.1 | 1835.1 | 130.1367 | 1835.1 | 71.9 | 13.54 | 1835.1 | 130.1367 | 1835.1
3789 |  | 1867.2 | 131.165 | 1867.2 | 1867.2 | 131.165 | 1867.2 | 1867.2 | 131.165 | 1867.2 | 73 | 15.39 | 1867.2 | 131.165 | 1867.2
3790 |  | 1841 | 136.9484 | 1841 | 1841 | 136.9484 | 1841 | 1841 | 136.9484 | 1841 | 73.1 | 11.61 | 1841 | 136.9484 | 1841
3791 |  | 1699.9 | 133.4501 | 1699.9 | 1699.9 | 133.4501 | 1699.9 | 1699.9 | 133.4501 | 1699.9 | 71.5 | 15.06 | 1699.9 | 133.4501 | 1699.9
3792 |  | 1593.6 | 101.1912 | 1593.6 | 1593.6 | 101.1912 | 1593.6 | 1593.6 | 101.1912 | 1593.6 | 73 | 6.63 | 1593.6 | 101.1912 | 1593.6
3793 |  | 1467.4 | 132.2251 | 1467.4 | 1467.4 | 132.2251 | 1467.4 | 1467.4 | 132.2251 | 1467.4 | 72.8 | 19.91 | 1467.4 | 132.2251 | 1467.4
3794 |  | 1435.5 | 101.6854 | 1435.5 | 1435.5 | 101.6854 | 1435.5 | 1435.5 | 101.6854 | 1435.5 | 73.4 | 14.88 | 1435.5 | 101.6854 | 1435.5
3795 |  | 1449.85 | 97.6724 | 1449.85 | 1449.85 | 97.6724 | 1449.85 | 1449.85 | 97.6724 | 1449.85 | 73.2 | 14.08 | 1449.85 | 97.6724 | 1449.85
3796 |  | 1462.4 | 97.6986 | 1462.4 | 1462.4 | 97.6986 | 1462.4 | 1462.4 | 97.6986 | 1462.4 | 72.5 | 20.96 | 1462.4 | 97.6986 | 1462.4
3797 |  | 1464.85 | 100.3617 | 1464.85 | 1464.85 | 100.3617 | 1464.85 | 1464.85 | 100.3617 | 1464.85 | 72.7 | 23.3 | 1464.85 | 100.3617 | 1464.85
3798 |  | 1425.95 | 95.9619 | 1425.95 | 1425.95 | 95.9619 | 1425.95 | 1425.95 | 95.9619 | 1425.95 | 73.2 | 8.83 | 1425.95 | 95.9619 | 1425.95
3799 |  | 1376.25 | 101.5148 | 1376.25 | 1376.25 | 101.5148 | 1376.25 | 1376.25 | 101.5148 | 1376.25 | 71.6 | 7.35 | 1376.25 | 101.5148 | 1376.25
3800 |  | 1431.25 | 105.2002 | 1431.25 | 1431.25 | 105.2002 | 1431.25 | 1431.25 | 105.2002 | 1431.25 | 72.5 | 10.84 | 1431.25 | 105.2002 | 1431.25
3801 |  | 1444.8 | 122.8714 | 1444.8 | 1444.8 | 122.6562 | 1444.8 | 1444.8 | 122.8714 | 1444.8 | 72.2 | 13.53 | 1444.8 | 122.8714 | 1444.8
3802 |  | 1446.4 | 117.8631 | 1446.4 | 1446.4 | 130.0242 | 1446.4 | 1446.4 | 117.8631 | 1446.4 | 72.4 | 14.64 | 1446.4 | 117.8631 | 1446.4
3803 |  | 1433.35 | 126.7723 | 1433.35 | 1433.35 | 127.9433 | 1433.35 | 1433.35 | 126.7723 | 1433.35 | 71.4 | 11.865 | 1433.35 | 126.7723 | 1433.35
3804 |  | 1410.7 | 122.7793 | 1410.7 | 1410.7 | 122.7793 | 1410.7 | 1410.7 | 122.7793 | 1410.7 | 70.3 | 14.55 | 1410.7 | 122.7793 | 1410.7
3805 |  | 1453.4 | 102.4284 | 1453.4 | 1453.4 | 102.4284 | 1453.4 | 1453.4 | 102.4284 | 1453.4 | 70.8 | 11.56 | 1453.4 | 102.4284 | 1453.4
3806 |  | 1457.15 | 104.8498 | 1457.15 | 1457.15 | 104.8498 | 1457.15 | 1457.15 | 104.8498 | 1457.15 | 71.7 | 11.84 | 1457.15 | 104.8498 | 1457.15
3807 |  | 1388.55 | 108.8892 | 1388.55 | 1388.55 | 130.1103 | 1388.55 | 1388.55 | 108.8892 | 1388.55 | 73.3 | 14.435 | 1388.55 | 108.8892 | 1388.55
3808 |  | 1458.9 | 108.9398 | 1458.9 | 1458.9 | 129.4819 | 1458.9 | 1458.9 | 108.9398 | 1458.9 | 72.4 | 12.8475 | 1458.9 | 108.9398 | 1458.9
3809 |  | 1319 | 116.3584 | 1319 | 1319 | 116.3584 | 1319 | 1319 | 116.3584 | 1319 | 73.4 | 13.49 | 1319 | 116.3584 | 1319
3810 |  | 1556.2 | 118.2576 | 1556.2 | 1556.2 | 118.2576 | 1556.2 | 1556.2 | 118.2576 | 1556.2 | 70.1 | 13.7225 | 1556.2 | 118.2576 | 1556.2
3811 |  | 1657.9 | 101.454 | 1657.9 | 1657.9 | 101.454 | 1657.9 | 1657.9 | 101.454 | 1657.9 | 71.7 | 12.85 | 1657.9 | 101.454 | 1657.9
3812 |  | 1674.8 | 116.2882 | 1674.8 | 1674.8 | 116.2882 | 1674.8 | 1674.8 | 116.2882 | 1674.8 | 71.5 | 14.85 | 1674.8 | 116.2882 | 1674.8
3813 |  | 1626.8 | 117.9363 | 1626.8 | 1626.8 | 117.9363 | 1626.8 | 1626.8 | 117.9363 | 1626.8 | 71.8 | 11.17 | 1626.8 | 117.9363 | 1626.8
3814 |  | 1623.1 | 123.0658 | 1623.1 | 1623.1 | 123.0658 | 1623.1 | 1623.1 | 123.0658 | 1623.1 | 72.7 | 14.41 | 1623.1 | 123.0658 | 1623.1
3815 |  | 1583.2 | 124.525 | 1583.2 | 1583.2 | 124.525 | 1583.2 | 1583.2 | 124.525 | 1583.2 | 71.9 | 12.24 | 1583.2 | 124.525 | 1583.2
3816 |  | 1546 | 123.9605 | 1546 | 1546 | 123.9605 | 1546 | 1546 | 123.9605 | 1546 | 71.3 | 14.03 | 1546 | 123.9605 | 1546
3817 |  | 1303 | 122.5748 | 1303 | 1303 | 122.5748 | 1303 | 1303 | 122.5748 | 1303 | 72 | 14.06 | 1303 | 122.5748 | 1303
3818 |  | 1264.7 | 123.9814 | 1264.7 | 1264.7 | 123.9814 | 1264.7 | 1264.7 | 123.9814 | 1264.7 | 71.2 | 15.75 | 1264.7 | 123.9814 | 1264.7
3819 |  | 1294.1 | 125.1727 | 1294.1 | 1294.1 | 125.1727 | 1294.1 | 1294.1 | 125.1727 | 1294.1 | 71.6 | 17.61 | 1294.1 | 125.1727 | 1294.1
3820 |  | 1304.1 | 124.2493 | 1304.1 | 1304.1 | 124.2493 | 1304.1 | 1304.1 | 124.2493 | 1304.1 | 72.1 | 12.64 | 1304.1 | 124.2493 | 1304.1
3821 |  | 1311 | 126.3877 | 1311 | 1311 | 126.3877 | 1311 | 1311 | 126.3877 | 1311 | 72.1 | 16.51 | 1311 | 126.3877 | 1311
3822 |  | 1359 | 134.8934 | 1359 | 1359 | 134.8934 | 1359 | 1359 | 134.8934 | 1359 | 72.6 | 11.9 | 1359 | 134.8934 | 1359
3823 |  | 1245.1 | 124.4677 | 1245.1 | 1245.1 | 124.4677 | 1245.1 | 1245.1 | 124.4677 | 1245.1 | 71.8 | 11.6 | 1245.1 | 124.4677 | 1245.1
3824 |  | 1326 | 124.2344 | 1326 | 1326 | 124.2344 | 1326 | 1326 | 124.2344 | 1326 | 71.9 | 13.83 | 1326 | 124.2344 | 1326
3825 |  | 1303.9 | 124.8548 | 1303.9 | 1303.9 | 124.8548 | 1303.9 | 1303.9 | 124.8548 | 1303.9 | 71.4 | 10.51 | 1303.9 | 124.8548 | 1303.9
3826 |  | 1335.9 | 126.5439 | 1335.9 | 1335.9 | 126.5439 | 1335.9 | 1335.9 | 126.5439 | 1335.9 | 70.6 | 10.08 | 1335.9 | 126.5439 | 1335.9
3827 |  | 1306.7 | 132.0158 | 1306.7 | 1306.7 | 132.0158 | 1306.7 | 1306.7 | 132.0158 | 1306.7 | 71.8 | 9.69 | 1306.7 | 132.0158 | 1306.7
3828 |  | 1341.2 | 129.8635 | 1341.2 | 1341.2 | 129.8635 | 1341.2 | 1341.2 | 129.8635 | 1341.2 | 71.1 | 14.7 | 1341.2 | 129.8635 | 1341.2
3829 |  | 1349.8 | 127.614 | 1349.8 | 1349.8 | 127.614 | 1349.8 | 1349.8 | 127.614 | 1349.8 | 69.1 | 14.74 | 1349.8 | 127.614 | 1349.8
3830 |  | 1429.9 | 128.2796 | 1429.9 | 1429.9 | 128.2796 | 1429.9 | 1429.9 | 128.2796 | 1429.9 | 69.6 | 18.86 | 1429.9 | 128.2796 | 1429.9
3831 |  | 1316 | 130.18 | 1316 | 1316 | 130.18 | 1316 | 1316 | 130.18 | 1316 | 72 | 15.62 | 1316 | 130.18 | 1316
3832 |  | 1413.2 | 130.6561 | 1413.2 | 1413.2 | 130.6561 | 1413.2 | 1413.2 | 130.6561 | 1413.2 | 71.3 | 12.855 | 1413.2 | 130.6561 | 1413.2
3833 |  | 1508 | 131.3907 | 1508 | 1508 | 131.3907 | 1508 | 1508 | 131.3907 | 1508 | 71.5 | 14.74 | 1508 | 131.3907 | 1508
3834 |  | 1549.3 | 127.1689 | 1549.3 | 1549.3 | 127.1689 | 1549.3 | 1549.3 | 127.1689 | 1549.3 | 72.5 | 13.8962 | 1549.3 | 127.1689 | 1549.3
3835 |  | 1813.4 | 129.4449 | 1813.4 | 1813.4 | 129.4449 | 1813.4 | 1813.4 | 129.4449 | 1813.4 | 71.3 | 14.825 | 1813.4 | 129.4449 | 1813.4
3836 |  | 1755.5 | 134.0442 | 1755.5 | 1755.5 | 134.0442 | 1755.5 | 1755.5 | 134.0442 | 1755.5 | 72.3 | 9.72 | 1755.5 | 134.0442 | 1755.5
3837 |  | 1721.8 | 133.0733 | 1721.8 | 1721.8 | 133.0733 | 1721.8 | 1721.8 | 133.0733 | 1721.8 | 72.3 | 16.94 | 1721.8 | 133.0733 | 1721.8
3838 |  | 1672.5 | 137.536 | 1672.5 | 1672.5 | 137.536 | 1672.5 | 1672.5 | 137.536 | 1672.5 | 72 | 13.33 | 1672.5 | 137.536 | 1672.5
3839 |  | 1565 | 118.3928 | 1565 | 1565 | 118.3928 | 1565 | 1565 | 118.3928 | 1565 | 73 | 16.25 | 1565 | 118.3928 | 1565
3840 |  | 1561.9 | 130.5295 | 1561.9 | 1561.9 | 130.5295 | 1561.9 | 1561.9 | 130.5295 | 1561.9 | 72.2 | 11.38 | 1561.9 | 130.5295 | 1561.9
3841 |  | 1303 | 131.939 | 1303 | 1303 | 131.939 | 1303 | 1303 | 131.939 | 1303 | 73.1 | 11.57 | 1303 | 131.939 | 1303
3842 |  | 1264.7 | 130.6822 | 1264.7 | 1264.7 | 130.6822 | 1264.7 | 1264.7 | 130.6822 | 1264.7 | 72.8 | 11.03 | 1264.7 | 130.6822 | 1264.7
3843 |  | 1294.1 | 130.3737 | 1294.1 | 1294.1 | 130.3737 | 1294.1 | 1294.1 | 130.3737 | 1294.1 | 71.7 | 19.02 | 1294.1 | 130.3737 | 1294.1
3844 |  | 1304.1 | 131.181 | 1304.1 | 1304.1 | 131.181 | 1304.1 | 1304.1 | 131.181 | 1304.1 | 72 | 10.27 | 1304.1 | 131.181 | 1304.1
3845 |  | 1311 | 131.0999 | 1311 | 1311 | 131.0999 | 1311 | 1311 | 131.0999 | 1311 | 72.4 | 8.88 | 1311 | 131.0999 | 1311
3846 |  | 1359 | 128.2351 | 1359 | 1359 | 128.2351 | 1359 | 1359 | 128.2351 | 1359 | 71 | 9.28 | 1359 | 128.2351 | 1359
3847 |  | 1245.1 | 128.682 | 1245.1 | 1245.1 | 128.682 | 1245.1 | 1245.1 | 128.682 | 1245.1 | 71.9 | 9.45 | 1245.1 | 128.682 | 1245.1
3848 |  | 1326 | 129.9727 | 1326 | 1326 | 129.9727 | 1326 | 1326 | 129.9727 | 1326 | 72.1 | 10.51 | 1326 | 129.9727 | 1326
3849 |  | 1303.9 | 126.4911 | 1303.9 | 1303.9 | 126.4911 | 1303.9 | 1303.9 | 126.4911 | 1303.9 | 72.2 | 14.01 | 1303.9 | 126.4911 | 1303.9
3850 |  | 1335.9 | 128.1893 | 1335.9 | 1335.9 | 128.1893 | 1335.9 | 1335.9 | 128.1893 | 1335.9 | 71.9 | 14.29 | 1335.9 | 128.1893 | 1335.9
3851 |  | 1306.7 | 128.5044 | 1306.7 | 1306.7 | 128.5044 | 1306.7 | 1306.7 | 128.5044 | 1306.7 | 71.6 | 15.12 | 1306.7 | 128.5044 | 1306.7
3852 |  | 1341.2 | 126.6576 | 1341.2 | 1341.2 | 126.6576 | 1341.2 | 1341.2 | 126.6576 | 1341.2 | 72.3 | 14.69 | 1341.2 | 126.6576 | 1341.2
3853 |  | 1349.8 | 129.5159 | 1349.8 | 1349.8 | 129.5159 | 1349.8 | 1349.8 | 129.5159 | 1349.8 | 71 | 14.82 | 1349.8 | 129.5159 | 1349.8
3854 |  | 1429.9 | 128.5078 | 1429.9 | 1429.9 | 128.5078 | 1429.9 | 1429.9 | 128.5078 | 1429.9 | 72.9 | 16.62 | 1429.9 | 128.5078 | 1429.9
3855 |  | 1316 | 130.6128 | 1316 | 1316 | 130.6128 | 1316 | 1316 | 130.6128 | 1316 | 71.3 | 14.38 | 1316 | 130.6128 | 1316
3856 |  | 1413.2 | 132.8651 | 1413.2 | 1413.2 | 132.8651 | 1413.2 | 1413.2 | 132.8651 | 1413.2 | 72.3 | 16.2 | 1413.2 | 132.8651 | 1413.2
3857 |  | 1508 | 130.2666 | 1508 | 1508 | 130.2666 | 1508 | 1508 | 130.2666 | 1508 | 72.7 | 15.99 | 1508 | 130.2666 | 1508
3858 |  | 1549.3 | 129.5592 | 1549.3 | 1549.3 | 129.5592 | 1549.3 | 1549.3 | 129.5592 | 1549.3 | 72.2 | 14.07 | 1549.3 | 129.5592 | 1549.3
3859 |  | 1813.4 | 130.5982 | 1813.4 | 1813.4 | 130.5982 | 1813.4 | 1813.4 | 130.5982 | 1813.4 | 72.2 | 16.8 | 1813.4 | 130.5982 | 1813.4
3860 |  | 1755.5 | 130.0482 | 1755.5 | 1755.5 | 130.0482 | 1755.5 | 1755.5 | 130.0482 | 1755.5 | 72.9 | 10.74 | 1755.5 | 130.0482 | 1755.5
3861 |  | 1721.8 | 130.6949 | 1721.8 | 1721.8 | 130.6949 | 1721.8 | 1721.8 | 130.6949 | 1721.8 | 71.6 | 22.71 | 1721.8 | 130.6949 | 1721.8
3862 |  | 1672.5 | 132.1677 | 1672.5 | 1672.5 | 132.1677 | 1672.5 | 1672.5 | 132.1677 | 1672.5 | 71.4 | 25.25 | 1672.5 | 132.1677 | 1672.5
3863 |  | 1565 | 133.5502 | 1565 | 1565 | 133.5502 | 1565 | 1565 | 133.5502 | 1565 | 72.6 | 20.99 | 1565 | 133.5502 | 1565
3864 |  | 1561.9 | 133.1212 | 1561.9 | 1561.9 | 133.1212 | 1561.9 | 1561.9 | 133.1212 | 1561.9 | 71.9 | 11.88 | 1561.9 | 133.1212 | 1561.9
3865 |  | 1516.6 | 101.0657 | 1516.6 | 1516.6 | 101.0657 | 1516.6 | 1516.6 | 101.0657 | 1516.6 | 72.7 | 12.47 | 1516.6 | 101.0657 | 1516.6
3866 |  | 1482.5 | 103.7779 | 1482.5 | 1482.5 | 103.7779 | 1482.5 | 1482.5 | 103.7779 | 1482.5 | 71.5 | 20.34 | 1482.5 | 103.7779 | 1482.5
3867 |  | 1493.1 | 103.0328 | 1493.1 | 1493.1 | 103.0328 | 1493.1 | 1493.1 | 103.0328 | 1493.1 | 72.6 | 20.43 | 1493.1 | 103.0328 | 1493.1
3868 |  | 1500.8 | 99.8012 | 1500.8 | 1500.8 | 99.8012 | 1500.8 | 1500.8 | 99.8012 | 1500.8 | 72.9 | 16.27 | 1500.8 | 99.8012 | 1500.8
3869 |  | 1475.3 | 102.4345 | 1475.3 | 1475.3 | 102.4345 | 1475.3 | 1475.3 | 102.4345 | 1475.3 | 71.5 | 12.58 | 1475.3 | 102.4345 | 1475.3
3870 |  | 1407.9 | 101.3574 | 1407.9 | 1407.9 | 101.3574 | 1407.9 | 1407.9 | 101.3574 | 1407.9 | 72.4 | 20.19 | 1407.9 | 101.3574 | 1407.9
3871 |  | 1350.5 | 102.5057 | 1350.5 | 1350.5 | 102.5057 | 1350.5 | 1350.5 | 102.5057 | 1350.5 | 71.7 | 18.58 | 1350.5 | 102.5057 | 1350.5
3872 |  | 1341.6 | 100.3966 | 1341.6 | 1341.6 | 100.3966 | 1341.6 | 1341.6 | 100.3966 | 1341.6 | 72.3 | 19.08 | 1341.6 | 100.3966 | 1341.6
3873 |  | 1369.9 | 104.3314 | 1369.9 | 1369.9 | 104.3314 | 1369.9 | 1369.9 | 104.3314 | 1369.9 | 71.9 | 10.25 | 1369.9 | 104.3314 | 1369.9
3874 |  | 1358.8 | 101.5764 | 1358.8 | 1358.8 | 101.5764 | 1358.8 | 1358.8 | 101.5764 | 1358.8 | 71.9 | 11.26 | 1358.8 | 101.5764 | 1358.8
3875 |  | 1356.8 | 132.5233 | 1356.8 | 1356.8 | 132.5233 | 1356.8 | 1356.8 | 132.5233 | 1356.8 | 71.6 | 15.39 | 1356.8 | 132.5233 | 1356.8
3876 |  | 1360.1 | 131.6005 | 1360.1 | 1360.1 | 131.6005 | 1360.1 | 1360.1 | 131.6005 | 1360.1 | 71.8 | 13.98 | 1360.1 | 131.6005 | 1360.1
3877 |  | 1372.5 | 132.3459 | 1372.5 | 1372.5 | 132.3459 | 1372.5 | 1372.5 | 132.3459 | 1372.5 | 72.3 | 11.4 | 1372.5 | 132.3459 | 1372.5
3878 |  | 1409.1 | 132.5717 | 1409.1 | 1409.1 | 132.5717 | 1409.1 | 1409.1 | 132.5717 | 1409.1 | 72.3 | 13.98 | 1409.1 | 132.5717 | 1409.1
3879 |  | 1398.4 | 133.9968 | 1398.4 | 1398.4 | 133.9968 | 1398.4 | 1398.4 | 133.9968 | 1398.4 | 71.3 | 10.04 | 1398.4 | 133.9968 | 1398.4
3880 |  | 1268.5 | 132.9028 | 1268.5 | 1268.5 | 132.9028 | 1268.5 | 1268.5 | 132.9028 | 1268.5 | 71.8 | 9.67 | 1268.5 | 132.9028 | 1268.5
3881 |  | 1396.6 | 132.0604 | 1396.6 | 1396.6 | 132.0604 | 1396.6 | 1396.6 | 132.0604 | 1396.6 | 71.9 | 9.05 | 1396.6 | 132.0604 | 1396.6
3882 |  | 1435.8 | 131.0763 | 1435.8 | 1435.8 | 131.0763 | 1435.8 | 1435.8 | 131.0763 | 1435.8 | 72.3 | 9.01 | 1435.8 | 131.0763 | 1435.8
3883 |  | 1639.9 | 130.0704 | 1639.9 | 1639.9 | 130.0704 | 1639.9 | 1639.9 | 130.0704 | 1639.9 | 68.2 | 13.9 | 1639.9 | 130.0704 | 1639.9
3884 |  | 1613.2 | 133.3444 | 1613.2 | 1613.2 | 133.3444 | 1613.2 | 1613.2 | 133.3444 | 1613.2 | 71.2 | 8.33 | 1613.2 | 133.3444 | 1613.2
3885 |  | 1628.9 | 131.6001 | 1628.9 | 1628.9 | 131.6001 | 1628.9 | 1628.9 | 131.6001 | 1628.9 | 70.6 | 13.36 | 1628.9 | 131.6001 | 1628.9
3886 |  | 1576.2 | 124.0714 | 1576.2 | 1576.2 | 124.0714 | 1576.2 | 1576.2 | 124.0714 | 1576.2 | 71.6 | 17.72 | 1576.2 | 124.0714 | 1576.2
3887 |  | 1582.5 | 126.4701 | 1582.5 | 1582.5 | 126.4701 | 1582.5 | 1582.5 | 126.4701 | 1582.5 | 72.1 | 11.16 | 1582.5 | 126.4701 | 1582.5
3888 |  | 1506.9 | 125.8633 | 1506.9 | 1506.9 | 125.8633 | 1506.9 | 1506.9 | 125.8633 | 1506.9 | 71.4 | 12.38 | 1506.9 | 125.8633 | 1506.9
3889 |  | 1453.4 | 99.7414 | 1453.4 | 1453.4 | 99.7414 | 1453.4 | 1453.4 | 99.7414 | 1453.4 | 71.2 | 17.06 | 1453.4 | 99.7414 | 1453.4
3890 |  | 1459 | 102.8145 | 1459 | 1459 | 102.8145 | 1459 | 1459 | 102.8145 | 1459 | 71.1 | 17.42 | 1459 | 102.8145 | 1459
3891 |  | 1462.1 | 103.6351 | 1462.1 | 1462.1 | 103.6351 | 1462.1 | 1462.1 | 103.6351 | 1462.1 | 71 | 9.87 | 1462.1 | 103.6351 | 1462.1
3892 |  | 1357.7 | 103.2897 | 1357.7 | 1357.7 | 103.2897 | 1357.7 | 1357.7 | 103.2897 | 1357.7 | 70.8 | 10.29 | 1357.7 | 103.2897 | 1357.7
3893 |  | 1443.6 | 131.5709 | 1443.6 | 1443.6 | 131.5709 | 1443.6 | 1443.6 | 131.5709 | 1443.6 | 70.8 | 15.21 | 1443.6 | 131.5709 | 1443.6
3894 |  | 1299.2 | 130.8773 | 1299.2 | 1299.2 | 130.8773 | 1299.2 | 1299.2 | 130.8773 | 1299.2 | 71 | 10.05 | 1299.2 | 130.8773 | 1299.2
3895 |  | 1408.3 | 130.4947 | 1408.3 | 1408.3 | 130.4947 | 1408.3 | 1408.3 | 130.4947 | 1408.3 | 70.4 | 15.75 | 1408.3 | 130.4947 | 1408.3
3896 |  | 1411.3 | 128.7663 | 1411.3 | 1411.3 | 128.7663 | 1411.3 | 1411.3 | 128.7663 | 1411.3 | 69.5 | 7.85 | 1411.3 | 128.7663 | 1411.3
3897 |  | 1384 | 130.3581 | 1384 | 1384 | 130.3581 | 1384 | 1384 | 130.3581 | 1384 | 71.1 | 8.64 | 1384 | 130.3581 | 1384
3898 |  | 1326.05 | 132.1487 | 1326.05 | 1326.05 | 127.3707 | 1326.05 | 1326.05 | 132.1487 | 1326.05 | 70.9 | 8.89 | 1326.05 | 132.1487 | 1326.05
3899 |  | 1268.1 | 124.3834 | 1268.1 | 1268.1 | 124.3834 | 1268.1 | 1268.1 | 124.3834 | 1268.1 | 71.1 | 9.14 | 1268.1 | 124.3834 | 1268.1
3900 |  | 1232.6 | 131.4063 | 1232.6 | 1232.6 | 131.4063 | 1232.6 | 1232.6 | 131.4063 | 1232.6 | 71.9 | 11.28 | 1232.6 | 131.4063 | 1232.6
3901 |  | 1359.4 | 130.4688 | 1359.4 | 1359.4 | 130.6058 | 1359.4 | 1359.4 | 130.4688 | 1359.4 | 71.3 | 16.395 | 1359.4 | 130.4688 | 1359.4
3902 |  | 1330.95 | 128.3286 | 1330.95 | 1330.95 | 131.9081 | 1330.95 | 1330.95 | 128.3286 | 1330.95 | 71.6 | 17.16 | 1330.95 | 128.3286 | 1330.95
3903 |  | 1227.6 | 127.3506 | 1227.6 | 1227.6 | 127.3506 | 1227.6 | 1227.6 | 127.3506 | 1227.6 | 71.5 | 9.66 | 1227.6 | 127.3506 | 1227.6
3904 |  | 1218.7 | 132.1654 | 1218.7 | 1218.7 | 132.1654 | 1218.7 | 1218.7 | 132.1654 | 1218.7 | 71.3 | 8.91 | 1218.7 | 132.1654 | 1218.7
3905 |  | 1294.9 | 132.7785 | 1294.9 | 1294.9 | 132.7785 | 1294.9 | 1294.9 | 132.7785 | 1294.9 | 71.8 | 9.29 | 1294.9 | 132.7785 | 1294.9
3906 |  | 1421.9 | 128.1244 | 1421.9 | 1421.9 | 128.1244 | 1421.9 | 1421.9 | 128.1244 | 1421.9 | 71.8 | 8.88 | 1421.9 | 128.1244 | 1421.9
3907 |  | 1605.8 | 126.4736 | 1605.8 | 1605.8 | 126.4736 | 1605.8 | 1605.8 | 126.4736 | 1605.8 | 70.3 | 8.15 | 1605.8 | 126.4736 | 1605.8
3908 |  | 1570.1 | 132.444 | 1570.1 | 1570.1 | 132.444 | 1570.1 | 1570.1 | 132.444 | 1570.1 | 71.4 | 8.97 | 1570.1 | 132.444 | 1570.1
3909 |  | 1561.9 | 131.0357 | 1561.9 | 1561.9 | 131.0357 | 1561.9 | 1561.9 | 131.0357 | 1561.9 | 71.7 | 10.37 | 1561.9 | 131.0357 | 1561.9
3910 |  | 1491 | 130.3224 | 1491 | 1491 | 130.3224 | 1491 | 1491 | 130.3224 | 1491 | 72.3 | 13.5 | 1491 | 130.3224 | 1491
3911 |  | 1410.3 | 133.0556 | 1410.3 | 1410.3 | 133.0556 | 1410.3 | 1410.3 | 133.0556 | 1410.3 | 72.3 | 12.69 | 1410.3 | 133.0556 | 1410.3
3912 |  | 1340.3 | 131.1894 | 1340.3 | 1340.3 | 131.1894 | 1340.3 | 1340.3 | 131.1894 | 1340.3 | 71.7 | 14.28 | 1340.3 | 131.1894 | 1340.3
3913 |  | 1298.2 | 131.4883 | 1298.2 | 1298.2 | 131.4883 | 1298.2 | 1298.2 | 131.4883 | 1298.2 | 71.3 | 11.04 | 1298.2 | 131.4883 | 1298.2
3914 |  | 1280.1 | 131.3924 | 1280.1 | 1280.1 | 131.3924 | 1280.1 | 1280.1 | 131.3924 | 1280.1 | 71.4 | 14.98 | 1280.1 | 131.3924 | 1280.1
3915 |  | 1292.2 | 129.3799 | 1292.2 | 1292.2 | 129.3799 | 1292.2 | 1292.2 | 129.3799 | 1292.2 | 71.1 | 10.66 | 1292.2 | 129.3799 | 1292.2
3916 |  | 1358.1 | 129.9842 | 1358.1 | 1358.1 | 129.9842 | 1358.1 | 1358.1 | 129.9842 | 1358.1 | 71.6 | 10.3 | 1358.1 | 129.9842 | 1358.1
3917 |  | 1353 | 129.5725 | 1353 | 1353 | 129.5725 | 1353 | 1353 | 129.5725 | 1353 | 71.7 | 9.67 | 1353 | 129.5725 | 1353
3918 |  | 1370 | 127.5128 | 1370 | 1370 | 127.5128 | 1370 | 1370 | 127.5128 | 1370 | 72.3 | 8.81 | 1370 | 127.5128 | 1370
3919 |  | 1283.9 | 129.1091 | 1283.9 | 1283.9 | 129.1091 | 1283.9 | 1283.9 | 129.1091 | 1283.9 | 72.2 | 8.94 | 1283.9 | 129.1091 | 1283.9
3920 |  | 1255.3 | 129.3905 | 1255.3 | 1255.3 | 129.3905 | 1255.3 | 1255.3 | 129.3905 | 1255.3 | 71.9 | 8.89 | 1255.3 | 129.3905 | 1255.3
3921 |  | 1337.2 | 128.4102 | 1337.2 | 1337.2 | 128.4102 | 1337.2 | 1337.2 | 128.4102 | 1337.2 | 72.2 | 14.06 | 1337.2 | 128.4102 | 1337.2
3922 |  | 1333.3 | 126.9769 | 1333.3 | 1333.3 | 126.9769 | 1333.3 | 1333.3 | 126.9769 | 1333.3 | 72.5 | 14.91 | 1333.3 | 126.9769 | 1333.3
3923 |  | 1271.8 | 126.0952 | 1271.8 | 1271.8 | 126.0952 | 1271.8 | 1271.8 | 126.0952 | 1271.8 | 72.2 | 19.29 | 1271.8 | 126.0952 | 1271.8
3924 |  | 1258.7 | 126.5473 | 1258.7 | 1258.7 | 126.5473 | 1258.7 | 1258.7 | 126.5473 | 1258.7 | 71.9 | 13.43 | 1258.7 | 126.5473 | 1258.7
3925 |  | 1346.3 | 128.8657 | 1346.3 | 1346.3 | 128.8657 | 1346.3 | 1346.3 | 128.8657 | 1346.3 | 72.1 | 21.39 | 1346.3 | 128.8657 | 1346.3
3926 |  | 1252.8 | 131.2444 | 1252.8 | 1252.8 | 131.2444 | 1252.8 | 1252.8 | 131.2444 | 1252.8 | 72.1 | 20.34 | 1252.8 | 131.2444 | 1252.8
3927 |  | 1357 | 131.6647 | 1357 | 1357 | 131.6647 | 1357 | 1357 | 131.6647 | 1357 | 71.5 | 14.5 | 1357 | 131.6647 | 1357
3928 |  | 1401.4 | 129.6212 | 1401.4 | 1401.4 | 129.6212 | 1401.4 | 1401.4 | 129.6212 | 1401.4 | 71.7 | 10.48 | 1401.4 | 129.6212 | 1401.4
3929 |  | 1388.9 | 133.1291 | 1388.9 | 1388.9 | 133.1291 | 1388.9 | 1388.9 | 133.1291 | 1388.9 | 72.3 | 13.42 | 1388.9 | 133.1291 | 1388.9
3930 |  | 1505.4 | 130.9341 | 1505.4 | 1505.4 | 130.9341 | 1505.4 | 1505.4 | 130.9341 | 1505.4 | 71.1 | 18.9 | 1505.4 | 130.9341 | 1505.4
3931 |  | 1692 | 119.0986 | 1692 | 1692 | 119.0986 | 1692 | 1692 | 119.0986 | 1692 | 72.1 | 25.92 | 1692 | 119.0986 | 1692
3932 |  | 1749 | 133.7381 | 1749 | 1749 | 133.7381 | 1749 | 1749 | 133.7381 | 1749 | 72.5 | 17.88 | 1749 | 133.7381 | 1749
3933 |  | 1758.6 | 130.3222 | 1758.6 | 1758.6 | 130.3222 | 1758.6 | 1758.6 | 130.3222 | 1758.6 | 72.2 | 15.84 | 1758.6 | 130.3222 | 1758.6
3934 |  | 1683.2 | 131.7558 | 1683.2 | 1683.2 | 131.7558 | 1683.2 | 1683.2 | 131.7558 | 1683.2 | 71.4 | 23.22 | 1683.2 | 131.7558 | 1683.2
3935 |  | 1555.4 | 132.9325 | 1555.4 | 1555.4 | 132.9325 | 1555.4 | 1555.4 | 132.9325 | 1555.4 | 72.4 | 16.55 | 1555.4 | 132.9325 | 1555.4
3936 |  | 1512.1 | 131.8096 | 1512.1 | 1512.1 | 131.8096 | 1512.1 | 1512.1 | 131.8096 | 1512.1 | 72.6 | 23.94 | 1512.1 | 131.8096 | 1512.1
3937 |  | 1501.7 | 125.9063 | 1501.7 | 1501.7 | 125.9063 | 1501.7 | 1501.7 | 125.9063 | 1501.7 | 72.6 | 17.71 | 1501.7 | 125.9063 | 1501.7
3938 |  | 1449.1 | 109.9106 | 1449.1 | 1449.1 | 109.9106 | 1449.1 | 1449.1 | 109.9106 | 1449.1 | 73.2 | 21.82 | 1449.1 | 109.9106 | 1449.1
3939 |  | 1461.8 | 132.5825 | 1461.8 | 1461.8 | 132.5825 | 1461.8 | 1461.8 | 132.5825 | 1461.8 | 73.1 | 15.64 | 1461.8 | 132.5825 | 1461.8
3940 |  | 1471.6 | 131.6838 | 1471.6 | 1471.6 | 131.6838 | 1471.6 | 1471.6 | 131.6838 | 1471.6 | 72.9 | 16.16 | 1471.6 | 131.6838 | 1471.6
3941 |  | 1478.1 | 132.5398 | 1478.1 | 1478.1 | 132.5398 | 1478.1 | 1478.1 | 132.5398 | 1478.1 | 72.9 | 25.83 | 1478.1 | 132.5398 | 1478.1
3942 |  | 1492.1 | 131.5316 | 1492.1 | 1492.1 | 131.5316 | 1492.1 | 1492.1 | 131.5316 | 1492.1 | 72.2 | 12.19 | 1492.1 | 131.5316 | 1492.1
3943 |  | 1463.2 | 130.3379 | 1463.2 | 1463.2 | 130.3379 | 1463.2 | 1463.2 | 130.3379 | 1463.2 | 71.5 | 14.25 | 1463.2 | 130.3379 | 1463.2
3944 |  | 1431 | 131.6382 | 1431 | 1431 | 131.6382 | 1431 | 1431 | 131.6382 | 1431 | 72.5 | 11.62 | 1431 | 131.6382 | 1431
3945 |  | 1493.1 | 128.905 | 1493.1 | 1493.1 | 128.905 | 1493.1 | 1493.1 | 128.905 | 1493.1 | 70.5 | 14.25 | 1493.1 | 128.905 | 1493.1
3946 |  | 1427.7 | 130.0494 | 1427.7 | 1427.7 | 130.0494 | 1427.7 | 1427.7 | 130.0494 | 1427.7 | 71.8 | 15.92 | 1427.7 | 130.0494 | 1427.7
3947 |  | 1465.6 | 134.3807 | 1465.6 | 1465.6 | 134.3807 | 1465.6 | 1465.6 | 134.3807 | 1465.6 | 72.4 | 21.57 | 1465.6 | 134.3807 | 1465.6
3948 |  | 1385.6 | 132.3729 | 1385.6 | 1385.6 | 132.3729 | 1385.6 | 1385.6 | 132.3729 | 1385.6 | 72.7 | 17.875 | 1385.6 | 132.3729 | 1385.6
3949 |  | 1419 | 131.8331 | 1419 | 1419 | 131.8331 | 1419 | 1419 | 131.8331 | 1419 | 72.5 | 21.44 | 1419 | 131.8331 | 1419
3950 |  | 1426 | 132.9199 | 1426 | 1426 | 132.9199 | 1426 | 1426 | 132.9199 | 1426 | 72.3 | 14.6 | 1426 | 132.9199 | 1426
3951 |  | 1425 | 133.598 | 1425 | 1425 | 133.598 | 1425 | 1425 | 133.598 | 1425 | 72.6 | 17.27 | 1425 | 133.598 | 1425
3952 |  | 1385.1 | 126.8159 | 1385.1 | 1385.1 | 126.8159 | 1385.1 | 1385.1 | 126.8159 | 1385.1 | 72.6 | 12.75 | 1385.1 | 126.8159 | 1385.1
3953 |  | 1360.7 | 130.3188 | 1360.7 | 1360.7 | 130.3188 | 1360.7 | 1360.7 | 130.3188 | 1360.7 | 73.5 | 14.33 | 1360.7 | 130.3188 | 1360.7
3954 |  | 1303.1 | 130.2879 | 1303.1 | 1303.1 | 130.2879 | 1303.1 | 1303.1 | 130.2879 | 1303.1 | 72.1 | 14.67 | 1303.1 | 130.2879 | 1303.1
3955 |  | 1797.8 | 129.6408 | 1797.8 | 1797.8 | 129.6408 | 1797.8 | 1797.8 | 129.6408 | 1797.8 | 73.2 | 15.13 | 1797.8 | 129.6408 | 1797.8
3956 |  | 1763.7 | 131.6603 | 1763.7 | 1763.7 | 131.6603 | 1763.7 | 1763.7 | 131.6603 | 1763.7 | 71.9 | 22.96 | 1763.7 | 131.6603 | 1763.7
3957 |  | 1618.7 | 131.7276 | 1618.7 | 1618.7 | 131.7276 | 1618.7 | 1618.7 | 131.7276 | 1618.7 | 73 | 16.87 | 1618.7 | 131.7276 | 1618.7
3958 |  | 1572.7 | 130.5303 | 1572.7 | 1572.7 | 130.5303 | 1572.7 | 1572.7 | 130.5303 | 1572.7 | 73.1 | 18.55 | 1572.7 | 130.5303 | 1572.7
3959 |  | 1458.1 | 130.0379 | 1458.1 | 1458.1 | 130.0379 | 1458.1 | 1458.1 | 130.0379 | 1458.1 | 71.5 | 19.34 | 1458.1 | 130.0379 | 1458.1
3960 |  | 1426.5 | 129.7122 | 1426.5 | 1426.5 | 129.7122 | 1426.5 | 1426.5 | 129.7122 | 1426.5 | 73 | 22.15 | 1426.5 | 129.7122 | 1426.5
3961 |  | 1465.6 | 129.092 | 1465.6 | 1465.6 | 129.092 | 1465.6 | 1465.6 | 129.092 | 1465.6 | 72.8 | 19.43 | 1465.6 | 129.092 | 1465.6
3962 |  | 1479.1 | 131.4059 | 1479.1 | 1479.1 | 131.4059 | 1479.1 | 1479.1 | 131.4059 | 1479.1 | 73.4 | 26.89 | 1479.1 | 131.4059 | 1479.1
3963 |  | 1477 | 130.6752 | 1477 | 1477 | 130.6752 | 1477 | 1477 | 130.6752 | 1477 | 73.2 | 17.13 | 1477 | 130.6752 | 1477
3964 |  | 1444.1 | 132.6119 | 1444.1 | 1444.1 | 132.6119 | 1444.1 | 1444.1 | 132.6119 | 1444.1 | 72.5 | 22.44 | 1444.1 | 132.6119 | 1444.1
3965 |  | 1460.3 | 134.7824 | 1460.3 | 1460.3 | 134.7824 | 1460.3 | 1460.3 | 134.7824 | 1460.3 | 72.7 | 14.37 | 1460.3 | 134.7824 | 1460.3
3966 |  | 1514.2 | 131.4597 | 1514.2 | 1514.2 | 131.4597 | 1514.2 | 1514.2 | 131.4597 | 1514.2 | 73.2 | 17.87 | 1514.2 | 131.4597 | 1514.2
3967 |  | 1428.1 | 131.7293 | 1428.1 | 1428.1 | 131.7293 | 1428.1 | 1428.1 | 131.7293 | 1428.1 | 71.6 | 15.79 | 1428.1 | 131.7293 | 1428.1
3968 |  | 1446.4 | 133.315 | 1446.4 | 1446.4 | 133.315 | 1446.4 | 1446.4 | 133.315 | 1446.4 | 72.5 | 20.67 | 1446.4 | 133.315 | 1446.4
3969 |  | 1439.4 | 131.1594 | 1439.4 | 1439.4 | 131.1594 | 1439.4 | 1439.4 | 131.1594 | 1439.4 | 72.2 | 8.99 | 1439.4 | 131.1594 | 1439.4
3970 |  | 1370.5 | 133.8172 | 1370.5 | 1370.5 | 133.8172 | 1370.5 | 1370.5 | 133.8172 | 1370.5 | 72.4 | 14.74 | 1370.5 | 133.8172 | 1370.5
3971 |  | 1415 | 133.7446 | 1415 | 1415 | 133.7446 | 1415 | 1415 | 133.7446 | 1415 | 71.4 | 22.42 | 1415 | 133.7446 | 1415
3972 |  | 1365.6 | 132.1597 | 1365.6 | 1365.6 | 132.1597 | 1365.6 | 1365.6 | 132.1597 | 1365.6 | 70.3 | 13.52 | 1365.6 | 132.1597 | 1365.6
3973 |  | 1351.8 | 130.5058 | 1351.8 | 1351.8 | 130.5058 | 1351.8 | 1351.8 | 130.5058 | 1351.8 | 70.8 | 21.22 | 1351.8 | 130.5058 | 1351.8
3974 |  | 1425.5 | 129.8471 | 1425.5 | 1425.5 | 129.8471 | 1425.5 | 1425.5 | 129.8471 | 1425.5 | 71.7 | 17.38 | 1425.5 | 129.8471 | 1425.5
3975 |  | 1353.4 | 128.3228 | 1353.4 | 1353.4 | 128.3228 | 1353.4 | 1353.4 | 128.3228 | 1353.4 | 73.3 | 17.94 | 1353.4 | 128.3228 | 1353.4
3976 |  | 1418.5 | 131.441 | 1418.5 | 1418.5 | 131.441 | 1418.5 | 1418.5 | 131.441 | 1418.5 | 72.4 | 12.04 | 1418.5 | 131.441 | 1418.5
3977 |  | 1416.4 | 112.5818 | 1416.4 | 1416.4 | 112.5818 | 1416.4 | 1416.4 | 112.5818 | 1416.4 | 73.4 | 12 | 1416.4 | 112.5818 | 1416.4
3978 |  | 1604.9 | 131.0716 | 1604.9 | 1604.9 | 131.0716 | 1604.9 | 1604.9 | 131.0716 | 1604.9 | 70.1 | 15.12 | 1604.9 | 131.0716 | 1604.9
3979 |  | 1703.7 | 135.5188 | 1703.7 | 1703.7 | 135.5188 | 1703.7 | 1703.7 | 135.5188 | 1703.7 | 71.7 | 17.52 | 1703.7 | 135.5188 | 1703.7
3980 |  | 1759.2 | 131.2665 | 1759.2 | 1759.2 | 131.2665 | 1759.2 | 1759.2 | 131.2665 | 1759.2 | 71.5 | 14.27 | 1759.2 | 131.2665 | 1759.2
3981 |  | 1769.8 | 130.9864 | 1769.8 | 1769.8 | 130.9864 | 1769.8 | 1769.8 | 130.9864 | 1769.8 | 71.8 | 16.13 | 1769.8 | 130.9864 | 1769.8
3982 |  | 1660.6 | 131.6309 | 1660.6 | 1660.6 | 131.6309 | 1660.6 | 1660.6 | 131.6309 | 1660.6 | 72.7 | 16.96 | 1660.6 | 131.6309 | 1660.6
3983 |  | 1463.6 | 130.9807 | 1463.6 | 1463.6 | 130.9807 | 1463.6 | 1463.6 | 130.9807 | 1463.6 | 71.9 | 24.95 | 1463.6 | 130.9807 | 1463.6
3984 |  | 1512 | 130.9086 | 1512 | 1512 | 130.9086 | 1512 | 1512 | 130.9086 | 1512 | 71.3 | 13.45 | 1512 | 130.9086 | 1512
3985 |  | 1454.2 | 129.3023 | 1454.2 | 1454.2 | 129.3023 | 1454.2 | 1454.2 | 129.3023 | 1454.2 | 72 | 19.21 | 1454.2 | 129.3023 | 1454.2
3986 |  | 1434.5 | 130.9441 | 1434.5 | 1434.5 | 130.9441 | 1434.5 | 1434.5 | 130.9441 | 1434.5 | 71.2 | 22.53 | 1434.5 | 130.9441 | 1434.5
3987 |  | 1395 | 132.6041 | 1395 | 1395 | 132.6041 | 1395 | 1395 | 132.6041 | 1395 | 71.6 | 26.85 | 1395 | 132.6041 | 1395
3988 |  | 1431.2 | 131.501 | 1431.2 | 1431.2 | 131.501 | 1431.2 | 1431.2 | 131.501 | 1431.2 | 72.1 | 16.64 | 1431.2 | 131.501 | 1431.2
3989 |  | 1460.1 | 131.447 | 1460.1 | 1460.1 | 131.447 | 1460.1 | 1460.1 | 131.447 | 1460.1 | 72.1 | 21.43 | 1460.1 | 131.447 | 1460.1
3990 |  | 1456.4 | 130.0238 | 1456.4 | 1456.4 | 130.0238 | 1456.4 | 1456.4 | 130.0238 | 1456.4 | 72.6 | 21.2 | 1456.4 | 130.0238 | 1456.4
3991 |  | 1430.7 | 130.6355 | 1430.7 | 1430.7 | 130.6355 | 1430.7 | 1430.7 | 130.6355 | 1430.7 | 71.8 | 14.31 | 1430.7 | 130.6355 | 1430.7
3992 |  | 1437.9 | 130.6584 | 1437.9 | 1437.9 | 130.6584 | 1437.9 | 1437.9 | 130.6584 | 1437.9 | 71.9 | 11.28 | 1437.9 | 130.6584 | 1437.9
3993 |  | 1431.8 | 134.7908 | 1431.8 | 1431.8 | 134.7908 | 1431.8 | 1431.8 | 134.7908 | 1431.8 | 71.4 | 11.84 | 1431.8 | 134.7908 | 1431.8
3994 |  | 1467.2 | 133.4872 | 1467.2 | 1467.2 | 133.4872 | 1467.2 | 1467.2 | 133.4872 | 1467.2 | 70.6 | 16.21 | 1467.2 | 133.4872 | 1467.2
3995 |  | 1461.2 | 130.8593 | 1461.2 | 1461.2 | 130.8593 | 1461.2 | 1461.2 | 130.8593 | 1461.2 | 71.8 | 18.24 | 1461.2 | 130.8593 | 1461.2
3996 |  | 1474.1 | 134.9068 | 1474.1 | 1474.1 | 134.9068 | 1474.1 | 1474.1 | 134.9068 | 1474.1 | 71.1 | 18.15 | 1474.1 | 134.9068 | 1474.1
3997 |  | 1476.1 | 133.5933 | 1476.1 | 1476.1 | 133.5933 | 1476.1 | 1476.1 | 133.5933 | 1476.1 | 69.1 | 14.17 | 1476.1 | 133.5933 | 1476.1
3998 |  | 1474.8 | 138.6799 | 1474.8 | 1474.8 | 138.6799 | 1474.8 | 1474.8 | 138.6799 | 1474.8 | 69.6 | 14.78 | 1474.8 | 138.6799 | 1474.8
3999 |  | 1509.3 | 134.1483 | 1509.3 | 1509.3 | 134.1483 | 1509.3 | 1509.3 | 134.1483 | 1509.3 | 72 | 18.83 | 1509.3 | 134.1483 | 1509.3
4000 |  | 1488.7 | 134.6222 | 1488.7 | 1488.7 | 134.6222 | 1488.7 | 1488.7 | 134.6222 | 1488.7 | 71.3 | 19.32 | 1488.7 | 134.6222 | 1488.7
4001 |  | 1621.3 | 132.8951 | 1621.3 | 1621.3 | 132.8951 | 1621.3 | 1621.3 | 132.8951 | 1621.3 | 71.5 | 17.49 | 1621.3 | 132.8951 | 1621.3
4002 |  | 1690 | 134.3846 | 1690 | 1690 | 134.3846 | 1690 | 1690 | 134.3846 | 1690 | 72.5 | 19.06 | 1690 | 134.3846 | 1690
4003 |  | 1711.4 | 133.6866 | 1711.4 | 1711.4 | 133.6866 | 1711.4 | 1711.4 | 133.6866 | 1711.4 | 71.3 | 13.89 | 1711.4 | 133.6866 | 1711.4
4004 |  | 1817.7 | 130.8689 | 1817.7 | 1817.7 | 130.8689 | 1817.7 | 1817.7 | 130.8689 | 1817.7 | 72.3 | 11.49 | 1817.7 | 130.8689 | 1817.7
4005 |  | 1778.5 | 130.9658 | 1778.5 | 1778.5 | 130.9658 | 1778.5 | 1778.5 | 130.9658 | 1778.5 | 72.3 | 15.73 | 1778.5 | 130.9658 | 1778.5
4006 |  | 1703.6 | 134.0868 | 1703.6 | 1703.6 | 134.0868 | 1703.6 | 1703.6 | 134.0868 | 1703.6 | 72 | 16.02 | 1703.6 | 134.0868 | 1703.6
4007 |  | 1593.8 | 133.2282 | 1593.8 | 1593.8 | 133.2282 | 1593.8 | 1593.8 | 133.2282 | 1593.8 | 73 | 16.26 | 1593.8 | 133.2282 | 1593.8
4008 |  | 1569.1 | 132.0402 | 1569.1 | 1569.1 | 132.0402 | 1569.1 | 1569.1 | 132.0402 | 1569.1 | 72.2 | 14.87 | 1569.1 | 132.0402 | 1569.1
4009 |  | 1478.8 | 109.4502 | 1478.8 | 1478.8 | 109.4502 | 1478.8 | 1478.8 | 109.4502 | 1478.8 | 73.1 | 20.26 | 1478.8 | 109.4502 | 1478.8
4010 |  | 1474.6 | 132.0937 | 1474.6 | 1474.6 | 132.0937 | 1474.6 | 1474.6 | 132.0937 | 1474.6 | 72.8 | 22.63 | 1474.6 | 132.0937 | 1474.6
4011 |  | 1448.5 | 131.7429 | 1448.5 | 1448.5 | 131.7429 | 1448.5 | 1448.5 | 131.7429 | 1448.5 | 71.7 | 16.53 | 1448.5 | 131.7429 | 1448.5
4012 |  | 1449.8 | 133.4142 | 1449.8 | 1449.8 | 133.4142 | 1449.8 | 1449.8 | 133.4142 | 1449.8 | 72 | 18.21 | 1449.8 | 133.4142 | 1449.8
4013 |  | 1474.8 | 135.1071 | 1474.8 | 1474.8 | 135.1071 | 1474.8 | 1474.8 | 135.1071 | 1474.8 | 72.4 | 16.62 | 1474.8 | 135.1071 | 1474.8
4014 |  | 1459.5 | 133.261 | 1459.5 | 1459.5 | 133.261 | 1459.5 | 1459.5 | 133.261 | 1459.5 | 71 | 16.17 | 1459.5 | 133.261 | 1459.5
4015 |  | 1450 | 135.1786 | 1450 | 1450 | 135.1786 | 1450 | 1450 | 135.1786 | 1450 | 71.9 | 11.26 | 1450 | 135.1786 | 1450
4016 |  | 1496.9 | 135.0769 | 1496.9 | 1496.9 | 135.0769 | 1496.9 | 1496.9 | 135.0769 | 1496.9 | 72.1 | 9.86 | 1496.9 | 135.0769 | 1496.9
4017 |  | 1497.9 | 130.0971 | 1497.9 | 1497.9 | 130.0971 | 1497.9 | 1497.9 | 130.0971 | 1497.9 | 72.2 | 14.82 | 1497.9 | 130.0971 | 1497.9
4018 |  | 1502.3 | 135.4979 | 1502.3 | 1502.3 | 135.4979 | 1502.3 | 1502.3 | 135.4979 | 1502.3 | 71.9 | 13.51 | 1502.3 | 135.4979 | 1502.3
4019 |  | 1463 | 130.5896 | 1463 | 1463 | 130.5896 | 1463 | 1463 | 130.5896 | 1463 | 71.6 | 15.83 | 1463 | 130.5896 | 1463
4020 |  | 1431.9 | 133.2442 | 1431.9 | 1431.9 | 133.2442 | 1431.9 | 1431.9 | 133.2442 | 1431.9 | 72.3 | 18.86 | 1431.9 | 133.2442 | 1431.9
4021 |  | 1484 | 133.5713 | 1484 | 1484 | 133.5713 | 1484 | 1484 | 133.5713 | 1484 | 71 | 17.84 | 1484 | 133.5713 | 1484
4022 |  | 1492.3 | 133.5466 | 1492.3 | 1492.3 | 133.5466 | 1492.3 | 1492.3 | 133.5466 | 1492.3 | 72.9 | 16.25 | 1492.3 | 133.5466 | 1492.3
4023 |  | 1521.3 | 108.5001 | 1521.3 | 1521.3 | 108.5001 | 1521.3 | 1521.3 | 108.5001 | 1521.3 | 71.3 | 17.34 | 1521.3 | 108.5001 | 1521.3
4024 |  | 1567.5 | 108.5093 | 1567.5 | 1567.5 | 108.5093 | 1567.5 | 1567.5 | 108.5093 | 1567.5 | 72.3 | 19.35 | 1567.5 | 108.5093 | 1567.5
4025 |  | 1578.2 | 134.5931 | 1578.2 | 1578.2 | 134.5931 | 1578.2 | 1578.2 | 134.5931 | 1578.2 | 72.7 | 18 | 1578.2 | 134.5931 | 1578.2
4026 |  | 1631.2 | 134.6541 | 1631.2 | 1631.2 | 134.6541 | 1631.2 | 1631.2 | 134.6541 | 1631.2 | 72.2 | 14.32 | 1631.2 | 134.6541 | 1631.2
4027 |  | 1829.3 | 133.8322 | 1829.3 | 1829.3 | 133.8322 | 1829.3 | 1829.3 | 133.8322 | 1829.3 | 72.2 | 25.62 | 1829.3 | 133.8322 | 1829.3
4028 |  | 1851 | 131.8864 | 1851 | 1851 | 131.8864 | 1851 | 1851 | 131.8864 | 1851 | 72.9 | 22.35 | 1851 | 131.8864 | 1851
4029 |  | 1849.8 | 131.7979 | 1849.8 | 1849.8 | 131.7979 | 1849.8 | 1849.8 | 131.7979 | 1849.8 | 71.6 | 19.06 | 1849.8 | 131.7979 | 1849.8
4030 |  | 1754.8 | 131.9766 | 1754.8 | 1754.8 | 131.9766 | 1754.8 | 1754.8 | 131.9766 | 1754.8 | 71.4 | 12.17 | 1754.8 | 131.9766 | 1754.8
4031 |  | 1695.4 | 131.9805 | 1695.4 | 1695.4 | 131.9805 | 1695.4 | 1695.4 | 131.9805 | 1695.4 | 72.6 | 19.29 | 1695.4 | 131.9805 | 1695.4
4032 |  | 1595.3 | 129.4927 | 1595.3 | 1595.3 | 129.4927 | 1595.3 | 1595.3 | 129.4927 | 1595.3 | 71.9 | 16.615 | 1595.3 | 129.4927 | 1595.3
4033 |  | 1552.8 | 111.5166 | 1552.8 | 1552.8 | 111.5166 | 1552.8 | 1552.8 | 111.5166 | 1552.8 | 72.7 | 13.35 | 1552.8 | 111.5166 | 1552.8
4034 |  | 1541.8 | 109.6024 | 1541.8 | 1541.8 | 109.6024 | 1541.8 | 1541.8 | 109.6024 | 1541.8 | 71.5 | 22.76 | 1541.8 | 109.6024 | 1541.8
4035 |  | 1529.7 | 135.4154 | 1529.7 | 1529.7 | 135.4154 | 1529.7 | 1529.7 | 135.4154 | 1529.7 | 72.6 | 23.15 | 1529.7 | 135.4154 | 1529.7
4036 |  | 1553.4 | 133.5977 | 1553.4 | 1553.4 | 133.5977 | 1553.4 | 1553.4 | 133.5977 | 1553.4 | 72.9 | 21.36 | 1553.4 | 133.5977 | 1553.4
4037 |  | 1514.7 | 133.6378 | 1514.7 | 1514.7 | 133.6378 | 1514.7 | 1514.7 | 133.6378 | 1514.7 | 71.5 | 14.65 | 1514.7 | 133.6378 | 1514.7
4038 |  | 1489.5 | 136.1982 | 1489.5 | 1489.5 | 136.1982 | 1489.5 | 1489.5 | 136.1982 | 1489.5 | 72.4 | 19.27 | 1489.5 | 136.1982 | 1489.5
4039 |  | 1434.9 | 135.6615 | 1434.9 | 1434.9 | 135.6615 | 1434.9 | 1434.9 | 135.6615 | 1434.9 | 71.7 | 20.48 | 1434.9 | 135.6615 | 1434.9
4040 |  | 1436.5 | 134.9183 | 1436.5 | 1436.5 | 134.9183 | 1436.5 | 1436.5 | 134.9183 | 1436.5 | 72.3 | 12.91 | 1436.5 | 134.9183 | 1436.5
4041 |  | 1472.9 | 133.4472 | 1472.9 | 1472.9 | 133.4472 | 1472.9 | 1472.9 | 133.4472 | 1472.9 | 71.9 | 13.95 | 1472.9 | 133.4472 | 1472.9
4042 |  | 1456.3 | 135.0513 | 1456.3 | 1456.3 | 135.0513 | 1456.3 | 1456.3 | 135.0513 | 1456.3 | 71.9 | 16.07 | 1456.3 | 135.0513 | 1456.3
4043 |  | 1476.6 | 128.1136 | 1476.6 | 1476.6 | 128.1136 | 1476.6 | 1476.6 | 128.1136 | 1476.6 | 71.6 | 18.49 | 1476.6 | 128.1136 | 1476.6
4044 |  | 1471.3 | 129.7776 | 1471.3 | 1471.3 | 129.7776 | 1471.3 | 1471.3 | 129.7776 | 1471.3 | 71.8 | 17.53 | 1471.3 | 129.7776 | 1471.3
4045 |  | 1500.2 | 131.8224 | 1500.2 | 1500.2 | 131.8224 | 1500.2 | 1500.2 | 131.8224 | 1500.2 | 72.3 | 17.19 | 1500.2 | 131.8224 | 1500.2
4046 |  | 1502 | 131.6541 | 1502 | 1502 | 131.6541 | 1502 | 1502 | 131.6541 | 1502 | 72.3 | 18.95 | 1502 | 131.6541 | 1502
4047 |  | 1451.8 | 131.2658 | 1451.8 | 1451.8 | 131.2658 | 1451.8 | 1451.8 | 131.2658 | 1451.8 | 71.3 | 14.59 | 1451.8 | 131.2658 | 1451.8
4048 |  | 1454.5 | 133.7099 | 1454.5 | 1454.5 | 133.7099 | 1454.5 | 1454.5 | 133.7099 | 1454.5 | 71.8 | 11.555 | 1454.5 | 133.7099 | 1454.5
4049 |  | 1483.6 | 135.2365 | 1483.6 | 1483.6 | 135.2365 | 1483.6 | 1483.6 | 135.2365 | 1483.6 | 71.9 | 16.66 | 1483.6 | 135.2365 | 1483.6
4050 |  | 1535.3 | 134.5096 | 1535.3 | 1535.3 | 134.5096 | 1535.3 | 1535.3 | 134.5096 | 1535.3 | 72.3 | 17.02 | 1535.3 | 134.5096 | 1535.3
4051 |  | 1709 | 138.6759 | 1709 | 1709 | 138.6759 | 1709 | 1709 | 138.6759 | 1709 | 68.2 | 19.83 | 1709 | 138.6759 | 1709
4052 |  | 1820.9 | 128.4075 | 1820.9 | 1820.9 | 128.4075 | 1820.9 | 1820.9 | 128.4075 | 1820.9 | 71.2 | 16.78 | 1820.9 | 128.4075 | 1820.9
4053 |  | 1697.3 | 132.6274 | 1697.3 | 1697.3 | 132.6274 | 1697.3 | 1697.3 | 132.6274 | 1697.3 | 70.6 | 17.82 | 1697.3 | 132.6274 | 1697.3
4054 |  | 1731.9 | 132.8872 | 1731.9 | 1731.9 | 132.8872 | 1731.9 | 1731.9 | 132.8872 | 1731.9 | 71.6 | 11.88 | 1731.9 | 132.8872 | 1731.9
4055 |  | 1643.9 | 132.7131 | 1643.9 | 1643.9 | 132.7131 | 1643.9 | 1643.9 | 132.7131 | 1643.9 | 72.1 | 22.32 | 1643.9 | 132.7131 | 1643.9
4056 |  | 1596.6 | 133.9191 | 1596.6 | 1596.6 | 133.9191 | 1596.6 | 1596.6 | 133.9191 | 1596.6 | 71.4 | 18.36 | 1596.6 | 133.9191 | 1596.6
4057 |  | 1524.2 | 132.6203 | 1524.2 | 1524.2 | 132.6203 | 1524.2 | 1524.2 | 132.6203 | 1524.2 | 71.2 | 19.1 | 1524.2 | 132.6203 | 1524.2
4058 |  | 1510.7 | 134.3851 | 1510.7 | 1510.7 | 134.3851 | 1510.7 | 1510.7 | 134.3851 | 1510.7 | 71.1 | 20.28 | 1510.7 | 134.3851 | 1510.7
4059 |  | 1512.3 | 134.2034 | 1512.3 | 1512.3 | 134.2034 | 1512.3 | 1512.3 | 134.2034 | 1512.3 | 71 | 18.79 | 1512.3 | 134.2034 | 1512.3
4060 |  | 1500.2 | 134.7115 | 1500.2 | 1500.2 | 134.7115 | 1500.2 | 1500.2 | 134.7115 | 1500.2 | 70.8 | 18.95 | 1500.2 | 134.7115 | 1500.2
4061 |  | 1490.2 | 134.4298 | 1490.2 | 1490.2 | 134.4298 | 1490.2 | 1490.2 | 134.4298 | 1490.2 | 70.8 | 12.66 | 1490.2 | 134.4298 | 1490.2
4062 |  | 1429.9 | 136.1835 | 1429.9 | 1429.9 | 136.1835 | 1429.9 | 1429.9 | 136.1835 | 1429.9 | 71 | 8.59 | 1429.9 | 136.1835 | 1429.9
4063 |  | 1432.6 | 136.9531 | 1432.6 | 1432.6 | 136.9531 | 1432.6 | 1432.6 | 136.9531 | 1432.6 | 70.4 | 10.5 | 1432.6 | 136.9531 | 1432.6
4064 |  | 1448.3 | 135.5748 | 1448.3 | 1448.3 | 135.5748 | 1448.3 | 1448.3 | 135.5748 | 1448.3 | 69.5 | 8 | 1448.3 | 135.5748 | 1448.3
4065 |  | 1421.9 | 134.4111 | 1421.9 | 1421.9 | 134.4111 | 1421.9 | 1421.9 | 134.4111 | 1421.9 | 71.1 | 8.19 | 1421.9 | 134.4111 | 1421.9
4066 |  | 1395.3 | 132.2695 | 1395.3 | 1395.3 | 132.2695 | 1395.3 | 1395.3 | 132.2695 | 1395.3 | 70.9 | 8.52 | 1395.3 | 132.2695 | 1395.3
4067 |  | 1353.6 | 133.8031 | 1353.6 | 1353.6 | 133.8031 | 1353.6 | 1353.6 | 133.8031 | 1353.6 | 71.1 | 8.58 | 1353.6 | 133.8031 | 1353.6
4068 |  | 1336.7 | 133.5116 | 1336.7 | 1336.7 | 133.5116 | 1336.7 | 1336.7 | 133.5116 | 1336.7 | 71.9 | 8.11 | 1336.7 | 133.5116 | 1336.7
4069 |  | 1335.2 | 133.1939 | 1335.2 | 1335.2 | 133.1939 | 1335.2 | 1335.2 | 133.1939 | 1335.2 | 71.3 | 8.39 | 1335.2 | 133.1939 | 1335.2
4070 |  | 1336 | 136.7156 | 1336 | 1336 | 136.7156 | 1336 | 1336 | 136.7156 | 1336 | 71.6 | 7.86 | 1336 | 136.7156 | 1336
4071 |  | 1322.4 | 135.4428 | 1322.4 | 1322.4 | 135.4428 | 1322.4 | 1322.4 | 135.4428 | 1322.4 | 71.5 | 7.73 | 1322.4 | 135.4428 | 1322.4
4072 |  | 1345.6 | 134.2936 | 1345.6 | 1345.6 | 134.2936 | 1345.6 | 1345.6 | 134.2936 | 1345.6 | 71.3 | 7.15 | 1345.6 | 134.2936 | 1345.6
4073 |  | 1418.6 | 136.223 | 1418.6 | 1418.6 | 136.223 | 1418.6 | 1418.6 | 136.223 | 1418.6 | 71.8 | 6.96 | 1418.6 | 136.223 | 1418.6
4074 |  | 1409.8 | 135.1066 | 1409.8 | 1409.8 | 135.1066 | 1409.8 | 1409.8 | 135.1066 | 1409.8 | 71.8 | 6.76 | 1409.8 | 135.1066 | 1409.8
4075 |  | 1651.1 | 136.5064 | 1651.1 | 1651.1 | 136.5064 | 1651.1 | 1651.1 | 136.5064 | 1651.1 | 70.3 | 7.65 | 1651.1 | 136.5064 | 1651.1
4076 |  | 1698.7 | 135.7364 | 1698.7 | 1698.7 | 135.7364 | 1698.7 | 1698.7 | 135.7364 | 1698.7 | 71.4 | 7.28 | 1698.7 | 135.7364 | 1698.7
4077 |  | 1721.1 | 135.5288 | 1721.1 | 1721.1 | 135.5288 | 1721.1 | 1721.1 | 135.5288 | 1721.1 | 71.7 | 7.27 | 1721.1 | 135.5288 | 1721.1
4078 |  | 1627.4 | 135.3707 | 1627.4 | 1627.4 | 135.3707 | 1627.4 | 1627.4 | 135.3707 | 1627.4 | 72.3 | 7.39 | 1627.4 | 135.3707 | 1627.4
4079 |  | 1502.9 | 132.9757 | 1502.9 | 1502.9 | 132.9757 | 1502.9 | 1502.9 | 132.9757 | 1502.9 | 72.3 | 7.66 | 1502.9 | 132.9757 | 1502.9
4080 |  | 1457.2 | 134.0201 | 1457.2 | 1457.2 | 134.0201 | 1457.2 | 1457.2 | 134.0201 | 1457.2 | 71.7 | 7.45 | 1457.2 | 134.0201 | 1457.2
4081 |  | 1408.5 | 131.9778 | 1408.5 | 1408.5 | 131.9778 | 1408.5 | 1408.5 | 131.9778 | 1408.5 | 71.3 | 7.78 | 1408.5 | 131.9778 | 1408.5
4082 |  | 1388.5 | 131.17 | 1388.5 | 1388.5 | 131.17 | 1388.5 | 1388.5 | 131.17 | 1388.5 | 71.4 | 7.93 | 1388.5 | 131.17 | 1388.5
4083 |  | 1403.6 | 134.0565 | 1403.6 | 1403.6 | 134.0565 | 1403.6 | 1403.6 | 134.0565 | 1403.6 | 71.1 | 7.63 | 1403.6 | 134.0565 | 1403.6
4084 |  | 1427.7 | 134.3622 | 1427.7 | 1427.7 | 134.3622 | 1427.7 | 1427.7 | 134.3622 | 1427.7 | 71.6 | 8.78 | 1427.7 | 134.3622 | 1427.7
4085 |  | 1445 | 132.1093 | 1445 | 1445 | 132.1093 | 1445 | 1445 | 132.1093 | 1445 | 71.7 | 9.34 | 1445 | 132.1093 | 1445
4086 |  | 1455.6 | 132.8201 | 1455.6 | 1455.6 | 132.8201 | 1455.6 | 1455.6 | 132.8201 | 1455.6 | 72.3 | 8.61 | 1455.6 | 132.8201 | 1455.6
4087 |  | 1436.2 | 134.3301 | 1436.2 | 1436.2 | 134.3301 | 1436.2 | 1436.2 | 134.3301 | 1436.2 | 72.2 | 8.71 | 1436.2 | 134.3301 | 1436.2
4088 |  | 1434 | 133.005 | 1434 | 1434 | 133.005 | 1434 | 1434 | 133.005 | 1434 | 71.9 | 9.38 | 1434 | 133.005 | 1434
4089 |  | 1434.7 | 136.3087 | 1434.7 | 1434.7 | 136.3087 | 1434.7 | 1434.7 | 136.3087 | 1434.7 | 72.2 | 16.52 | 1434.7 | 136.3087 | 1434.7
4090 |  | 1450.8 | 135.0501 | 1450.8 | 1450.8 | 135.0501 | 1450.8 | 1450.8 | 135.0501 | 1450.8 | 72.5 | 16.44 | 1450.8 | 135.0501 | 1450.8
4091 |  | 1472.8 | 136.4924 | 1472.8 | 1472.8 | 136.4924 | 1472.8 | 1472.8 | 136.4924 | 1472.8 | 72.2 | 12.51 | 1472.8 | 136.4924 | 1472.8
4092 |  | 1508 | 136.063 | 1508 | 1508 | 136.063 | 1508 | 1508 | 136.063 | 1508 | 71.9 | 15.21 | 1508 | 136.063 | 1508
4093 |  | 1512.4 | 136.9818 | 1512.4 | 1512.4 | 136.9818 | 1512.4 | 1512.4 | 136.9818 | 1512.4 | 72.1 | 19.52 | 1512.4 | 136.9818 | 1512.4
4094 |  | 1536.9 | 135.0743 | 1536.9 | 1536.9 | 135.0743 | 1536.9 | 1536.9 | 135.0743 | 1536.9 | 72.1 | 18.73 | 1536.9 | 135.0743 | 1536.9
4095 |  | 1552.4 | 133.2695 | 1552.4 | 1552.4 | 133.2695 | 1552.4 | 1552.4 | 133.2695 | 1552.4 | 71.5 | 17.53 | 1552.4 | 133.2695 | 1552.4
4096 |  | 1583.2 | 133.5547 | 1583.2 | 1583.2 | 133.5547 | 1583.2 | 1583.2 | 133.5547 | 1583.2 | 71.7 | 18.51 | 1583.2 | 133.5547 | 1583.2
4097 |  | 1574.2 | 136.0584 | 1574.2 | 1574.2 | 136.0584 | 1574.2 | 1574.2 | 136.0584 | 1574.2 | 72.3 | 15.59 | 1574.2 | 136.0584 | 1574.2
4098 |  | 1629.8 | 135.8927 | 1629.8 | 1629.8 | 135.8927 | 1629.8 | 1629.8 | 135.8927 | 1629.8 | 71.1 | 15.79 | 1629.8 | 135.8927 | 1629.8
4099 |  | 1801 | 134.6305 | 1801 | 1801 | 134.6305 | 1801 | 1801 | 134.6305 | 1801 | 72.1 | 22.24 | 1801 | 134.6305 | 1801
4100 |  | 1797.1 | 134.2068 | 1797.1 | 1797.1 | 134.2068 | 1797.1 | 1797.1 | 134.2068 | 1797.1 | 72.5 | 15.99 | 1797.1 | 134.2068 | 1797.1
4101 |  | 1776.8 | 133.5799 | 1776.8 | 1776.8 | 133.5799 | 1776.8 | 1776.8 | 133.5799 | 1776.8 | 72.2 | 24.57 | 1776.8 | 133.5799 | 1776.8
4102 |  | 1744.5 | 133.5425 | 1744.5 | 1744.5 | 133.5425 | 1744.5 | 1744.5 | 133.5425 | 1744.5 | 71.4 | 20.94 | 1744.5 | 133.5425 | 1744.5
4103 |  | 1605.8 | 134.7138 | 1605.8 | 1605.8 | 134.7138 | 1605.8 | 1605.8 | 134.7138 | 1605.8 | 72.4 | 20.46 | 1605.8 | 134.7138 | 1605.8
4104 |  | 1530.1 | 134.4894 | 1530.1 | 1530.1 | 134.4894 | 1530.1 | 1530.1 | 134.4894 | 1530.1 | 72.6 | 17.71 | 1530.1 | 134.4894 | 1530.1
4105 |  | 1511.7 | 129.3469 | 1511.7 | 1511.7 | 129.3469 | 1511.7 | 1511.7 | 129.3469 | 1511.7 | 72.6 | 10.26 | 1511.7 | 129.3469 | 1511.7
4106 |  | 1504.6 | 129.3816 | 1504.6 | 1504.6 | 129.3816 | 1504.6 | 1504.6 | 129.3816 | 1504.6 | 73.2 | 11.72 | 1504.6 | 129.3816 | 1504.6
4107 |  | 1490.1 | 130.4194 | 1490.1 | 1490.1 | 130.4194 | 1490.1 | 1490.1 | 130.4194 | 1490.1 | 73.1 | 17.47 | 1490.1 | 130.4194 | 1490.1
4108 |  | 1512.2 | 101.4389 | 1512.2 | 1512.2 | 101.4389 | 1512.2 | 1512.2 | 101.4389 | 1512.2 | 72.9 | 17.47 | 1512.2 | 101.4389 | 1512.2
4109 |  | 1527.7 | 99.4055 | 1527.7 | 1527.7 | 99.4055 | 1527.7 | 1527.7 | 99.4055 | 1527.7 | 72.9 | 15.74 | 1527.7 | 99.4055 | 1527.7
4110 |  | 1449.4 | 132.9039 | 1449.4 | 1449.4 | 132.9039 | 1449.4 | 1449.4 | 132.9039 | 1449.4 | 72.2 | 15.3 | 1449.4 | 132.9039 | 1449.4
4111 |  | 1441.5 | 130.3304 | 1441.5 | 1441.5 | 130.3304 | 1441.5 | 1441.5 | 130.3304 | 1441.5 | 71.5 | 12.77 | 1441.5 | 130.3304 | 1441.5
4112 |  | 1414.3 | 125.7129 | 1414.3 | 1414.3 | 125.7129 | 1414.3 | 1414.3 | 125.7129 | 1414.3 | 72.5 | 9.17 | 1414.3 | 125.7129 | 1414.3
4113 |  | 1443.6 | 128.3647 | 1443.6 | 1443.6 | 128.3647 | 1443.6 | 1443.6 | 128.3647 | 1443.6 | 70.5 | 16.46 | 1443.6 | 128.3647 | 1443.6
4114 |  | 1413.7 | 133.0421 | 1413.7 | 1413.7 | 133.0421 | 1413.7 | 1413.7 | 133.0421 | 1413.7 | 71.8 | 16.33 | 1413.7 | 133.0421 | 1413.7
4115 |  | 1487.1 | 109.375 | 1487.1 | 1487.1 | 109.375 | 1487.1 | 1487.1 | 109.375 | 1487.1 | 72.4 | 15.54 | 1487.1 | 109.375 | 1487.1
4116 |  | 1467.4 | 108.3647 | 1467.4 | 1467.4 | 108.3647 | 1467.4 | 1467.4 | 108.3647 | 1467.4 | 72.7 | 14.26 | 1467.4 | 108.3647 | 1467.4
4117 |  | 1469.7 | 106.9807 | 1469.7 | 1469.7 | 106.9807 | 1469.7 | 1469.7 | 106.9807 | 1469.7 | 72.5 | 24.62 | 1469.7 | 106.9807 | 1469.7
4118 |  | 1536.9 | 107.6988 | 1536.9 | 1536.9 | 107.6988 | 1536.9 | 1536.9 | 107.6988 | 1536.9 | 72.3 | 18.01 | 1536.9 | 107.6988 | 1536.9
4119 |  | 1526.5 | 101.5023 | 1526.5 | 1526.5 | 101.5023 | 1526.5 | 1526.5 | 101.5023 | 1526.5 | 72.6 | 20.44 | 1526.5 | 101.5023 | 1526.5
4120 |  | 1519.7 | 101.2294 | 1519.7 | 1519.7 | 101.2294 | 1519.7 | 1519.7 | 101.2294 | 1519.7 | 72.6 | 20.3 | 1519.7 | 101.2294 | 1519.7
4121 |  | 1493.6 | 104.1286 | 1493.6 | 1493.6 | 104.1286 | 1493.6 | 1493.6 | 104.1286 | 1493.6 | 73.5 | 17.08 | 1493.6 | 104.1286 | 1493.6
4122 |  | 1548.7 | 100.1711 | 1548.7 | 1548.7 | 100.1711 | 1548.7 | 1548.7 | 100.1711 | 1548.7 | 72.1 | 18.11 | 1548.7 | 100.1711 | 1548.7
4123 |  | 1659.6 | 104.1247 | 1659.6 | 1659.6 | 104.1247 | 1659.6 | 1659.6 | 104.1247 | 1659.6 | 73.2 | 10.03 | 1659.6 | 104.1247 | 1659.6
4124 |  | 1709.5 | 100.8509 | 1709.5 | 1709.5 | 100.8509 | 1709.5 | 1709.5 | 100.8509 | 1709.5 | 71.9 | 14.8 | 1709.5 | 100.8509 | 1709.5
4125 |  | 1694.9 | 105.3614 | 1694.9 | 1694.9 | 105.3614 | 1694.9 | 1694.9 | 105.3614 | 1694.9 | 73 | 24.6 | 1694.9 | 105.3614 | 1694.9
4126 |  | 1675.6 | 110.1745 | 1675.6 | 1675.6 | 110.1745 | 1675.6 | 1675.6 | 110.1745 | 1675.6 | 73.1 | 19.26 | 1675.6 | 110.1745 | 1675.6
4127 |  | 1595.2 | 110.546 | 1595.2 | 1595.2 | 110.546 | 1595.2 | 1595.2 | 110.546 | 1595.2 | 71.5 | 21.3 | 1595.2 | 110.546 | 1595.2
4128 |  | 1523.2 | 110.1196 | 1523.2 | 1523.2 | 110.1196 | 1523.2 | 1523.2 | 110.1196 | 1523.2 | 73 | 14.2 | 1523.2 | 110.1196 | 1523.2
4129 |  | 1480.6 | 122.7122 | 1480.6 | 1480.6 | 122.7122 | 1480.6 | 1480.6 | 122.7122 | 1480.6 | 72.8 | 21.94 | 1480.6 | 122.7122 | 1480.6
4130 |  | 1463.4 | 131.324 | 1463.4 | 1463.4 | 131.324 | 1463.4 | 1463.4 | 131.324 | 1463.4 | 73.4 | 9.95 | 1463.4 | 131.324 | 1463.4
4131 |  | 1479.3 | 132.4181 | 1479.3 | 1479.3 | 132.4181 | 1479.3 | 1479.3 | 132.4181 | 1479.3 | 73.2 | 18.82 | 1479.3 | 132.4181 | 1479.3
4132 |  | 1493.9 | 133.173 | 1493.9 | 1493.9 | 133.173 | 1493.9 | 1493.9 | 133.173 | 1493.9 | 72.5 | 15.7 | 1493.9 | 133.173 | 1493.9
4133 |  | 1495.4 | 109.2953 | 1495.4 | 1495.4 | 109.2953 | 1495.4 | 1495.4 | 109.2953 | 1495.4 | 72.7 | 13.11 | 1495.4 | 109.2953 | 1495.4
4134 |  | 1535.7 | 130.148 | 1535.7 | 1535.7 | 130.148 | 1535.7 | 1535.7 | 130.148 | 1535.7 | 73.2 | 12.85 | 1535.7 | 130.148 | 1535.7
4135 |  | 1370.5 | 132.7067 | 1370.5 | 1370.5 | 132.7067 | 1370.5 | 1370.5 | 132.7067 | 1370.5 | 71.6 | 11.63 | 1370.5 | 132.7067 | 1370.5
4136 |  | 1406.2 | 132.8203 | 1406.2 | 1406.2 | 132.8203 | 1406.2 | 1406.2 | 132.8203 | 1406.2 | 72.5 | 9.8 | 1406.2 | 132.8203 | 1406.2
4137 |  | 1448.7 | 133.6577 | 1448.7 | 1448.7 | 133.6577 | 1448.7 | 1448.7 | 133.6577 | 1448.7 | 72.2 | 10.81 | 1448.7 | 133.6577 | 1448.7
4138 |  | 1392.7 | 134.142 | 1392.7 | 1392.7 | 134.142 | 1392.7 | 1392.7 | 134.142 | 1392.7 | 72.4 | 14.63 | 1392.7 | 134.142 | 1392.7
4139 |  | 1437.6 | 129.4139 | 1437.6 | 1437.6 | 129.4139 | 1437.6 | 1437.6 | 129.4139 | 1437.6 | 71.4 | 14.43 | 1437.6 | 129.4139 | 1437.6
4140 |  | 1423.5 | 107.7226 | 1423.5 | 1423.5 | 107.7226 | 1423.5 | 1423.5 | 107.7226 | 1423.5 | 70.3 | 12.83 | 1423.5 | 107.7226 | 1423.5
4141 |  | 1463.9 | 131.5972 | 1463.9 | 1463.9 | 131.5972 | 1463.9 | 1463.9 | 131.5972 | 1463.9 | 70.8 | 17.61 | 1463.9 | 131.5972 | 1463.9
4142 |  | 1470.7 | 138.6268 | 1470.7 | 1470.7 | 138.6268 | 1470.7 | 1470.7 | 138.6268 | 1470.7 | 71.7 | 17.25 | 1470.7 | 138.6268 | 1470.7
4143 |  | 1433.7 | 134.3021 | 1433.7 | 1433.7 | 134.3021 | 1433.7 | 1433.7 | 134.3021 | 1433.7 | 73.3 | 16.76 | 1433.7 | 134.3021 | 1433.7
4144 |  | 1544.8 | 133.1477 | 1544.8 | 1544.8 | 133.1477 | 1544.8 | 1544.8 | 133.1477 | 1544.8 | 72.4 | 15.18 | 1544.8 | 133.1477 | 1544.8
4145 |  | 1497.7 | 131.0659 | 1497.7 | 1497.7 | 131.0659 | 1497.7 | 1497.7 | 131.0659 | 1497.7 | 73.4 | 14.82 | 1497.7 | 131.0659 | 1497.7
4146 |  | 1530.4 | 132.2013 | 1530.4 | 1530.4 | 132.2013 | 1530.4 | 1530.4 | 132.2013 | 1530.4 | 70.1 | 16.5 | 1530.4 | 132.2013 | 1530.4
4147 |  | 1580.7 | 131.472 | 1580.7 | 1580.7 | 131.472 | 1580.7 | 1580.7 | 131.472 | 1580.7 | 71.7 | 18.23 | 1580.7 | 131.472 | 1580.7
4148 |  | 1565.8 | 132.0885 | 1565.8 | 1565.8 | 132.0885 | 1565.8 | 1565.8 | 132.0885 | 1565.8 | 71.5 | 12.27 | 1565.8 | 132.0885 | 1565.8
4149 |  | 1553 | 134.4122 | 1553 | 1553 | 134.4122 | 1553 | 1553 | 134.4122 | 1553 | 71.8 | 21.55 | 1553 | 134.4122 | 1553
4150 |  | 1536.7 | 133.5035 | 1536.7 | 1536.7 | 133.5035 | 1536.7 | 1536.7 | 133.5035 | 1536.7 | 72.7 | 17.81 | 1536.7 | 133.5035 | 1536.7
4151 |  | 1450.8 | 131.1532 | 1450.8 | 1450.8 | 131.1532 | 1450.8 | 1450.8 | 131.1532 | 1450.8 | 71.9 | 16.01 | 1450.8 | 131.1532 | 1450.8
4152 |  | 1489.5 | 132.8215 | 1489.5 | 1489.5 | 132.8215 | 1489.5 | 1489.5 | 132.8215 | 1489.5 | 71.3 | 11.04 | 1489.5 | 132.8215 | 1489.5
4153 |  | 1389.5 | 131.7958 | 1389.5 | 1389.5 | 131.7958 | 1389.5 | 1389.5 | 131.7958 | 1389.5 | 72 | 18.965 | 1389.5 | 131.7958 | 1389.5
4154 |  | 1393.9 | 131.2005 | 1393.9 | 1393.9 | 131.2005 | 1393.9 | 1393.9 | 131.2005 | 1393.9 | 71.2 | 13.31 | 1393.9 | 131.2005 | 1393.9
4155 |  | 1381.7 | 129.4432 | 1381.7 | 1381.7 | 129.4432 | 1381.7 | 1381.7 | 129.4432 | 1381.7 | 71.6 | 20.13 | 1381.7 | 129.4432 | 1381.7
4156 |  | 1432.7 | 128.9794 | 1432.7 | 1432.7 | 128.9794 | 1432.7 | 1432.7 | 128.9794 | 1432.7 | 72.1 | 14.57 | 1432.7 | 128.9794 | 1432.7
4157 |  | 1438.1 | 130.5931 | 1438.1 | 1438.1 | 130.5931 | 1438.1 | 1438.1 | 130.5931 | 1438.1 | 72.1 | 17.78 | 1438.1 | 130.5931 | 1438.1
4158 |  | 1499.8 | 135.2522 | 1499.8 | 1499.8 | 135.2522 | 1499.8 | 1499.8 | 135.2522 | 1499.8 | 72.6 | 11.98 | 1499.8 | 135.2522 | 1499.8
4159 |  | 1478.8 | 132.8898 | 1478.8 | 1478.8 | 132.8898 | 1478.8 | 1478.8 | 132.8898 | 1478.8 | 71.8 | 12.79 | 1478.8 | 132.8898 | 1478.8
4160 |  | 1511.1 | 134.5074 | 1511.1 | 1511.1 | 134.5074 | 1511.1 | 1511.1 | 134.5074 | 1511.1 | 71.9 | 10.36 | 1511.1 | 134.5074 | 1511.1
4161 |  | 1541 | 135.8081 | 1541 | 1541 | 135.8081 | 1541 | 1541 | 135.8081 | 1541 | 71.4 | 10.33 | 1541 | 135.8081 | 1541
4162 |  | 1582.1 | 134.3423 | 1582.1 | 1582.1 | 134.3423 | 1582.1 | 1582.1 | 134.3423 | 1582.1 | 70.6 | 10.49 | 1582.1 | 134.3423 | 1582.1
4163 |  | 1576 | 136.9118 | 1576 | 1576 | 136.9118 | 1576 | 1576 | 136.9118 | 1576 | 71.8 | 15.07 | 1576 | 136.9118 | 1576
4164 |  | 1488.4 | 136.9214 | 1488.4 | 1488.4 | 136.9214 | 1488.4 | 1488.4 | 136.9214 | 1488.4 | 71.1 | 12.04 | 1488.4 | 136.9214 | 1488.4
4165 |  | 1572.5 | 135.608 | 1572.5 | 1572.5 | 135.608 | 1572.5 | 1572.5 | 135.608 | 1572.5 | 69.1 | 10.49 | 1572.5 | 135.608 | 1572.5
4166 |  | 1503.2 | 135.1966 | 1503.2 | 1503.2 | 135.1966 | 1503.2 | 1503.2 | 135.1966 | 1503.2 | 69.6 | 18.77 | 1503.2 | 135.1966 | 1503.2
4167 |  | 1502.1 | 134.8796 | 1502.1 | 1502.1 | 134.8796 | 1502.1 | 1502.1 | 134.8796 | 1502.1 | 72 | 14.65 | 1502.1 | 134.8796 | 1502.1
4168 |  | 1486.9 | 134.8067 | 1486.9 | 1486.9 | 134.8067 | 1486.9 | 1486.9 | 134.8067 | 1486.9 | 71.3 | 18.13 | 1486.9 | 134.8067 | 1486.9
4169 |  | 1486.8 | 133.4187 | 1486.8 | 1486.8 | 133.4187 | 1486.8 | 1486.8 | 133.4187 | 1486.8 | 71.5 | 18.48 | 1486.8 | 133.4187 | 1486.8
4170 |  | 1621 | 136.0842 | 1621 | 1621 | 136.0842 | 1621 | 1621 | 136.0842 | 1621 | 72.5 | 14.46 | 1621 | 136.0842 | 1621
4171 |  | 1706.3 | 133.9366 | 1706.3 | 1706.3 | 133.9366 | 1706.3 | 1706.3 | 133.9366 | 1706.3 | 71.3 | 16.25 | 1706.3 | 133.9366 | 1706.3
4172 |  | 1730.5 | 132.7393 | 1730.5 | 1730.5 | 132.7393 | 1730.5 | 1730.5 | 132.7393 | 1730.5 | 72.3 | 21.06 | 1730.5 | 132.7393 | 1730.5
4173 |  | 1723.7 | 135.2805 | 1723.7 | 1723.7 | 135.2805 | 1723.7 | 1723.7 | 135.2805 | 1723.7 | 72.3 | 19.41 | 1723.7 | 135.2805 | 1723.7
4174 |  | 1662.7 | 126.0503 | 1662.7 | 1662.7 | 126.0503 | 1662.7 | 1662.7 | 126.0503 | 1662.7 | 72 | 11.76 | 1662.7 | 126.0503 | 1662.7
4175 |  | 1580 | 112.4052 | 1580 | 1580 | 112.4052 | 1580 | 1580 | 112.4052 | 1580 | 73 | 15.62 | 1580 | 112.4052 | 1580
4176 |  | 1577.2 | 111.6429 | 1577.2 | 1577.2 | 111.6429 | 1577.2 | 1577.2 | 111.6429 | 1577.2 | 72.2 | 18.2 | 1577.2 | 111.6429 | 1577.2
4177 |  | 1469.2 | 133.9854 | 1469.2 | 1469.2 | 133.9854 | 1469.2 | 1469.2 | 133.9854 | 1469.2 | 73.1 | 15.99 | 1469.2 | 133.9854 | 1469.2
4178 |  | 1438.8 | 135.8692 | 1438.8 | 1438.8 | 135.8692 | 1438.8 | 1438.8 | 135.8692 | 1438.8 | 72.8 | 16.39 | 1438.8 | 135.8692 | 1438.8
4179 |  | 1381.4 | 136.319 | 1381.4 | 1381.4 | 136.319 | 1381.4 | 1381.4 | 136.319 | 1381.4 | 71.7 | 21.44 | 1381.4 | 136.319 | 1381.4
4180 |  | 1419 | 135.0136 | 1419 | 1419 | 135.0136 | 1419 | 1419 | 135.0136 | 1419 | 72 | 12.7 | 1419 | 135.0136 | 1419
4181 |  | 1432.2 | 134.5322 | 1432.2 | 1432.2 | 134.5322 | 1432.2 | 1432.2 | 134.5322 | 1432.2 | 72.4 | 14.52 | 1432.2 | 134.5322 | 1432.2
4182 |  | 1348.7 | 134.3986 | 1348.7 | 1348.7 | 134.3986 | 1348.7 | 1348.7 | 134.3986 | 1348.7 | 71 | 9.71 | 1348.7 | 134.3986 | 1348.7
4183 |  | 1444.4 | 135.6321 | 1444.4 | 1444.4 | 135.6321 | 1444.4 | 1444.4 | 135.6321 | 1444.4 | 71.9 | 12.64 | 1444.4 | 135.6321 | 1444.4
4184 |  | 1441.8 | 133.131 | 1441.8 | 1441.8 | 133.131 | 1441.8 | 1441.8 | 133.131 | 1441.8 | 72.1 | 14.28 | 1441.8 | 133.131 | 1441.8
4185 |  | 1458.9 | 124.9753 | 1458.9 | 1458.9 | 124.9753 | 1458.9 | 1458.9 | 124.9753 | 1458.9 | 72.2 | 11.21 | 1458.9 | 124.9753 | 1458.9
4186 |  | 1523.6 | 112.0799 | 1523.6 | 1523.6 | 112.0799 | 1523.6 | 1523.6 | 112.0799 | 1523.6 | 71.9 | 14.19 | 1523.6 | 112.0799 | 1523.6
4187 |  | 1451.7 | 111.2846 | 1451.7 | 1451.7 | 111.2846 | 1451.7 | 1451.7 | 111.2846 | 1451.7 | 71.6 | 16.575 | 1451.7 | 111.2846 | 1451.7
4188 |  | 1467.1 | 109.0103 | 1467.1 | 1467.1 | 109.0103 | 1467.1 | 1467.1 | 109.0103 | 1467.1 | 72.3 | 14.705 | 1467.1 | 109.0103 | 1467.1
4189 |  | 1446.1 | 107.7813 | 1446.1 | 1446.1 | 107.7813 | 1446.1 | 1446.1 | 107.7813 | 1446.1 | 71 | 17.17 | 1446.1 | 107.7813 | 1446.1
4190 |  | 1457.5 | 108.9117 | 1457.5 | 1457.5 | 108.9117 | 1457.5 | 1457.5 | 108.9117 | 1457.5 | 72.9 | 14.75 | 1457.5 | 108.9117 | 1457.5
4191 |  | 1476.9 | 107.763 | 1476.9 | 1476.9 | 109.8574 | 1476.9 | 1476.9 | 107.763 | 1476.9 | 71.3 | 18.53 | 1476.9 | 107.763 | 1476.9
4192 |  | 1502 | 110.8031 | 1502 | 1502 | 110.8031 | 1502 | 1502 | 110.8031 | 1502 | 72.3 | 10.8 | 1502 | 110.8031 | 1502
4193 |  | 1506.7 | 106.8344 | 1506.7 | 1506.7 | 106.8344 | 1506.7 | 1506.7 | 106.8344 | 1506.7 | 72.7 | 18.59 | 1506.7 | 106.8344 | 1506.7
4194 |  | 1520.4 | 109.9285 | 1520.4 | 1520.4 | 109.9285 | 1520.4 | 1520.4 | 109.9285 | 1520.4 | 72.2 | 15.02 | 1520.4 | 109.9285 | 1520.4
4195 |  | 1637 | 111.3193 | 1637 | 1637 | 111.3193 | 1637 | 1637 | 111.3193 | 1637 | 72.2 | 16.42 | 1637 | 111.3193 | 1637
4196 |  | 1661.6 | 106.3489 | 1661.6 | 1661.6 | 106.3489 | 1661.6 | 1661.6 | 106.3489 | 1661.6 | 72.9 | 22.15 | 1661.6 | 106.3489 | 1661.6
4197 |  | 1651.5 | 108.665 | 1651.5 | 1651.5 | 108.665 | 1651.5 | 1651.5 | 108.665 | 1651.5 | 71.6 | 15.86 | 1651.5 | 108.665 | 1651.5
4198 |  | 1632.1 | 105.109 | 1632.1 | 1632.1 | 105.109 | 1632.1 | 1632.1 | 105.109 | 1632.1 | 71.4 | 18.69 | 1632.1 | 105.109 | 1632.1
4199 |  | 1549.6 | 108.2072 | 1549.6 | 1549.6 | 108.2072 | 1549.6 | 1549.6 | 108.2072 | 1549.6 | 72.6 | 26.47 | 1549.6 | 108.2072 | 1549.6
4200 |  | 1542.5 | 107.817 | 1542.5 | 1542.5 | 107.817 | 1542.5 | 1542.5 | 107.817 | 1542.5 | 71.9 | 17.48 | 1542.5 | 107.817 | 1542.5
4201 |  | 1368.5 | 109.6613 | 1368.5 | 1368.5 | 109.6613 | 1368.5 | 1368.5 | 109.6613 | 1368.5 | 72.7 | 24.46 | 1368.5 | 109.6613 | 1368.5
4202 |  | 1383.8 | 130.0988 | 1383.8 | 1383.8 | 130.0988 | 1383.8 | 1383.8 | 130.0988 | 1383.8 | 71.5 | 22.67 | 1383.8 | 130.0988 | 1383.8
4203 |  | 1402 | 131.8286 | 1402 | 1402 | 131.8286 | 1402 | 1402 | 131.8286 | 1402 | 72.6 | 11.77 | 1402 | 131.8286 | 1402
4204 |  | 1409.4 | 130.6458 | 1409.4 | 1409.4 | 130.6458 | 1409.4 | 1409.4 | 130.6458 | 1409.4 | 72.9 | 11.76 | 1409.4 | 130.6458 | 1409.4
4205 |  | 1401.2 | 130.2855 | 1401.2 | 1401.2 | 130.2855 | 1401.2 | 1401.2 | 130.2855 | 1401.2 | 71.5 | 11.66 | 1401.2 | 130.2855 | 1401.2
4206 |  | 1322.4 | 133.1303 | 1322.4 | 1322.4 | 133.1303 | 1322.4 | 1322.4 | 133.1303 | 1322.4 | 72.4 | 8.64 | 1322.4 | 133.1303 | 1322.4
4207 |  | 1404.2 | 131.4762 | 1404.2 | 1404.2 | 131.4762 | 1404.2 | 1404.2 | 131.4762 | 1404.2 | 71.7 | 8.84 | 1404.2 | 131.4762 | 1404.2
4208 |  | 1416.3 | 131.1892 | 1416.3 | 1416.3 | 131.1892 | 1416.3 | 1416.3 | 131.1892 | 1416.3 | 72.3 | 11.99 | 1416.3 | 131.1892 | 1416.3
4209 |  | 1433.1 | 132.4474 | 1433.1 | 1433.1 | 132.4474 | 1433.1 | 1433.1 | 132.4474 | 1433.1 | 71.9 | 12.09 | 1433.1 | 132.4474 | 1433.1
4210 |  | 1404.6 | 129.0363 | 1404.6 | 1404.6 | 129.0363 | 1404.6 | 1404.6 | 129.0363 | 1404.6 | 71.9 | 10.4 | 1404.6 | 129.0363 | 1404.6
4211 |  | 1418.5 | 129.9322 | 1418.5 | 1418.5 | 129.9322 | 1418.5 | 1418.5 | 129.9322 | 1418.5 | 71.6 | 18.08 | 1418.5 | 129.9322 | 1418.5
4212 |  | 1409.2 | 131.8776 | 1409.2 | 1409.2 | 131.8776 | 1409.2 | 1409.2 | 131.8776 | 1409.2 | 71.8 | 17.37 | 1409.2 | 131.8776 | 1409.2
4213 |  | 1476.7 | 136.5483 | 1476.7 | 1476.7 | 136.5483 | 1476.7 | 1476.7 | 136.5483 | 1476.7 | 72.3 | 22.61 | 1476.7 | 136.5483 | 1476.7
4214 |  | 1438.5 | 136.4638 | 1438.5 | 1438.5 | 136.4638 | 1438.5 | 1438.5 | 136.4638 | 1438.5 | 72.3 | 16.24 | 1438.5 | 136.4638 | 1438.5
4215 |  | 1456 | 135.1132 | 1456 | 1456 | 135.1132 | 1456 | 1456 | 135.1132 | 1456 | 71.3 | 17.71 | 1456 | 135.1132 | 1456
4216 |  | 1481.5 | 134.6338 | 1481.5 | 1481.5 | 134.6338 | 1481.5 | 1481.5 | 134.6338 | 1481.5 | 71.8 | 13.79 | 1481.5 | 134.6338 | 1481.5
4217 |  | 1507.4 | 136.0787 | 1507.4 | 1507.4 | 136.0787 | 1507.4 | 1507.4 | 136.0787 | 1507.4 | 71.9 | 14.27 | 1507.4 | 136.0787 | 1507.4
4218 |  | 1519 | 135.5308 | 1519 | 1519 | 135.5308 | 1519 | 1519 | 135.5308 | 1519 | 72.3 | 15.9 | 1519 | 135.5308 | 1519
4219 |  | 1683.8 | 137.3713 | 1683.8 | 1683.8 | 137.3713 | 1683.8 | 1683.8 | 137.3713 | 1683.8 | 68.2 | 9.49 | 1683.8 | 137.3713 | 1683.8
4220 |  | 1667 | 135.6864 | 1667 | 1667 | 135.6864 | 1667 | 1667 | 135.6864 | 1667 | 71.2 | 10.7 | 1667 | 135.6864 | 1667
4221 |  | 1626.4 | 124.0964 | 1626.4 | 1626.4 | 124.0964 | 1626.4 | 1626.4 | 124.0964 | 1626.4 | 70.6 | 17.28 | 1626.4 | 124.0964 | 1626.4
4222 |  | 1586.9 | 111.9367 | 1586.9 | 1586.9 | 111.9367 | 1586.9 | 1586.9 | 111.9367 | 1586.9 | 71.6 | 18.69 | 1586.9 | 111.9367 | 1586.9
4223 |  | 1466.8 | 109.7637 | 1466.8 | 1466.8 | 109.7637 | 1466.8 | 1466.8 | 109.7637 | 1466.8 | 72.1 | 15.33 | 1466.8 | 109.7637 | 1466.8
4224 |  | 1453.5 | 109.127 | 1453.5 | 1453.5 | 109.127 | 1453.5 | 1453.5 | 109.127 | 1453.5 | 71.4 | 21.79 | 1453.5 | 109.127 | 1453.5
4225 |  | 1304.6 | 109.2529 | 1304.6 | 1304.6 | 109.2529 | 1304.6 | 1304.6 | 109.2529 | 1304.6 | 71.2 | 14.32 | 1304.6 | 109.2529 | 1304.6
4226 |  | 1343.2 | 129.9027 | 1343.2 | 1343.2 | 129.9027 | 1343.2 | 1343.2 | 129.9027 | 1343.2 | 71.1 | 12.26 | 1343.2 | 129.9027 | 1343.2
4227 |  | 1348.7 | 129.2192 | 1348.7 | 1348.7 | 129.2192 | 1348.7 | 1348.7 | 129.2192 | 1348.7 | 71 | 9.23 | 1348.7 | 129.2192 | 1348.7
4228 |  | 1365.3 | 129.3439 | 1365.3 | 1365.3 | 129.3439 | 1365.3 | 1365.3 | 129.3439 | 1365.3 | 70.8 | 17.79 | 1365.3 | 129.3439 | 1365.3
4229 |  | 1262.2 | 135.877 | 1262.2 | 1262.2 | 135.877 | 1262.2 | 1262.2 | 135.877 | 1262.2 | 70.8 | 14.52 | 1262.2 | 135.877 | 1262.2
4230 |  | 1251.4 | 134.5213 | 1251.4 | 1251.4 | 134.5213 | 1251.4 | 1251.4 | 134.5213 | 1251.4 | 71 | 8.86 | 1251.4 | 134.5213 | 1251.4
4231 |  | 1333.1 | 137.1835 | 1333.1 | 1333.1 | 137.1835 | 1333.1 | 1333.1 | 137.1835 | 1333.1 | 70.4 | 7.57 | 1333.1 | 137.1835 | 1333.1
4232 |  | 1378.1 | 131.3171 | 1378.1 | 1378.1 | 131.3171 | 1378.1 | 1378.1 | 131.3171 | 1378.1 | 69.5 | 7.24 | 1378.1 | 131.3171 | 1378.1
4233 |  | 1325.3 | 133.1141 | 1325.3 | 1325.3 | 133.1141 | 1325.3 | 1325.3 | 133.1141 | 1325.3 | 71.1 | 7.29 | 1325.3 | 133.1141 | 1325.3
4234 |  | 1243.2 | 136.8361 | 1243.2 | 1243.2 | 136.8361 | 1243.2 | 1243.2 | 136.8361 | 1243.2 | 70.9 | 7.06 | 1243.2 | 136.8361 | 1243.2
4235 |  | 1250.8 | 135.6696 | 1250.8 | 1250.8 | 135.6696 | 1250.8 | 1250.8 | 135.6696 | 1250.8 | 71.1 | 7.76 | 1250.8 | 135.6696 | 1250.8
4236 |  | 1246 | 134.4948 | 1246 | 1246 | 134.4948 | 1246 | 1246 | 134.4948 | 1246 | 71.9 | 8.04 | 1246 | 134.4948 | 1246
4237 |  | 1257.8 | 132.695 | 1257.8 | 1257.8 | 132.695 | 1257.8 | 1257.8 | 132.695 | 1257.8 | 71.3 | 8.23 | 1257.8 | 132.695 | 1257.8
4238 |  | 1331.2 | 134.2017 | 1331.2 | 1331.2 | 134.2017 | 1331.2 | 1331.2 | 134.2017 | 1331.2 | 71.6 | 7.65 | 1331.2 | 134.2017 | 1331.2
4239 |  | 1355.4 | 134.1991 | 1355.4 | 1355.4 | 134.1991 | 1355.4 | 1355.4 | 134.1991 | 1355.4 | 71.5 | 7.98 | 1355.4 | 134.1991 | 1355.4
4240 |  | 1332.3 | 134.8863 | 1332.3 | 1332.3 | 134.8863 | 1332.3 | 1332.3 | 134.8863 | 1332.3 | 71.3 | 7.89 | 1332.3 | 134.8863 | 1332.3
4241 |  | 1335.3 | 133.2212 | 1335.3 | 1335.3 | 133.2212 | 1335.3 | 1335.3 | 133.2212 | 1335.3 | 71.8 | 7.78 | 1335.3 | 133.2212 | 1335.3
4242 |  | 1462.7 | 132.001 | 1462.7 | 1462.7 | 132.001 | 1462.7 | 1462.7 | 132.001 | 1462.7 | 71.8 | 7.22 | 1462.7 | 132.001 | 1462.7
4243 |  | 1582.2 | 134.9397 | 1582.2 | 1582.2 | 134.9397 | 1582.2 | 1582.2 | 134.9397 | 1582.2 | 70.3 | 7.57 | 1582.2 | 134.9397 | 1582.2
4244 |  | 1547.1 | 137.2597 | 1547.1 | 1547.1 | 137.2597 | 1547.1 | 1547.1 | 137.2597 | 1547.1 | 71.4 | 7.49 | 1547.1 | 137.2597 | 1547.1
4245 |  | 1554.8 | 135.1585 | 1554.8 | 1554.8 | 135.1585 | 1554.8 | 1554.8 | 135.1585 | 1554.8 | 71.7 | 7.21 | 1554.8 | 135.1585 | 1554.8
4246 |  | 1463.4 | 136.499 | 1463.4 | 1463.4 | 136.499 | 1463.4 | 1463.4 | 136.499 | 1463.4 | 72.3 | 7.28 | 1463.4 | 136.499 | 1463.4
4247 |  | 1301.5 | 136.1528 | 1301.5 | 1301.5 | 136.1528 | 1301.5 | 1301.5 | 136.1528 | 1301.5 | 72.3 | 7.66 | 1301.5 | 136.1528 | 1301.5
4248 |  | 1366.9 | 135.2539 | 1366.9 | 1366.9 | 135.2539 | 1366.9 | 1366.9 | 135.2539 | 1366.9 | 71.7 | 8.15 | 1366.9 | 135.2539 | 1366.9
4249 |  | 1347.4 | 135.332 | 1347.4 | 1347.4 | 135.332 | 1347.4 | 1347.4 | 135.332 | 1347.4 | 71.3 | 8.41 | 1347.4 | 135.332 | 1347.4
4250 |  | 1367.2 | 134.6158 | 1367.2 | 1367.2 | 134.6158 | 1367.2 | 1367.2 | 134.6158 | 1367.2 | 71.4 | 7.54 | 1367.2 | 134.6158 | 1367.2
4251 |  | 1355.3 | 133.336 | 1355.3 | 1355.3 | 133.336 | 1355.3 | 1355.3 | 133.336 | 1355.3 | 71.1 | 8.03 | 1355.3 | 133.336 | 1355.3
4252 |  | 1365.5 | 134.3334 | 1365.5 | 1365.5 | 134.3334 | 1365.5 | 1365.5 | 134.3334 | 1365.5 | 71.6 | 8.18 | 1365.5 | 134.3334 | 1365.5
4253 |  | 1399.8 | 135.0056 | 1399.8 | 1399.8 | 135.0056 | 1399.8 | 1399.8 | 135.0056 | 1399.8 | 71.7 | 7.49 | 1399.8 | 135.0056 | 1399.8
4254 |  | 1492.5 | 134.1191 | 1492.5 | 1492.5 | 134.1191 | 1492.5 | 1492.5 | 134.1191 | 1492.5 | 72.3 | 8.76 | 1492.5 | 134.1191 | 1492.5
4255 |  | 1471.6 | 136.4854 | 1471.6 | 1471.6 | 136.4854 | 1471.6 | 1471.6 | 136.4854 | 1471.6 | 72.2 | 8.74 | 1471.6 | 136.4854 | 1471.6
4256 |  | 1460 | 136.9134 | 1460 | 1460 | 136.9134 | 1460 | 1460 | 136.9134 | 1460 | 71.9 | 8.83 | 1460 | 136.9134 | 1460
4257 |  | 1471.8 | 133.7843 | 1471.8 | 1471.8 | 133.7843 | 1471.8 | 1471.8 | 133.7843 | 1471.8 | 72.2 | 9.635 | 1471.8 | 133.7843 | 1471.8
4258 |  | 1488.4 | 132.9773 | 1488.4 | 1488.4 | 132.9773 | 1488.4 | 1488.4 | 132.9773 | 1488.4 | 72.5 | 18.82 | 1488.4 | 132.9773 | 1488.4
4259 |  | 1516.5 | 135.3263 | 1516.5 | 1516.5 | 135.3263 | 1516.5 | 1516.5 | 135.3263 | 1516.5 | 72.2 | 11.74 | 1516.5 | 135.3263 | 1516.5
4260 |  | 1488 | 135.9815 | 1488 | 1488 | 135.9815 | 1488 | 1488 | 135.9815 | 1488 | 71.9 | 15.63 | 1488 | 135.9815 | 1488
4261 |  | 1478.3 | 137.1763 | 1478.3 | 1478.3 | 137.1763 | 1478.3 | 1478.3 | 137.1763 | 1478.3 | 72.1 | 17.67 | 1478.3 | 137.1763 | 1478.3
4262 |  | 1496.1 | 134.0956 | 1496.1 | 1496.1 | 134.4784 | 1496.1 | 1496.1 | 134.0956 | 1496.1 | 72.1 | 17.71 | 1496.1 | 134.0956 | 1496.1
4263 |  | 1501.4 | 131.7805 | 1501.4 | 1501.4 | 131.7805 | 1501.4 | 1501.4 | 131.7805 | 1501.4 | 71.5 | 19.29 | 1501.4 | 131.7805 | 1501.4
4264 |  | 1545.3 | 131.7967 | 1545.3 | 1545.3 | 131.7967 | 1545.3 | 1545.3 | 131.7967 | 1545.3 | 71.7 | 18.5 | 1545.3 | 131.7967 | 1545.3
4265 |  | 1522 | 137.6011 | 1522 | 1522 | 137.6011 | 1522 | 1522 | 137.6011 | 1522 | 72.3 | 17.58 | 1522 | 137.6011 | 1522
4266 |  | 1448.2 | 138.1483 | 1448.2 | 1448.2 | 138.1483 | 1448.2 | 1448.2 | 138.1483 | 1448.2 | 71.1 | 8.07 | 1448.2 | 138.1483 | 1448.2
4267 |  | 1630.3 | 136.5338 | 1630.3 | 1630.3 | 136.5338 | 1630.3 | 1630.3 | 136.5338 | 1630.3 | 72.1 | 15.2 | 1630.3 | 136.5338 | 1630.3
4268 |  | 1640.1 | 133.4176 | 1640.1 | 1640.1 | 133.4176 | 1640.1 | 1640.1 | 133.4176 | 1640.1 | 72.5 | 17.69 | 1640.1 | 133.4176 | 1640.1
4269 |  | 1713.4 | 135.8426 | 1713.4 | 1713.4 | 135.8426 | 1713.4 | 1713.4 | 135.8426 | 1713.4 | 72.2 | 18.44 | 1713.4 | 135.8426 | 1713.4
4270 |  | 1659.2 | 134.8146 | 1659.2 | 1659.2 | 134.8146 | 1659.2 | 1659.2 | 134.8146 | 1659.2 | 71.4 | 18.33 | 1659.2 | 134.8146 | 1659.2
4271 |  | 1582.5 | 136.2568 | 1582.5 | 1582.5 | 136.2568 | 1582.5 | 1582.5 | 136.2568 | 1582.5 | 72.4 | 14.92 | 1582.5 | 136.2568 | 1582.5
4272 |  | 1558.8 | 133.639 | 1558.8 | 1558.8 | 133.639 | 1558.8 | 1558.8 | 133.639 | 1558.8 | 72.6 | 20.51 | 1558.8 | 133.639 | 1558.8
4273 |  | 1408.9 | 134.3849 | 1408.9 | 1408.9 | 134.3849 | 1408.9 | 1408.9 | 134.3849 | 1408.9 | 72.6 | 15.02 | 1408.9 | 134.3849 | 1408.9
4274 |  | 1477.5 | 132.3193 | 1477.5 | 1477.5 | 132.3193 | 1477.5 | 1477.5 | 132.3193 | 1477.5 | 73.2 | 17.35 | 1477.5 | 132.3193 | 1477.5
4275 |  | 1497.9 | 133.6921 | 1497.9 | 1497.9 | 133.6921 | 1497.9 | 1497.9 | 133.6921 | 1497.9 | 73.1 | 16.06 | 1497.9 | 133.6921 | 1497.9
4276 |  | 1471.7 | 135.6638 | 1471.7 | 1471.7 | 135.6638 | 1471.7 | 1471.7 | 135.6638 | 1471.7 | 72.9 | 12.35 | 1471.7 | 135.6638 | 1471.7
4277 |  | 1475.9 | 138.1357 | 1475.9 | 1475.9 | 138.1357 | 1475.9 | 1475.9 | 138.1357 | 1475.9 | 72.9 | 21.37 | 1475.9 | 138.1357 | 1475.9
4278 |  | 1434.7 | 134.3202 | 1434.7 | 1434.7 | 134.3202 | 1434.7 | 1434.7 | 134.3202 | 1434.7 | 72.2 | 23.44 | 1434.7 | 134.3202 | 1434.7
4279 |  | 1472.9 | 135.4404 | 1472.9 | 1472.9 | 135.4404 | 1472.9 | 1472.9 | 135.4404 | 1472.9 | 71.5 | 18.65 | 1472.9 | 135.4404 | 1472.9
4280 |  | 1475.9 | 138.4414 | 1475.9 | 1475.9 | 138.4414 | 1475.9 | 1475.9 | 138.4414 | 1475.9 | 72.5 | 11.15 | 1475.9 | 138.4414 | 1475.9
4281 |  | 1447.5 | 136.8506 | 1447.5 | 1447.5 | 136.8506 | 1447.5 | 1447.5 | 136.8506 | 1447.5 | 70.5 | 11.98 | 1447.5 | 136.8506 | 1447.5
4282 |  | 1421.4 | 135.0206 | 1421.4 | 1421.4 | 135.0206 | 1421.4 | 1421.4 | 135.0206 | 1421.4 | 71.8 | 11.01 | 1421.4 | 135.0206 | 1421.4
4283 |  | 1405.9 | 135.5914 | 1405.9 | 1405.9 | 135.5914 | 1405.9 | 1405.9 | 135.5914 | 1405.9 | 72.4 | 11.68 | 1405.9 | 135.5914 | 1405.9
4284 |  | 1417.6 | 133.4373 | 1417.6 | 1417.6 | 133.4373 | 1417.6 | 1417.6 | 133.4373 | 1417.6 | 72.7 | 10.02 | 1417.6 | 133.4373 | 1417.6
4285 |  | 1420.7 | 131.5163 | 1420.7 | 1420.7 | 131.5163 | 1420.7 | 1420.7 | 131.5163 | 1420.7 | 72.5 | 10.23 | 1420.7 | 131.5163 | 1420.7
4286 |  | 1396.7 | 137.2876 | 1396.7 | 1396.7 | 137.2876 | 1396.7 | 1396.7 | 137.2876 | 1396.7 | 72.3 | 10.09 | 1396.7 | 137.2876 | 1396.7
4287 |  | 1421.2 | 137.5422 | 1421.2 | 1421.2 | 137.5422 | 1421.2 | 1421.2 | 137.5422 | 1421.2 | 72.6 | 10.72 | 1421.2 | 137.5422 | 1421.2
4288 |  | 1438.6 | 135.2328 | 1438.6 | 1438.6 | 135.2328 | 1438.6 | 1438.6 | 135.2328 | 1438.6 | 72.6 | 10.34 | 1438.6 | 135.2328 | 1438.6
4289 |  | 1448.8 | 136.9666 | 1448.8 | 1448.8 | 136.9666 | 1448.8 | 1448.8 | 136.9666 | 1448.8 | 73.5 | 9.4 | 1448.8 | 136.9666 | 1448.8
4290 |  | 1521.5 | 136.031 | 1521.5 | 1521.5 | 136.031 | 1521.5 | 1521.5 | 136.031 | 1521.5 | 72.1 | 8.92 | 1521.5 | 136.031 | 1521.5
4291 |  | 1694.4 | 133.5016 | 1694.4 | 1694.4 | 133.5016 | 1694.4 | 1694.4 | 133.5016 | 1694.4 | 73.2 | 14.47 | 1694.4 | 133.5016 | 1694.4
4292 |  | 1575.4 | 131.6609 | 1575.4 | 1575.4 | 131.6609 | 1575.4 | 1575.4 | 131.6609 | 1575.4 | 71.9 | 10.19 | 1575.4 | 131.6609 | 1575.4
4293 |  | 1652 | 133.2283 | 1652 | 1652 | 133.2283 | 1652 | 1652 | 133.2283 | 1652 | 73 | 13.88 | 1652 | 133.2283 | 1652
4294 |  | 1658.8 | 136.524 | 1658.8 | 1658.8 | 136.524 | 1658.8 | 1658.8 | 136.524 | 1658.8 | 73.1 | 10.21 | 1658.8 | 136.524 | 1658.8
4295 |  | 1574.6 | 137.9704 | 1574.6 | 1574.6 | 137.9704 | 1574.6 | 1574.6 | 137.9704 | 1574.6 | 71.5 | 8.38 | 1574.6 | 137.9704 | 1574.6
4296 |  | 1528.9 | 137.5557 | 1528.9 | 1528.9 | 137.5557 | 1528.9 | 1528.9 | 137.5557 | 1528.9 | 73 | 16.06 | 1528.9 | 137.5557 | 1528.9
4297 |  | 1468.4 | 135.8391 | 1468.4 | 1468.4 | 135.8391 | 1468.4 | 1468.4 | 135.8391 | 1468.4 | 72.8 | 8.74 | 1468.4 | 135.8391 | 1468.4
4298 |  | 1449.9 | 136.7638 | 1449.9 | 1449.9 | 136.7638 | 1449.9 | 1449.9 | 136.7638 | 1449.9 | 73.4 | 15.93 | 1449.9 | 136.7638 | 1449.9
4299 |  | 1432.5 | 136.6379 | 1432.5 | 1432.5 | 136.6379 | 1432.5 | 1432.5 | 136.6379 | 1432.5 | 73.2 | 10.89 | 1432.5 | 136.6379 | 1432.5
4300 |  | 1449.3 | 137.0592 | 1449.3 | 1449.3 | 137.0592 | 1449.3 | 1449.3 | 137.0592 | 1449.3 | 72.5 | 17.58 | 1449.3 | 137.0592 | 1449.3
4301 |  | 1451.1 | 136.5531 | 1451.1 | 1451.1 | 136.5531 | 1451.1 | 1451.1 | 136.5531 | 1451.1 | 72.7 | 7.83 | 1451.1 | 136.5531 | 1451.1
4302 |  | 1477 | 137.6016 | 1477 | 1477 | 137.6016 | 1477 | 1477 | 137.6016 | 1477 | 73.2 | 7.88 | 1477 | 137.6016 | 1477
4303 |  | 1456.9 | 136.2467 | 1456.9 | 1456.9 | 136.2467 | 1456.9 | 1456.9 | 136.2467 | 1456.9 | 71.6 | 8.77 | 1456.9 | 136.2467 | 1456.9
4304 |  | 1421.5 | 135.0791 | 1421.5 | 1421.5 | 135.0791 | 1421.5 | 1421.5 | 135.0791 | 1421.5 | 72.5 | 8.47 | 1421.5 | 135.0791 | 1421.5
4305 |  | 1447.1 | 133.7051 | 1447.1 | 1447.1 | 133.7051 | 1447.1 | 1447.1 | 133.7051 | 1447.1 | 72.2 | 17.12 | 1447.1 | 133.7051 | 1447.1
4306 |  | 1431.6 | 133.9287 | 1431.6 | 1431.6 | 133.9287 | 1431.6 | 1431.6 | 133.9287 | 1431.6 | 72.4 | 17.13 | 1431.6 | 133.9287 | 1431.6
4307 |  | 1436.4 | 108.9739 | 1436.4 | 1436.4 | 108.9739 | 1436.4 | 1436.4 | 108.9739 | 1436.4 | 71.4 | 16.17 | 1436.4 | 108.9739 | 1436.4
4308 |  | 1392.4 | 108.9397 | 1392.4 | 1392.4 | 108.9397 | 1392.4 | 1392.4 | 108.9397 | 1392.4 | 70.3 | 15.67 | 1392.4 | 108.9397 | 1392.4
4309 |  | 1401.3 | 100.7086 | 1401.3 | 1401.3 | 100.7086 | 1401.3 | 1401.3 | 100.7086 | 1401.3 | 70.8 | 13.58 | 1401.3 | 100.7086 | 1401.3
4310 |  | 1362.3 | 100.4169 | 1362.3 | 1362.3 | 100.4169 | 1362.3 | 1362.3 | 100.4169 | 1362.3 | 71.7 | 11.2 | 1362.3 | 100.4169 | 1362.3
4311 |  | 1433.6 | 104.4672 | 1433.6 | 1433.6 | 104.4672 | 1433.6 | 1433.6 | 104.4672 | 1433.6 | 73.3 | 13.01 | 1433.6 | 104.4672 | 1433.6
4312 |  | 1429.3 | 104.1641 | 1429.3 | 1429.3 | 104.1641 | 1429.3 | 1429.3 | 104.1641 | 1429.3 | 72.4 | 14.1 | 1429.3 | 104.1641 | 1429.3
4313 |  | 1485.2 | 101.6867 | 1485.2 | 1485.2 | 101.6867 | 1485.2 | 1485.2 | 101.6867 | 1485.2 | 73.4 | 17.99 | 1485.2 | 101.6867 | 1485.2
4314 |  | 1550.5 | 102.6693 | 1550.5 | 1550.5 | 102.6693 | 1550.5 | 1550.5 | 102.6693 | 1550.5 | 70.1 | 12.51 | 1550.5 | 102.6693 | 1550.5
4315 |  | 1686.6 | 101.7402 | 1686.6 | 1686.6 | 101.7402 | 1686.6 | 1686.6 | 101.7402 | 1686.6 | 71.7 | 16.49 | 1686.6 | 101.7402 | 1686.6
4316 |  | 1609.9 | 102.685 | 1609.9 | 1609.9 | 102.685 | 1609.9 | 1609.9 | 102.685 | 1609.9 | 71.5 | 18.31 | 1609.9 | 102.685 | 1609.9
4317 |  | 1717.3 | 139.4163 | 1717.3 | 1717.3 | 139.4163 | 1717.3 | 1717.3 | 139.4163 | 1717.3 | 71.8 | 18.38 | 1717.3 | 139.4163 | 1717.3
4318 |  | 1696.9 | 131.8291 | 1696.9 | 1696.9 | 131.8291 | 1696.9 | 1696.9 | 131.8291 | 1696.9 | 72.7 | 14.39 | 1696.9 | 131.8291 | 1696.9
4319 |  | 1602.6 | 132.7694 | 1602.6 | 1602.6 | 132.7694 | 1602.6 | 1602.6 | 132.7694 | 1602.6 | 71.9 | 14.89 | 1602.6 | 132.7694 | 1602.6
4320 |  | 1503.3 | 131.7068 | 1503.3 | 1503.3 | 131.7068 | 1503.3 | 1503.3 | 131.7068 | 1503.3 | 71.3 | 14.73 | 1503.3 | 131.7068 | 1503.3
4321 |  | 1540 | 134.2914 | 1540 | 1540 | 134.2914 | 1540 | 1540 | 134.2914 | 1540 | 72 | 12.9 | 1540 | 134.2914 | 1540
4322 |  | 1471 | 132.7413 | 1471 | 1471 | 132.7413 | 1471 | 1471 | 132.7413 | 1471 | 71.2 | 15.28 | 1471 | 132.7413 | 1471
4323 |  | 1526.9 | 132.933 | 1526.9 | 1526.9 | 132.933 | 1526.9 | 1526.9 | 132.933 | 1526.9 | 71.6 | 23.96 | 1526.9 | 132.933 | 1526.9
4324 |  | 1530.8 | 131.6939 | 1530.8 | 1530.8 | 131.6939 | 1530.8 | 1530.8 | 131.6939 | 1530.8 | 72.1 | 21.8 | 1530.8 | 131.6939 | 1530.8
4325 |  | 1547.7 | 134.029 | 1547.7 | 1547.7 | 134.029 | 1547.7 | 1547.7 | 134.029 | 1547.7 | 72.1 | 11.68 | 1547.7 | 134.029 | 1547.7
4326 |  | 1549 | 133.9993 | 1549 | 1549 | 133.9993 | 1549 | 1549 | 133.9993 | 1549 | 72.6 | 16.93 | 1549 | 133.9993 | 1549
4327 |  | 1517.1 | 130.9691 | 1517.1 | 1517.1 | 130.9691 | 1517.1 | 1517.1 | 130.9691 | 1517.1 | 71.8 | 12.1 | 1517.1 | 130.9691 | 1517.1
4328 |  | 1468 | 131.789 | 1468 | 1468 | 131.789 | 1468 | 1468 | 131.789 | 1468 | 71.9 | 9.43 | 1468 | 131.789 | 1468
4329 |  | 1490.2 | 132.7561 | 1490.2 | 1490.2 | 132.7561 | 1490.2 | 1490.2 | 132.7561 | 1490.2 | 71.4 | 15.03 | 1490.2 | 132.7561 | 1490.2
4330 |  | 1499.6 | 132.7732 | 1499.6 | 1499.6 | 132.7732 | 1499.6 | 1499.6 | 132.7732 | 1499.6 | 70.6 | 18.43 | 1499.6 | 132.7732 | 1499.6
4331 |  | 1481.9 | 134.7522 | 1481.9 | 1481.9 | 134.7522 | 1481.9 | 1481.9 | 134.7522 | 1481.9 | 71.8 | 15.29 | 1481.9 | 134.7522 | 1481.9
4332 |  | 1448 | 135.4092 | 1448 | 1448 | 135.4092 | 1448 | 1448 | 135.4092 | 1448 | 71.1 | 14.9 | 1448 | 135.4092 | 1448
4333 |  | 1466.4 | 133.8613 | 1466.4 | 1466.4 | 133.8613 | 1466.4 | 1466.4 | 133.8613 | 1466.4 | 69.1 | 14.57 | 1466.4 | 133.8613 | 1466.4
4334 |  | 1465.9 | 132.6898 | 1465.9 | 1465.9 | 132.6898 | 1465.9 | 1465.9 | 132.6898 | 1465.9 | 69.6 | 16.83 | 1465.9 | 132.6898 | 1465.9
4335 |  | 1481.3 | 132.4999 | 1481.3 | 1481.3 | 132.4999 | 1481.3 | 1481.3 | 132.4999 | 1481.3 | 72 | 18.2 | 1481.3 | 132.4999 | 1481.3
4336 |  | 1532 | 133.2171 | 1532 | 1532 | 133.2171 | 1532 | 1532 | 133.2171 | 1532 | 71.3 | 14.55 | 1532 | 133.2171 | 1532
4337 |  | 1535 | 135.4473 | 1535 | 1535 | 135.4473 | 1535 | 1535 | 135.4473 | 1535 | 71.5 | 18.96 | 1535 | 135.4473 | 1535
4338 |  | 1550.4 | 133.9911 | 1550.4 | 1550.4 | 133.9911 | 1550.4 | 1550.4 | 133.9911 | 1550.4 | 72.5 | 19.48 | 1550.4 | 133.9911 | 1550.4
4339 |  | 1687.3 | 135.1251 | 1687.3 | 1687.3 | 135.1251 | 1687.3 | 1687.3 | 135.1251 | 1687.3 | 71.3 | 20.81 | 1687.3 | 135.1251 | 1687.3
4340 |  | 1677.9 | 134.4017 | 1677.9 | 1677.9 | 134.4017 | 1677.9 | 1677.9 | 134.4017 | 1677.9 | 72.3 | 12.44 | 1677.9 | 134.4017 | 1677.9
4341 |  | 1695.2 | 133.9269 | 1695.2 | 1695.2 | 133.9269 | 1695.2 | 1695.2 | 133.9269 | 1695.2 | 72.3 | 15.79 | 1695.2 | 133.9269 | 1695.2
4342 |  | 1651.2 | 135.5044 | 1651.2 | 1651.2 | 135.5044 | 1651.2 | 1651.2 | 135.5044 | 1651.2 | 72 | 10.42 | 1651.2 | 135.5044 | 1651.2
4343 |  | 1545.2 | 137.2568 | 1545.2 | 1545.2 | 137.2568 | 1545.2 | 1545.2 | 137.2568 | 1545.2 | 73 | 13.2 | 1545.2 | 137.2568 | 1545.2
4344 |  | 1503.4 | 136.3475 | 1503.4 | 1503.4 | 136.3475 | 1503.4 | 1503.4 | 136.3475 | 1503.4 | 72.2 | 15.61 | 1503.4 | 136.3475 | 1503.4
4345 |  | 1440.5 | 136.2388 | 1440.5 | 1440.5 | 136.2388 | 1440.5 | 1440.5 | 136.2388 | 1440.5 | 73.1 | 9.42 | 1440.5 | 136.2388 | 1440.5
4346 |  | 1425.7 | 133.0932 | 1425.7 | 1425.7 | 133.0932 | 1425.7 | 1425.7 | 133.0932 | 1425.7 | 72.8 | 12.395 | 1425.7 | 133.0932 | 1425.7
4347 |  | 1359 | 133.4578 | 1359 | 1359 | 133.4578 | 1359 | 1359 | 133.4578 | 1359 | 71.7 | 13.73 | 1359 | 133.4578 | 1359
4348 |  | 1402 | 133.0719 | 1402 | 1402 | 133.0719 | 1402 | 1402 | 133.0719 | 1402 | 72 | 12.54 | 1402 | 133.0719 | 1402
4349 |  | 1367.6 | 134.066 | 1367.6 | 1367.6 | 134.066 | 1367.6 | 1367.6 | 134.066 | 1367.6 | 72.4 | 15.53 | 1367.6 | 134.066 | 1367.6
4350 |  | 1328.8 | 136.9498 | 1328.8 | 1328.8 | 136.9498 | 1328.8 | 1328.8 | 136.9498 | 1328.8 | 71 | 13.81 | 1328.8 | 136.9498 | 1328.8
4351 |  | 1314.6 | 136.1338 | 1314.6 | 1314.6 | 136.1338 | 1314.6 | 1314.6 | 136.1338 | 1314.6 | 71.9 | 9.75 | 1314.6 | 136.1338 | 1314.6
4352 |  | 1358.2 | 136.6556 | 1358.2 | 1358.2 | 136.6556 | 1358.2 | 1358.2 | 136.6556 | 1358.2 | 72.1 | 6.85 | 1358.2 | 136.6556 | 1358.2
4353 |  | 1351.4 | 133.6659 | 1351.4 | 1351.4 | 133.6659 | 1351.4 | 1351.4 | 133.6659 | 1351.4 | 72.2 | 7.2 | 1351.4 | 133.6659 | 1351.4
4354 |  | 1264.4 | 125.6111 | 1264.4 | 1264.4 | 125.6111 | 1264.4 | 1264.4 | 125.6111 | 1264.4 | 71.9 | 9.39 | 1264.4 | 125.6111 | 1264.4
4355 |  | 1310.3 | 127.0877 | 1310.3 | 1310.3 | 127.0877 | 1310.3 | 1310.3 | 127.0877 | 1310.3 | 71.6 | 8.05 | 1310.3 | 127.0877 | 1310.3
4356 |  | 1304.7 | 128.9043 | 1304.7 | 1304.7 | 128.9043 | 1304.7 | 1304.7 | 128.9043 | 1304.7 | 72.3 | 11.39 | 1304.7 | 128.9043 | 1304.7
4357 |  | 1317.5 | 131.6341 | 1317.5 | 1317.5 | 131.6341 | 1317.5 | 1317.5 | 131.6341 | 1317.5 | 71 | 7.4 | 1317.5 | 131.6341 | 1317.5
4358 |  | 1292.5 | 132.8524 | 1292.5 | 1292.5 | 132.8524 | 1292.5 | 1292.5 | 132.8524 | 1292.5 | 72.9 | 8.12 | 1292.5 | 132.8524 | 1292.5
4359 |  | 1272.3 | 132.181 | 1272.3 | 1272.3 | 132.181 | 1272.3 | 1272.3 | 132.181 | 1272.3 | 71.3 | 8.04 | 1272.3 | 132.181 | 1272.3
4360 |  | 1299.1 | 132.7109 | 1299.1 | 1299.1 | 132.7109 | 1299.1 | 1299.1 | 132.7109 | 1299.1 | 72.3 | 8.13 | 1299.1 | 132.7109 | 1299.1
4361 |  | 1332.4 | 133.6432 | 1332.4 | 1332.4 | 133.6432 | 1332.4 | 1332.4 | 133.6432 | 1332.4 | 72.7 | 8.45 | 1332.4 | 133.6432 | 1332.4
4362 |  | 1425.6 | 133.6282 | 1425.6 | 1425.6 | 133.6282 | 1425.6 | 1425.6 | 133.6282 | 1425.6 | 72.2 | 7.97 | 1425.6 | 133.6282 | 1425.6
4363 |  | 1647.9 | 133.2885 | 1647.9 | 1647.9 | 133.2885 | 1647.9 | 1647.9 | 133.2885 | 1647.9 | 72.2 | 9.24 | 1647.9 | 133.2885 | 1647.9
4364 |  | 1662.3 | 133.3094 | 1662.3 | 1662.3 | 133.3094 | 1662.3 | 1662.3 | 133.3094 | 1662.3 | 72.9 | 15.31 | 1662.3 | 133.3094 | 1662.3
4365 |  | 1687 | 132.5898 | 1687 | 1687 | 132.5898 | 1687 | 1687 | 132.5898 | 1687 | 71.6 | 12.02 | 1687 | 132.5898 | 1687
4366 |  | 1638.2 | 132.9868 | 1638.2 | 1638.2 | 132.9868 | 1638.2 | 1638.2 | 132.9868 | 1638.2 | 71.4 | 16.03 | 1638.2 | 132.9868 | 1638.2
4367 |  | 1523.3 | 133.4819 | 1523.3 | 1523.3 | 133.4819 | 1523.3 | 1523.3 | 133.4819 | 1523.3 | 72.6 | 9.38 | 1523.3 | 133.4819 | 1523.3
4368 |  | 1480.9 | 132.4534 | 1480.9 | 1480.9 | 132.4534 | 1480.9 | 1480.9 | 132.4534 | 1480.9 | 71.9 | 16.22 | 1480.9 | 132.4534 | 1480.9
4369 |  | 1390.2 | 131.302 | 1390.2 | 1390.2 | 131.302 | 1390.2 | 1390.2 | 131.302 | 1390.2 | 72.7 | 13.08 | 1390.2 | 131.302 | 1390.2
4370 |  | 1362.2 | 129.4573 | 1362.2 | 1362.2 | 129.4573 | 1362.2 | 1362.2 | 129.4573 | 1362.2 | 71.5 | 8.44 | 1362.2 | 129.4573 | 1362.2
4371 |  | 1344.2 | 131.0552 | 1344.2 | 1344.2 | 131.0552 | 1344.2 | 1344.2 | 131.0552 | 1344.2 | 72.6 | 8.13 | 1344.2 | 131.0552 | 1344.2
4372 |  | 1358.8 | 132.1992 | 1358.8 | 1358.8 | 132.1992 | 1358.8 | 1358.8 | 132.1992 | 1358.8 | 72.9 | 8.2 | 1358.8 | 132.1992 | 1358.8
4373 |  | 1326.7 | 131.8374 | 1326.7 | 1326.7 | 131.8374 | 1326.7 | 1326.7 | 131.8374 | 1326.7 | 71.5 | 11.16 | 1326.7 | 131.8374 | 1326.7
4374 |  | 1277.4 | 130.8507 | 1277.4 | 1277.4 | 130.8507 | 1277.4 | 1277.4 | 130.8507 | 1277.4 | 72.4 | 16.72 | 1277.4 | 130.8507 | 1277.4
4375 |  | 1297 | 127.8945 | 1297 | 1297 | 127.8945 | 1297 | 1297 | 127.8945 | 1297 | 71.7 | 8.21 | 1297 | 127.8945 | 1297
4376 |  | 1339.5 | 131.8071 | 1339.5 | 1339.5 | 131.8071 | 1339.5 | 1339.5 | 131.8071 | 1339.5 | 72.3 | 7.4 | 1339.5 | 131.8071 | 1339.5
4377 |  | 1335.5 | 129.5531 | 1335.5 | 1335.5 | 129.5531 | 1335.5 | 1335.5 | 129.5531 | 1335.5 | 71.9 | 12.28 | 1335.5 | 129.5531 | 1335.5
4378 |  | 1364.7 | 132.034 | 1364.7 | 1364.7 | 132.034 | 1364.7 | 1364.7 | 132.034 | 1364.7 | 71.9 | 19.45 | 1364.7 | 132.034 | 1364.7
4379 |  | 1392.3 | 131.737 | 1392.3 | 1392.3 | 131.737 | 1392.3 | 1392.3 | 131.737 | 1392.3 | 71.6 | 16.84 | 1392.3 | 131.737 | 1392.3
4380 |  | 1401.5 | 132.3474 | 1401.5 | 1401.5 | 132.3474 | 1401.5 | 1401.5 | 132.3474 | 1401.5 | 71.8 | 14.81 | 1401.5 | 132.3474 | 1401.5
4381 |  | 1454.6 | 129.3966 | 1454.6 | 1454.6 | 129.3966 | 1454.6 | 1454.6 | 129.3966 | 1454.6 | 72.3 | 15.73 | 1454.6 | 129.3966 | 1454.6
4382 |  | 1498.3 | 130.613 | 1498.3 | 1498.3 | 130.613 | 1498.3 | 1498.3 | 130.613 | 1498.3 | 72.3 | 15.26 | 1498.3 | 130.613 | 1498.3
4383 |  | 1461.3 | 136.8629 | 1461.3 | 1461.3 | 136.8629 | 1461.3 | 1461.3 | 136.8629 | 1461.3 | 71.3 | 14 | 1461.3 | 136.8629 | 1461.3
4384 |  | 1459.7 | 133.7681 | 1459.7 | 1459.7 | 133.7681 | 1459.7 | 1459.7 | 133.7681 | 1459.7 | 71.8 | 17.32 | 1459.7 | 133.7681 | 1459.7
4385 |  | 1523.3 | 135.6506 | 1523.3 | 1523.3 | 135.6506 | 1523.3 | 1523.3 | 135.6506 | 1523.3 | 71.9 | 15.37 | 1523.3 | 135.6506 | 1523.3
4386 |  | 1654.3 | 130.3151 | 1654.3 | 1654.3 | 130.3151 | 1654.3 | 1654.3 | 130.3151 | 1654.3 | 72.3 | 8.02 | 1654.3 | 130.3151 | 1654.3
4387 |  | 1677.2 | 129.2782 | 1677.2 | 1677.2 | 129.2782 | 1677.2 | 1677.2 | 129.2782 | 1677.2 | 68.2 | 13.14 | 1677.2 | 129.2782 | 1677.2
4388 |  | 1701.3 | 129.1514 | 1701.3 | 1701.3 | 129.1514 | 1701.3 | 1701.3 | 129.1514 | 1701.3 | 71.2 | 21.01 | 1701.3 | 129.1514 | 1701.3
4389 |  | 1672.5 | 131.0774 | 1672.5 | 1672.5 | 131.0774 | 1672.5 | 1672.5 | 131.0774 | 1672.5 | 70.6 | 19.38 | 1672.5 | 131.0774 | 1672.5
4390 |  | 1677.8 | 131.7694 | 1677.8 | 1677.8 | 131.7694 | 1677.8 | 1677.8 | 131.7694 | 1677.8 | 71.6 | 24.61 | 1677.8 | 131.7694 | 1677.8
4391 |  | 1580.5 | 135.3966 | 1580.5 | 1580.5 | 135.3966 | 1580.5 | 1580.5 | 135.3966 | 1580.5 | 72.1 | 13.22 | 1580.5 | 135.3966 | 1580.5
4392 |  | 1538.6 | 133.1155 | 1538.6 | 1538.6 | 133.1155 | 1538.6 | 1538.6 | 133.1155 | 1538.6 | 71.4 | 16 | 1538.6 | 133.1155 | 1538.6
4393 |  | 1438.2 | 136.1695 | 1438.2 | 1438.2 | 136.1695 | 1438.2 | 1438.2 | 136.1695 | 1438.2 | 71.2 | 18.05 | 1438.2 | 136.1695 | 1438.2
4394 |  | 1382.3 | 135.4531 | 1382.3 | 1382.3 | 135.4531 | 1382.3 | 1382.3 | 135.4531 | 1382.3 | 71.1 | 22.6 | 1382.3 | 135.4531 | 1382.3
4395 |  | 1395.6 | 132.6527 | 1395.6 | 1395.6 | 132.6527 | 1395.6 | 1395.6 | 132.6527 | 1395.6 | 71 | 16.74 | 1395.6 | 132.6527 | 1395.6
4396 |  | 1387.7 | 131.2924 | 1387.7 | 1387.7 | 131.2924 | 1387.7 | 1387.7 | 131.2924 | 1387.7 | 70.8 | 15.57 | 1387.7 | 131.2924 | 1387.7
4397 |  | 1260.1 | 131.9166 | 1260.1 | 1260.1 | 131.9166 | 1260.1 | 1260.1 | 131.9166 | 1260.1 | 70.8 | 19.47 | 1260.1 | 131.9166 | 1260.1
4398 |  | 1272.1 | 130.8678 | 1272.1 | 1272.1 | 130.8678 | 1272.1 | 1272.1 | 130.8678 | 1272.1 | 71 | 12.27 | 1272.1 | 130.8678 | 1272.1
4399 |  | 1383.4 | 132.4019 | 1383.4 | 1383.4 | 132.4019 | 1383.4 | 1383.4 | 132.4019 | 1383.4 | 70.4 | 9.04 | 1383.4 | 132.4019 | 1383.4
4400 |  | 1408.4 | 131.1383 | 1408.4 | 1408.4 | 131.1383 | 1408.4 | 1408.4 | 131.1383 | 1408.4 | 69.5 | 7.96 | 1408.4 | 131.1383 | 1408.4
4401 |  | 1447 | 133.6122 | 1447 | 1447 | 133.6122 | 1447 | 1447 | 133.6122 | 1447 | 71.1 | 7.86 | 1447 | 133.6122 | 1447
4402 |  | 1378.2 | 134.2312 | 1378.2 | 1378.2 | 134.2312 | 1378.2 | 1378.2 | 134.2312 | 1378.2 | 70.9 | 8.29 | 1378.2 | 134.2312 | 1378.2
4403 |  | 1369.4 | 135.5355 | 1369.4 | 1369.4 | 135.5355 | 1369.4 | 1369.4 | 135.5355 | 1369.4 | 71.1 | 7.94 | 1369.4 | 135.5355 | 1369.4
4404 |  | 1339.2 | 133.5763 | 1339.2 | 1339.2 | 133.5763 | 1339.2 | 1339.2 | 133.5763 | 1339.2 | 71.9 | 8.33 | 1339.2 | 133.5763 | 1339.2
4405 |  | 1394.2 | 134.2145 | 1394.2 | 1394.2 | 134.2145 | 1394.2 | 1394.2 | 134.2145 | 1394.2 | 71.3 | 8.29 | 1394.2 | 134.2145 | 1394.2
4406 |  | 1415.8 | 135.6659 | 1415.8 | 1415.8 | 135.6659 | 1415.8 | 1415.8 | 135.6659 | 1415.8 | 71.6 | 8.45 | 1415.8 | 135.6659 | 1415.8
4407 |  | 1447.2 | 135.1912 | 1447.2 | 1447.2 | 135.1912 | 1447.2 | 1447.2 | 135.1912 | 1447.2 | 71.5 | 8.22 | 1447.2 | 135.1912 | 1447.2
4408 |  | 1461.6 | 135.2254 | 1461.6 | 1461.6 | 135.2254 | 1461.6 | 1461.6 | 135.2254 | 1461.6 | 71.3 | 7.91 | 1461.6 | 135.2254 | 1461.6
4409 |  | 1492.7 | 137.4148 | 1492.7 | 1492.7 | 137.4148 | 1492.7 | 1492.7 | 137.4148 | 1492.7 | 71.8 | 8.05 | 1492.7 | 137.4148 | 1492.7
4410 |  | 1486.2 | 138.3245 | 1486.2 | 1486.2 | 138.3245 | 1486.2 | 1486.2 | 138.3245 | 1486.2 | 71.8 | 8.07 | 1486.2 | 138.3245 | 1486.2
4411 |  | 1546.3 | 135.3715 | 1546.3 | 1546.3 | 135.3715 | 1546.3 | 1546.3 | 135.3715 | 1546.3 | 70.3 | 7.82 | 1546.3 | 135.3715 | 1546.3
4412 |  | 1570.9 | 133.9255 | 1570.9 | 1570.9 | 133.9255 | 1570.9 | 1570.9 | 133.9255 | 1570.9 | 71.4 | 7.88 | 1570.9 | 133.9255 | 1570.9
4413 |  | 1579.3 | 136.7326 | 1579.3 | 1579.3 | 136.7326 | 1579.3 | 1579.3 | 136.7326 | 1579.3 | 71.7 | 7.51 | 1579.3 | 136.7326 | 1579.3
4414 |  | 1530.4 | 137.3639 | 1530.4 | 1530.4 | 137.3639 | 1530.4 | 1530.4 | 137.3639 | 1530.4 | 72.3 | 7.94 | 1530.4 | 137.3639 | 1530.4
4415 |  | 1490.3 | 135.5721 | 1490.3 | 1490.3 | 135.5721 | 1490.3 | 1490.3 | 135.5721 | 1490.3 | 72.3 | 7.43 | 1490.3 | 135.5721 | 1490.3
4416 |  | 1452.3 | 135.0114 | 1452.3 | 1452.3 | 135.0114 | 1452.3 | 1452.3 | 135.0114 | 1452.3 | 71.7 | 7.2 | 1452.3 | 135.0114 | 1452.3
4417 |  | 1380.9 | 134.8893 | 1380.9 | 1380.9 | 134.8893 | 1380.9 | 1380.9 | 134.8893 | 1380.9 | 71.3 | 7.58 | 1380.9 | 134.8893 | 1380.9
4418 |  | 1412.9 | 136.1491 | 1412.9 | 1412.9 | 136.1491 | 1412.9 | 1412.9 | 136.1491 | 1412.9 | 71.4 | 7.27 | 1412.9 | 136.1491 | 1412.9
4419 |  | 1407.3 | 133.7114 | 1407.3 | 1407.3 | 133.7114 | 1407.3 | 1407.3 | 133.7114 | 1407.3 | 71.1 | 7.42 | 1407.3 | 133.7114 | 1407.3
4420 |  | 1429.7 | 133.7487 | 1429.7 | 1429.7 | 133.7487 | 1429.7 | 1429.7 | 133.7487 | 1429.7 | 71.6 | 7.37 | 1429.7 | 133.7487 | 1429.7
4421 |  | 1431.9 | 133.3071 | 1431.9 | 1431.9 | 133.3071 | 1431.9 | 1431.9 | 133.3071 | 1431.9 | 71.7 | 7.37 | 1431.9 | 133.3071 | 1431.9
4422 |  | 1445.4 | 134.0881 | 1445.4 | 1445.4 | 134.0881 | 1445.4 | 1445.4 | 134.0881 | 1445.4 | 72.3 | 6.92 | 1445.4 | 134.0881 | 1445.4
4423 |  | 1419.5 | 136.2654 | 1419.5 | 1419.5 | 136.2654 | 1419.5 | 1419.5 | 136.2654 | 1419.5 | 72.2 | 7.43 | 1419.5 | 136.2654 | 1419.5
4424 |  | 1429.1 | 137.5454 | 1429.1 | 1429.1 | 137.5454 | 1429.1 | 1429.1 | 137.5454 | 1429.1 | 71.9 | 9.05 | 1429.1 | 137.5454 | 1429.1
4425 |  | 1423.2 | 139.7116 | 1423.2 | 1423.2 | 139.7116 | 1423.2 | 1423.2 | 139.7116 | 1423.2 | 72.2 | 16.03 | 1423.2 | 139.7116 | 1423.2
4426 |  | 1426 | 138.5905 | 1426 | 1426 | 138.5905 | 1426 | 1426 | 138.5905 | 1426 | 72.5 | 14.38 | 1426 | 138.5905 | 1426
4427 |  | 1428.2 | 135.2589 | 1428.2 | 1428.2 | 135.2589 | 1428.2 | 1428.2 | 135.2589 | 1428.2 | 72.2 | 15.44 | 1428.2 | 135.2589 | 1428.2
4428 |  | 1425 | 134.0786 | 1425 | 1425 | 134.0786 | 1425 | 1425 | 134.0786 | 1425 | 71.9 | 15.33 | 1425 | 134.0786 | 1425
4429 |  | 1424 | 136.0303 | 1424 | 1424 | 136.0303 | 1424 | 1424 | 136.0303 | 1424 | 72.1 | 17.33 | 1424 | 136.0303 | 1424
4430 |  | 1439.3 | 135.6368 | 1439.3 | 1439.3 | 135.6368 | 1439.3 | 1439.3 | 135.6368 | 1439.3 | 72.1 | 17.04 | 1439.3 | 135.6368 | 1439.3
4431 |  | 1382.1 | 137.753 | 1382.1 | 1382.1 | 137.753 | 1382.1 | 1382.1 | 137.753 | 1382.1 | 71.5 | 17.8 | 1382.1 | 137.753 | 1382.1
4432 |  | 1445.6 | 138.3177 | 1445.6 | 1445.6 | 138.3177 | 1445.6 | 1445.6 | 138.3177 | 1445.6 | 71.7 | 17.87 | 1445.6 | 138.3177 | 1445.6
4433 |  | 1397.1 | 138.2688 | 1397.1 | 1397.1 | 138.2688 | 1397.1 | 1397.1 | 138.2688 | 1397.1 | 72.3 | 12.04 | 1397.1 | 138.2688 | 1397.1
4434 |  | 1415.4 | 134.9839 | 1415.4 | 1415.4 | 134.9839 | 1415.4 | 1415.4 | 134.9839 | 1415.4 | 71.1 | 13.45 | 1415.4 | 134.9839 | 1415.4
4435 |  | 1721.8 | 136.4251 | 1721.8 | 1721.8 | 136.4251 | 1721.8 | 1721.8 | 136.4251 | 1721.8 | 72.1 | 21.03 | 1721.8 | 136.4251 | 1721.8
4436 |  | 1616.5 | 135.0864 | 1616.5 | 1616.5 | 135.0864 | 1616.5 | 1616.5 | 135.0864 | 1616.5 | 72.5 | 23.86 | 1616.5 | 135.0864 | 1616.5
4437 |  | 1561.4 | 137.3527 | 1561.4 | 1561.4 | 137.3527 | 1561.4 | 1561.4 | 137.3527 | 1561.4 | 72.2 | 22.69 | 1561.4 | 137.3527 | 1561.4
4438 |  | 1652.1 | 137.5381 | 1652.1 | 1652.1 | 137.5381 | 1652.1 | 1652.1 | 137.5381 | 1652.1 | 71.4 | 19.34 | 1652.1 | 137.5381 | 1652.1
4439 |  | 1471.4 | 136.8653 | 1471.4 | 1471.4 | 136.8653 | 1471.4 | 1471.4 | 136.8653 | 1471.4 | 72.4 | 19.17 | 1471.4 | 136.8653 | 1471.4
4440 |  | 1404.5 | 135.1305 | 1404.5 | 1404.5 | 135.1305 | 1404.5 | 1404.5 | 135.1305 | 1404.5 | 72.6 | 17.53 | 1404.5 | 135.1305 | 1404.5
4441 |  | 1434.8 | 136.0852 | 1434.8 | 1434.8 | 136.0852 | 1434.8 | 1434.8 | 136.0852 | 1434.8 | 72.6 | 13.86 | 1434.8 | 136.0852 | 1434.8
4442 |  | 1338.6 | 136.071 | 1338.6 | 1338.6 | 136.071 | 1338.6 | 1338.6 | 136.071 | 1338.6 | 73.2 | 21.24 | 1338.6 | 136.071 | 1338.6
4443 |  | 1339.1 | 134.1719 | 1339.1 | 1339.1 | 134.1719 | 1339.1 | 1339.1 | 134.1719 | 1339.1 | 73.1 | 20.03 | 1339.1 | 134.1719 | 1339.1
4444 |  | 1350.5 | 134.2835 | 1350.5 | 1350.5 | 134.2835 | 1350.5 | 1350.5 | 134.2835 | 1350.5 | 72.9 | 15.16 | 1350.5 | 134.2835 | 1350.5
4445 |  | 1361.1 | 135.009 | 1361.1 | 1361.1 | 135.009 | 1361.1 | 1361.1 | 135.009 | 1361.1 | 72.9 | 14.44 | 1361.1 | 135.009 | 1361.1
4446 |  | 1327 | 134.9343 | 1327 | 1327 | 134.9343 | 1327 | 1327 | 134.9343 | 1327 | 72.2 | 12.57 | 1327 | 134.9343 | 1327
4447 |  | 1466.7 | 136.3396 | 1466.7 | 1466.7 | 136.3396 | 1466.7 | 1466.7 | 136.3396 | 1466.7 | 71.5 | 14.91 | 1466.7 | 136.3396 | 1466.7
4448 |  | 1308.5 | 135.6565 | 1308.5 | 1308.5 | 135.6565 | 1308.5 | 1308.5 | 135.6565 | 1308.5 | 72.5 | 9.58 | 1308.5 | 135.6565 | 1308.5
4449 |  | 1285.4 | 135.611 | 1285.4 | 1285.4 | 135.611 | 1285.4 | 1285.4 | 135.611 | 1285.4 | 70.5 | 12.03 | 1285.4 | 135.611 | 1285.4
4450 |  | 1402.65 | 135.9572 | 1402.65 | 1402.65 | 135.9572 | 1402.65 | 1402.65 | 135.9572 | 1402.65 | 71.8 | 11.035 | 1402.65 | 135.9572 | 1402.65
4451 |  | 1407.9 | 129.6273 | 1407.9 | 1407.9 | 136.5238 | 1407.9 | 1407.9 | 129.6273 | 1407.9 | 72.4 | 11.675 | 1407.9 | 129.6273 | 1407.9
4452 |  | 1427.9 | 132.2253 | 1427.9 | 1427.9 | 134.6296 | 1427.9 | 1427.9 | 132.2253 | 1427.9 | 72.7 | 11.495 | 1427.9 | 132.2253 | 1427.9
4453 |  | 1425.05 | 130.6567 | 1425.05 | 1425.05 | 137.4796 | 1425.05 | 1425.05 | 130.6567 | 1425.05 | 72.5 | 12.455 | 1425.05 | 130.6567 | 1425.05
4454 |  | 1436.1 | 131.7772 | 1436.1 | 1436.1 | 135.7304 | 1436.1 | 1436.1 | 131.7772 | 1436.1 | 72.3 | 12.57 | 1436.1 | 131.7772 | 1436.1
4455 |  | 1262.9 | 131.966 | 1262.9 | 1262.9 | 131.966 | 1262.9 | 1262.9 | 131.966 | 1262.9 | 72.6 | 14.15 | 1262.9 | 131.966 | 1262.9
4456 |  | 1280.4 | 132.2874 | 1280.4 | 1280.4 | 132.2874 | 1280.4 | 1280.4 | 132.2874 | 1280.4 | 72.6 | 14.39 | 1280.4 | 132.2874 | 1280.4
4457 |  | 1340.1 | 133.1418 | 1340.1 | 1340.1 | 133.1418 | 1340.1 | 1340.1 | 133.1418 | 1340.1 | 73.5 | 14.01 | 1340.1 | 133.1418 | 1340.1
4458 |  | 1447.3 | 138.4354 | 1447.3 | 1447.3 | 138.4354 | 1447.3 | 1447.3 | 138.4354 | 1447.3 | 72.1 | 15.63 | 1447.3 | 138.4354 | 1447.3
4459 |  | 1692.2 | 136.0291 | 1692.2 | 1692.2 | 136.0291 | 1692.2 | 1692.2 | 136.0291 | 1692.2 | 73.2 | 13.1 | 1692.2 | 136.0291 | 1692.2
4460 |  | 1520.4 | 138.7005 | 1520.4 | 1520.4 | 138.7005 | 1520.4 | 1520.4 | 138.7005 | 1520.4 | 71.9 | 17.89 | 1520.4 | 138.7005 | 1520.4
4461 |  | 1536 | 121.3179 | 1536 | 1536 | 121.3179 | 1536 | 1536 | 121.3179 | 1536 | 73 | 21.26 | 1536 | 121.3179 | 1536
4462 |  | 1572.7 | 140.7692 | 1572.7 | 1572.7 | 140.7692 | 1572.7 | 1572.7 | 140.7692 | 1572.7 | 73.1 | 18.3 | 1572.7 | 140.7692 | 1572.7
4463 |  | 1557.6 | 136.7323 | 1557.6 | 1557.6 | 136.7323 | 1557.6 | 1557.6 | 136.7323 | 1557.6 | 71.5 | 16.78 | 1557.6 | 136.7323 | 1557.6
4464 |  | 1503.7 | 135.8704 | 1503.7 | 1503.7 | 135.8704 | 1503.7 | 1503.7 | 135.8704 | 1503.7 | 73 | 15.9 | 1503.7 | 135.8704 | 1503.7
4465 |  | 1467.9 | 137.2811 | 1467.9 | 1467.9 | 137.2811 | 1467.9 | 1467.9 | 137.2811 | 1467.9 | 72.8 | 16.45 | 1467.9 | 137.2811 | 1467.9
4466 |  | 1347.6 | 135.9929 | 1347.6 | 1347.6 | 135.9929 | 1347.6 | 1347.6 | 135.9929 | 1347.6 | 73.4 | 12.13 | 1347.6 | 135.9929 | 1347.6
4467 |  | 1443.6 | 134.6324 | 1443.6 | 1443.6 | 134.6324 | 1443.6 | 1443.6 | 134.6324 | 1443.6 | 73.2 | 12.43 | 1443.6 | 134.6324 | 1443.6
4468 |  | 1387.9 | 134.8183 | 1387.9 | 1387.9 | 134.8183 | 1387.9 | 1387.9 | 134.8183 | 1387.9 | 72.5 | 17.02 | 1387.9 | 134.8183 | 1387.9
4469 |  | 1430.4 | 136.7109 | 1430.4 | 1430.4 | 136.7109 | 1430.4 | 1430.4 | 136.7109 | 1430.4 | 72.7 | 15.57 | 1430.4 | 136.7109 | 1430.4
4470 |  | 1366.1 | 135.7804 | 1366.1 | 1366.1 | 135.7804 | 1366.1 | 1366.1 | 135.7804 | 1366.1 | 73.2 | 18.42 | 1366.1 | 135.7804 | 1366.1
4471 |  | 1289.8 | 136.4138 | 1289.8 | 1289.8 | 136.4138 | 1289.8 | 1289.8 | 136.4138 | 1289.8 | 71.6 | 11.83 | 1289.8 | 136.4138 | 1289.8
4472 |  | 1345.5 | 133.7675 | 1345.5 | 1345.5 | 133.7675 | 1345.5 | 1345.5 | 133.7675 | 1345.5 | 72.5 | 7.3 | 1345.5 | 133.7675 | 1345.5
4473 |  | 1346.4 | 131.5103 | 1346.4 | 1346.4 | 131.5103 | 1346.4 | 1346.4 | 131.5103 | 1346.4 | 72.2 | 7.75 | 1346.4 | 131.5103 | 1346.4
4474 |  | 1379.3 | 133.3239 | 1379.3 | 1379.3 | 133.3239 | 1379.3 | 1379.3 | 133.3239 | 1379.3 | 72.4 | 7.69 | 1379.3 | 133.3239 | 1379.3
4475 |  | 1387.6 | 137.7886 | 1387.6 | 1387.6 | 137.7886 | 1387.6 | 1387.6 | 137.7886 | 1387.6 | 71.4 | 7.91 | 1387.6 | 137.7886 | 1387.6
4476 |  | 1430.8 | 135.1806 | 1430.8 | 1430.8 | 135.1806 | 1430.8 | 1430.8 | 135.1806 | 1430.8 | 70.3 | 7.66 | 1430.8 | 135.1806 | 1430.8
4477 |  | 1426.1 | 138.929 | 1426.1 | 1426.1 | 138.929 | 1426.1 | 1426.1 | 138.929 | 1426.1 | 70.8 | 7.58 | 1426.1 | 138.929 | 1426.1
4478 |  | 1432.9 | 135.8239 | 1432.9 | 1432.9 | 135.8239 | 1432.9 | 1432.9 | 135.8239 | 1432.9 | 71.7 | 8.1 | 1432.9 | 135.8239 | 1432.9
4479 |  | 1444.6 | 132.757 | 1444.6 | 1444.6 | 132.757 | 1444.6 | 1444.6 | 132.757 | 1444.6 | 73.3 | 8.03 | 1444.6 | 132.757 | 1444.6
4480 |  | 1386.9 | 132.0696 | 1386.9 | 1386.9 | 132.0696 | 1386.9 | 1386.9 | 132.0696 | 1386.9 | 72.4 | 7.93 | 1386.9 | 132.0696 | 1386.9
4481 |  | 1413.6 | 137.4433 | 1413.6 | 1413.6 | 137.4433 | 1413.6 | 1413.6 | 137.4433 | 1413.6 | 73.4 | 7.73 | 1413.6 | 137.4433 | 1413.6
4482 |  | 1482 | 135.4607 | 1482 | 1482 | 135.4607 | 1482 | 1482 | 135.4607 | 1482 | 70.1 | 6.8 | 1482 | 135.4607 | 1482
4483 |  | 1747.5 | 136.7287 | 1747.5 | 1747.5 | 136.7287 | 1747.5 | 1747.5 | 136.7287 | 1747.5 | 71.7 | 7.25 | 1747.5 | 136.7287 | 1747.5
4484 |  | 1776.7 | 136.6376 | 1776.7 | 1776.7 | 136.6376 | 1776.7 | 1776.7 | 136.6376 | 1776.7 | 71.5 | 7.2 | 1776.7 | 136.6376 | 1776.7
4485 |  | 1776.1 | 137.7592 | 1776.1 | 1776.1 | 137.7592 | 1776.1 | 1776.1 | 137.7592 | 1776.1 | 71.8 | 6.89 | 1776.1 | 137.7592 | 1776.1
4486 |  | 1687.2 | 140.5613 | 1687.2 | 1687.2 | 140.5613 | 1687.2 | 1687.2 | 140.5613 | 1687.2 | 72.7 | 7.6 | 1687.2 | 140.5613 | 1687.2
4487 |  | 1578.4 | 140.538 | 1578.4 | 1578.4 | 140.538 | 1578.4 | 1578.4 | 140.538 | 1578.4 | 71.9 | 7.38 | 1578.4 | 140.538 | 1578.4
4488 |  | 1562.1 | 138.459 | 1562.1 | 1562.1 | 138.459 | 1562.1 | 1562.1 | 138.459 | 1562.1 | 71.3 | 7.26 | 1562.1 | 138.459 | 1562.1
4489 |  | 1461.2 | 138.4355 | 1461.2 | 1461.2 | 138.4355 | 1461.2 | 1461.2 | 138.4355 | 1461.2 | 72 | 7.36 | 1461.2 | 138.4355 | 1461.2
4490 |  | 1499.4 | 137.8399 | 1499.4 | 1499.4 | 137.8399 | 1499.4 | 1499.4 | 137.8399 | 1499.4 | 71.2 | 7.41 | 1499.4 | 137.8399 | 1499.4
4491 |  | 1455.1 | 137.3835 | 1455.1 | 1455.1 | 137.3835 | 1455.1 | 1455.1 | 137.3835 | 1455.1 | 71.6 | 7.37 | 1455.1 | 137.3835 | 1455.1
4492 |  | 1433.2 | 136.7719 | 1433.2 | 1433.2 | 136.7719 | 1433.2 | 1433.2 | 136.7719 | 1433.2 | 72.1 | 14.05 | 1433.2 | 136.7719 | 1433.2
4493 |  | 1478 | 138.1572 | 1478 | 1478 | 138.1572 | 1478 | 1478 | 138.1572 | 1478 | 72.1 | 7.71 | 1478 | 138.1572 | 1478
4494 |  | 1359.5 | 133.3913 | 1359.5 | 1359.5 | 133.3913 | 1359.5 | 1359.5 | 133.3913 | 1359.5 | 72.6 | 8.11 | 1359.5 | 133.3913 | 1359.5
4495 |  | 1447.7 | 131.7975 | 1447.7 | 1447.7 | 131.7975 | 1447.7 | 1447.7 | 131.7975 | 1447.7 | 71.8 | 7.22 | 1447.7 | 131.7975 | 1447.7
4496 |  | 1476.1 | 131.2416 | 1476.1 | 1476.1 | 131.2416 | 1476.1 | 1476.1 | 131.2416 | 1476.1 | 71.9 | 8.28 | 1476.1 | 131.2416 | 1476.1
4497 |  | 1498.6 | 135.6663 | 1498.6 | 1498.6 | 135.6663 | 1498.6 | 1498.6 | 135.6663 | 1498.6 | 71.4 | 10.98 | 1498.6 | 135.6663 | 1498.6
4498 |  | 1529.2 | 134.1762 | 1529.2 | 1529.2 | 134.1762 | 1529.2 | 1529.2 | 134.1762 | 1529.2 | 70.6 | 18.34 | 1529.2 | 134.1762 | 1529.2
4499 |  | 1515.2 | 134.3441 | 1515.2 | 1515.2 | 134.3441 | 1515.2 | 1515.2 | 134.3441 | 1515.2 | 71.8 | 17.86 | 1515.2 | 134.3441 | 1515.2
4500 |  | 1446.2 | 135.2519 | 1446.2 | 1446.2 | 135.2519 | 1446.2 | 1446.2 | 135.2519 | 1446.2 | 71.1 | 12.44 | 1446.2 | 135.2519 | 1446.2
4501 |  | 1483 | 135.0054 | 1483 | 1483 | 135.0054 | 1483 | 1483 | 135.0054 | 1483 | 69.1 | 10.66 | 1483 | 135.0054 | 1483
4502 |  | 1496.1 | 134.7356 | 1496.1 | 1496.1 | 134.7356 | 1496.1 | 1496.1 | 134.7356 | 1496.1 | 69.6 | 15.75 | 1496.1 | 134.7356 | 1496.1
4503 |  | 1523.9 | 133.017 | 1523.9 | 1523.9 | 133.017 | 1523.9 | 1523.9 | 133.017 | 1523.9 | 72 | 15.17 | 1523.9 | 133.017 | 1523.9
4504 |  | 1532.8 | 133.4282 | 1532.8 | 1532.8 | 133.4282 | 1532.8 | 1532.8 | 133.4282 | 1532.8 | 71.3 | 16.17 | 1532.8 | 133.4282 | 1532.8
4505 |  | 1560.9 | 133.6552 | 1560.9 | 1560.9 | 133.6552 | 1560.9 | 1560.9 | 133.6552 | 1560.9 | 71.5 | 16.45 | 1560.9 | 133.6552 | 1560.9
4506 |  | 1614.5 | 134.2808 | 1614.5 | 1614.5 | 134.2808 | 1614.5 | 1614.5 | 134.2808 | 1614.5 | 72.5 | 13.96 | 1614.5 | 134.2808 | 1614.5
4507 |  | 1804.1 | 134.6127 | 1804.1 | 1804.1 | 134.6127 | 1804.1 | 1804.1 | 134.6127 | 1804.1 | 71.3 | 15.31 | 1804.1 | 134.6127 | 1804.1
4508 |  | 1817.3 | 136.5885 | 1817.3 | 1817.3 | 136.5885 | 1817.3 | 1817.3 | 136.5885 | 1817.3 | 72.3 | 12 | 1817.3 | 136.5885 | 1817.3
4509 |  | 1787.2 | 133.1651 | 1787.2 | 1787.2 | 133.1651 | 1787.2 | 1787.2 | 133.1651 | 1787.2 | 72.3 | 13.45 | 1787.2 | 133.1651 | 1787.2
4510 |  | 1707.5 | 133.376 | 1707.5 | 1707.5 | 133.376 | 1707.5 | 1707.5 | 133.376 | 1707.5 | 72 | 15.93 | 1707.5 | 133.376 | 1707.5
4511 |  | 1667.7 | 132.126 | 1667.7 | 1667.7 | 132.126 | 1667.7 | 1667.7 | 132.126 | 1667.7 | 73 | 10.81 | 1667.7 | 132.126 | 1667.7
4512 |  | 1531.6 | 132.6734 | 1531.6 | 1531.6 | 132.6734 | 1531.6 | 1531.6 | 132.6734 | 1531.6 | 72.2 | 10.29 | 1531.6 | 132.6734 | 1531.6
4513 |  | 1457.2 | 132.8287 | 1457.2 | 1457.2 | 132.8287 | 1457.2 | 1457.2 | 132.8287 | 1457.2 | 73.1 | 18.86 | 1457.2 | 132.8287 | 1457.2
4514 |  | 1402.2 | 133.593 | 1402.2 | 1402.2 | 133.593 | 1402.2 | 1402.2 | 133.593 | 1402.2 | 72.8 | 16.7 | 1402.2 | 133.593 | 1402.2
4515 |  | 1388.2 | 136.2855 | 1388.2 | 1388.2 | 136.2855 | 1388.2 | 1388.2 | 136.2855 | 1388.2 | 71.7 | 12.71 | 1388.2 | 136.2855 | 1388.2
4516 |  | 1385.3 | 136.751 | 1385.3 | 1385.3 | 136.751 | 1385.3 | 1385.3 | 136.751 | 1385.3 | 72 | 11.08 | 1385.3 | 136.751 | 1385.3
4517 |  | 1446.4 | 136.5032 | 1446.4 | 1446.4 | 136.5032 | 1446.4 | 1446.4 | 136.5032 | 1446.4 | 72.4 | 13.19 | 1446.4 | 136.5032 | 1446.4
4518 |  | 1424.4 | 137.0111 | 1424.4 | 1424.4 | 137.0111 | 1424.4 | 1424.4 | 137.0111 | 1424.4 | 71 | 19.48 | 1424.4 | 137.0111 | 1424.4
4519 |  | 1404.6 | 137.1161 | 1404.6 | 1404.6 | 137.1161 | 1404.6 | 1404.6 | 137.1161 | 1404.6 | 71.9 | 13.82 | 1404.6 | 137.1161 | 1404.6
4520 |  | 1377.3 | 135.1101 | 1377.3 | 1377.3 | 135.1101 | 1377.3 | 1377.3 | 135.1101 | 1377.3 | 72.1 | 8.98 | 1377.3 | 135.1101 | 1377.3
4521 |  | 1448.7 | 133.838 | 1448.7 | 1448.7 | 133.838 | 1448.7 | 1448.7 | 133.838 | 1448.7 | 72.2 | 13.23 | 1448.7 | 133.838 | 1448.7
4522 |  | 1444.5 | 129.8271 | 1444.5 | 1444.5 | 129.8271 | 1444.5 | 1444.5 | 129.8271 | 1444.5 | 71.9 | 18.235 | 1444.5 | 129.8271 | 1444.5
4523 |  | 1502.1 | 106.9159 | 1502.1 | 1502.1 | 106.9159 | 1502.1 | 1502.1 | 106.9159 | 1502.1 | 71.6 | 19.21 | 1502.1 | 106.9159 | 1502.1
4524 |  | 1481.1 | 130.5091 | 1481.1 | 1481.1 | 130.5091 | 1481.1 | 1481.1 | 130.5091 | 1481.1 | 72.3 | 15.6 | 1481.1 | 130.5091 | 1481.1
4525 |  | 1481.8 | 131.6025 | 1481.8 | 1481.8 | 131.6025 | 1481.8 | 1481.8 | 131.6025 | 1481.8 | 71 | 14.51 | 1481.8 | 131.6025 | 1481.8
4526 |  | 1518.2 | 130.795 | 1518.2 | 1518.2 | 130.795 | 1518.2 | 1518.2 | 130.795 | 1518.2 | 72.9 | 19.57 | 1518.2 | 130.795 | 1518.2
4527 |  | 1521.1 | 132.2869 | 1521.1 | 1521.1 | 132.2869 | 1521.1 | 1521.1 | 132.2869 | 1521.1 | 71.3 | 26.08 | 1521.1 | 132.2869 | 1521.1
4528 |  | 1526.3 | 131.0889 | 1526.3 | 1526.3 | 131.0889 | 1526.3 | 1526.3 | 131.0889 | 1526.3 | 72.3 | 24.2 | 1526.3 | 131.0889 | 1526.3
4529 |  | 1566.9 | 132.4319 | 1566.9 | 1566.9 | 132.4319 | 1566.9 | 1566.9 | 132.4319 | 1566.9 | 72.7 | 19.92 | 1566.9 | 132.4319 | 1566.9
4530 |  | 1548.6 | 129.6648 | 1548.6 | 1548.6 | 129.6648 | 1548.6 | 1548.6 | 129.6648 | 1548.6 | 72.2 | 12.945 | 1548.6 | 129.6648 | 1548.6
4531 |  | 1747 | 131.4446 | 1747 | 1747 | 131.4446 | 1747 | 1747 | 131.4446 | 1747 | 72.2 | 20.55 | 1747 | 131.4446 | 1747
4532 |  | 1716.5 | 131.7555 | 1716.5 | 1716.5 | 131.7555 | 1716.5 | 1716.5 | 131.7555 | 1716.5 | 72.9 | 19.08 | 1716.5 | 131.7555 | 1716.5
4533 |  | 1711.3 | 133.357 | 1711.3 | 1711.3 | 133.357 | 1711.3 | 1711.3 | 133.357 | 1711.3 | 71.6 | 13.54 | 1711.3 | 133.357 | 1711.3
4534 |  | 1686.3 | 133.461 | 1686.3 | 1686.3 | 133.461 | 1686.3 | 1686.3 | 133.461 | 1686.3 | 71.4 | 11.6883 | 1686.3 | 133.461 | 1686.3
4535 |  | 1631.9 | 136.4802 | 1631.9 | 1631.9 | 136.4802 | 1631.9 | 1631.9 | 136.4802 | 1631.9 | 72.6 | 11.12 | 1631.9 | 136.4802 | 1631.9
4536 |  | 1512.6 | 137.1492 | 1512.6 | 1512.6 | 137.1492 | 1512.6 | 1512.6 | 137.1492 | 1512.6 | 71.9 | 13.32 | 1512.6 | 137.1492 | 1512.6
4537 |  | 1471 | 136.2301 | 1471 | 1471 | 136.2301 | 1471 | 1471 | 136.2301 | 1471 | 72.7 | 12.09 | 1471 | 136.2301 | 1471
4538 |  | 1492.2 | 136.0691 | 1492.2 | 1492.2 | 136.0691 | 1492.2 | 1492.2 | 136.0691 | 1492.2 | 71.5 | 12.96 | 1492.2 | 136.0691 | 1492.2
4539 |  | 1443.5 | 135.2627 | 1443.5 | 1443.5 | 135.2627 | 1443.5 | 1443.5 | 135.2627 | 1443.5 | 72.6 | 16.46 | 1443.5 | 135.2627 | 1443.5
4540 |  | 1390.3 | 137.2187 | 1390.3 | 1390.3 | 137.2187 | 1390.3 | 1390.3 | 137.2187 | 1390.3 | 72.9 | 14.72 | 1390.3 | 137.2187 | 1390.3
4541 |  | 1420.1 | 138.086 | 1420.1 | 1420.1 | 138.086 | 1420.1 | 1420.1 | 138.086 | 1420.1 | 71.5 | 10.71 | 1420.1 | 138.086 | 1420.1
4542 |  | 1302.5 | 137.0188 | 1302.5 | 1302.5 | 137.0188 | 1302.5 | 1302.5 | 137.0188 | 1302.5 | 72.4 | 11.56 | 1302.5 | 137.0188 | 1302.5
4543 |  | 1407.3 | 136.834 | 1407.3 | 1407.3 | 136.834 | 1407.3 | 1407.3 | 136.834 | 1407.3 | 71.7 | 10.65 | 1407.3 | 136.834 | 1407.3
4544 |  | 1413 | 132.6473 | 1413 | 1413 | 132.6473 | 1413 | 1413 | 132.6473 | 1413 | 72.3 | 8.53 | 1413 | 132.6473 | 1413
4545 |  | 1431.3 | 137.0756 | 1431.3 | 1431.3 | 137.0756 | 1431.3 | 1431.3 | 137.0756 | 1431.3 | 71.9 | 17 | 1431.3 | 137.0756 | 1431.3
4546 |  | 1396.8 | 135.4524 | 1396.8 | 1396.8 | 135.4524 | 1396.8 | 1396.8 | 135.4524 | 1396.8 | 71.9 | 18.13 | 1396.8 | 135.4524 | 1396.8
4547 |  | 1467.6 | 135.2585 | 1467.6 | 1467.6 | 135.2585 | 1467.6 | 1467.6 | 135.2585 | 1467.6 | 71.6 | 13.355 | 1467.6 | 135.2585 | 1467.6
4548 |  | 1452.6 | 134.294 | 1452.6 | 1452.6 | 134.294 | 1452.6 | 1452.6 | 134.294 | 1452.6 | 71.8 | 20.52 | 1452.6 | 134.294 | 1452.6
4549 |  | 1465.5 | 134.9679 | 1465.5 | 1465.5 | 134.9679 | 1465.5 | 1465.5 | 134.9679 | 1465.5 | 72.3 | 18.8 | 1465.5 | 134.9679 | 1465.5
4550 |  | 1513.6 | 133.973 | 1513.6 | 1513.6 | 133.973 | 1513.6 | 1513.6 | 133.973 | 1513.6 | 72.3 | 13.465 | 1513.6 | 133.973 | 1513.6
4551 |  | 1486.4 | 136.3121 | 1486.4 | 1486.4 | 136.3121 | 1486.4 | 1486.4 | 136.3121 | 1486.4 | 71.3 | 16.675 | 1486.4 | 136.3121 | 1486.4
4552 |  | 1490.2 | 135.8409 | 1490.2 | 1490.2 | 135.8409 | 1490.2 | 1490.2 | 135.8409 | 1490.2 | 71.8 | 15.75 | 1490.2 | 135.8409 | 1490.2
4553 |  | 1490.9 | 136.6585 | 1490.9 | 1490.9 | 136.6585 | 1490.9 | 1490.9 | 136.6585 | 1490.9 | 71.9 | 13.355 | 1490.9 | 136.6585 | 1490.9
4554 |  | 1549 | 134.4926 | 1549 | 1549 | 134.4926 | 1549 | 1549 | 134.4926 | 1549 | 72.3 | 9.9175 | 1549 | 134.4926 | 1549
4555 |  | 1697.1 | 138.2076 | 1697.1 | 1697.1 | 138.2076 | 1697.1 | 1697.1 | 138.2076 | 1697.1 | 68.2 | 13.695 | 1697.1 | 138.2076 | 1697.1
4556 |  | 1701.7 | 137.2924 | 1701.7 | 1701.7 | 137.2924 | 1701.7 | 1701.7 | 137.2924 | 1701.7 | 71.2 | 12.87 | 1701.7 | 137.2924 | 1701.7
4557 |  | 1740.6 | 137.6989 | 1740.6 | 1740.6 | 137.6989 | 1740.6 | 1740.6 | 137.6989 | 1740.6 | 70.6 | 10.39 | 1740.6 | 137.6989 | 1740.6
4558 |  | 1606.5 | 137.3537 | 1606.5 | 1606.5 | 137.3537 | 1606.5 | 1606.5 | 137.3537 | 1606.5 | 71.6 | 9.0242 | 1606.5 | 137.3537 | 1606.5
4559 |  | 1513.2 | 137.1875 | 1513.2 | 1513.2 | 137.1875 | 1513.2 | 1513.2 | 137.1875 | 1513.2 | 72.1 | 8.975 | 1513.2 | 137.1875 | 1513.2
4560 |  | 1549.5 | 136.5319 | 1549.5 | 1549.5 | 136.5319 | 1549.5 | 1549.5 | 136.5319 | 1549.5 | 71.4 | 10.02 | 1549.5 | 136.5319 | 1549.5
4561 |  | 1504.6 | 135.7096 | 1504.6 | 1504.6 | 135.7096 | 1504.6 | 1504.6 | 135.7096 | 1504.6 | 71.2 | 13.83 | 1504.6 | 135.7096 | 1504.6
4562 |  | 1508.8 | 134.4884 | 1508.8 | 1508.8 | 134.4884 | 1508.8 | 1508.8 | 134.4884 | 1508.8 | 71.1 | 17.53 | 1508.8 | 134.4884 | 1508.8
4563 |  | 1462.9 | 134.2929 | 1462.9 | 1462.9 | 134.2929 | 1462.9 | 1462.9 | 134.2929 | 1462.9 | 71 | 16.99 | 1462.9 | 134.2929 | 1462.9
4564 |  | 1449.6 | 134.2017 | 1449.6 | 1449.6 | 134.2017 | 1449.6 | 1449.6 | 134.2017 | 1449.6 | 70.8 | 20.25 | 1449.6 | 134.2017 | 1449.6
4565 |  | 1481.1 | 134.4816 | 1481.1 | 1481.1 | 134.4816 | 1481.1 | 1481.1 | 134.4816 | 1481.1 | 70.8 | 10.65 | 1481.1 | 134.4816 | 1481.1
4566 |  | 1379.9 | 136.494 | 1379.9 | 1379.9 | 136.494 | 1379.9 | 1379.9 | 136.494 | 1379.9 | 71 | 10.74 | 1379.9 | 136.494 | 1379.9
4567 |  | 1456.9 | 135.7722 | 1456.9 | 1456.9 | 135.7722 | 1456.9 | 1456.9 | 135.7722 | 1456.9 | 70.4 | 11.89 | 1456.9 | 135.7722 | 1456.9
4568 |  | 1385 | 136.2898 | 1385 | 1385 | 136.2898 | 1385 | 1385 | 136.2898 | 1385 | 69.5 | 8.08 | 1385 | 136.2898 | 1385
4569 |  | 1373.2 | 132.5353 | 1373.2 | 1373.2 | 132.5353 | 1373.2 | 1373.2 | 132.5353 | 1373.2 | 71.1 | 6.72 | 1373.2 | 132.5353 | 1373.2
4570 |  | 1370.9 | 135.4434 | 1370.9 | 1370.9 | 135.4434 | 1370.9 | 1370.9 | 135.4434 | 1370.9 | 70.9 | 7.01 | 1370.9 | 135.4434 | 1370.9
4571 |  | 1344.4 | 137.7394 | 1344.4 | 1344.4 | 137.7394 | 1344.4 | 1344.4 | 137.7394 | 1344.4 | 71.1 | 7.5 | 1344.4 | 137.7394 | 1344.4
4572 |  | 1343.1 | 139.0986 | 1343.1 | 1343.1 | 139.0986 | 1343.1 | 1343.1 | 139.0986 | 1343.1 | 71.9 | 7.55 | 1343.1 | 139.0986 | 1343.1
4573 |  | 1379.9 | 140.051 | 1379.9 | 1379.9 | 140.051 | 1379.9 | 1379.9 | 140.051 | 1379.9 | 71.3 | 7.48 | 1379.9 | 140.051 | 1379.9
4574 |  | 1415.9 | 138.6855 | 1415.9 | 1415.9 | 138.6855 | 1415.9 | 1415.9 | 138.6855 | 1415.9 | 71.6 | 7.36 | 1415.9 | 138.6855 | 1415.9
4575 |  | 1410.7 | 142.2334 | 1410.7 | 1410.7 | 142.2334 | 1410.7 | 1410.7 | 142.2334 | 1410.7 | 71.5 | 7.27 | 1410.7 | 142.2334 | 1410.7
4576 |  | 1413.1 | 135.7995 | 1413.1 | 1413.1 | 135.7995 | 1413.1 | 1413.1 | 135.7995 | 1413.1 | 71.3 | 7.3 | 1413.1 | 135.7995 | 1413.1
4577 |  | 1384 | 135.2362 | 1384 | 1384 | 135.2362 | 1384 | 1384 | 135.2362 | 1384 | 71.8 | 6.79 | 1384 | 135.2362 | 1384
4578 |  | 1507.3 | 134.7406 | 1507.3 | 1507.3 | 134.7406 | 1507.3 | 1507.3 | 134.7406 | 1507.3 | 71.8 | 6.89 | 1507.3 | 134.7406 | 1507.3
4579 |  | 1720.5 | 136.1164 | 1720.5 | 1720.5 | 136.1164 | 1720.5 | 1720.5 | 136.1164 | 1720.5 | 70.3 | 6.84 | 1720.5 | 136.1164 | 1720.5
4580 |  | 1760.3 | 134.2624 | 1760.3 | 1760.3 | 134.2624 | 1760.3 | 1760.3 | 134.2624 | 1760.3 | 71.4 | 6.66 | 1760.3 | 134.2624 | 1760.3
4581 |  | 1775.6 | 135.6441 | 1775.6 | 1775.6 | 135.6441 | 1775.6 | 1775.6 | 135.6441 | 1775.6 | 71.7 | 7.24 | 1775.6 | 135.6441 | 1775.6
4582 |  | 1704.6 | 135.441 | 1704.6 | 1704.6 | 135.441 | 1704.6 | 1704.6 | 135.441 | 1704.6 | 72.3 | 6.36 | 1704.6 | 135.441 | 1704.6
4583 |  | 1576.3 | 134.6649 | 1576.3 | 1576.3 | 134.6649 | 1576.3 | 1576.3 | 134.6649 | 1576.3 | 72.3 | 6.83 | 1576.3 | 134.6649 | 1576.3
4584 |  | 1533.7 | 133.8613 | 1533.7 | 1533.7 | 133.8613 | 1533.7 | 1533.7 | 133.8613 | 1533.7 | 71.7 | 6.72 | 1533.7 | 133.8613 | 1533.7
4585 |  | 1462.9 | 127.0877 | 1462.9 | 1462.9 | 127.0877 | 1462.9 | 1462.9 | 127.0877 | 1462.9 | 71.3 | 6.88 | 1462.9 | 127.0877 | 1462.9
4586 |  | 1466 | 128.9043 | 1466 | 1466 | 128.9043 | 1466 | 1466 | 128.9043 | 1466 | 71.4 | 7.09 | 1466 | 128.9043 | 1466
4587 |  | 1429 | 131.6341 | 1429 | 1429 | 131.6341 | 1429 | 1429 | 131.6341 | 1429 | 71.1 | 6.59 | 1429 | 131.6341 | 1429
4588 |  | 1437 | 132.8524 | 1437 | 1437 | 132.8524 | 1437 | 1437 | 132.8524 | 1437 | 71.6 | 6.84 | 1437 | 132.8524 | 1437
4589 |  | 1471.6 | 132.181 | 1471.6 | 1471.6 | 132.181 | 1471.6 | 1471.6 | 132.181 | 1471.6 | 71.7 | 6.68 | 1471.6 | 132.181 | 1471.6
4590 |  | 1510.6 | 132.7109 | 1510.6 | 1510.6 | 132.7109 | 1510.6 | 1510.6 | 132.7109 | 1510.6 | 72.3 | 7.33 | 1510.6 | 132.7109 | 1510.6
4591 |  | 1478.6 | 133.6432 | 1478.6 | 1478.6 | 133.6432 | 1478.6 | 1478.6 | 133.6432 | 1478.6 | 72.2 | 6.71 | 1478.6 | 133.6432 | 1478.6
4592 |  | 1480.9 | 133.6282 | 1480.9 | 1480.9 | 133.6282 | 1480.9 | 1480.9 | 133.6282 | 1480.9 | 71.9 | 7.1 | 1480.9 | 133.6282 | 1480.9
4593 |  | 1416.9 | 133.2885 | 1416.9 | 1416.9 | 133.2885 | 1416.9 | 1416.9 | 133.2885 | 1416.9 | 72.2 | 14.97 | 1416.9 | 133.2885 | 1416.9
4594 |  | 1477.2 | 133.3094 | 1477.2 | 1477.2 | 133.3094 | 1477.2 | 1477.2 | 133.3094 | 1477.2 | 72.5 | 16.79 | 1477.2 | 133.3094 | 1477.2
4595 |  | 1493.9 | 139.3842 | 1493.9 | 1493.9 | 139.3842 | 1493.9 | 1493.9 | 139.3842 | 1493.9 | 72.2 | 19.1 | 1493.9 | 139.3842 | 1493.9
4596 |  | 1486.2 | 136.5147 | 1486.2 | 1486.2 | 136.5147 | 1486.2 | 1486.2 | 136.5147 | 1486.2 | 71.9 | 24.23 | 1486.2 | 136.5147 | 1486.2
4597 |  | 1512.5 | 135.0629 | 1512.5 | 1512.5 | 135.0629 | 1512.5 | 1512.5 | 135.0629 | 1512.5 | 72.1 | 22.68 | 1512.5 | 135.0629 | 1512.5
4598 |  | 1506.6 | 130.2209 | 1506.6 | 1506.6 | 130.2209 | 1506.6 | 1506.6 | 130.2209 | 1506.6 | 72.1 | 11.45 | 1506.6 | 130.2209 | 1506.6
4599 |  | 1528.4 | 133.0385 | 1528.4 | 1528.4 | 133.0385 | 1528.4 | 1528.4 | 133.0385 | 1528.4 | 71.5 | 13.92 | 1528.4 | 133.0385 | 1528.4
4600 |  | 1521.7 | 131.9031 | 1521.7 | 1521.7 | 131.9031 | 1521.7 | 1521.7 | 131.9031 | 1521.7 | 71.7 | 15.66 | 1521.7 | 131.9031 | 1521.7
4601 |  | 1565.5 | 134.7807 | 1565.5 | 1565.5 | 134.7807 | 1565.5 | 1565.5 | 134.7807 | 1565.5 | 72.3 | 20.18 | 1565.5 | 134.7807 | 1565.5
4602 |  | 1665.4 | 136.3932 | 1665.4 | 1665.4 | 136.3932 | 1665.4 | 1665.4 | 136.3932 | 1665.4 | 71.1 | 19.45 | 1665.4 | 136.3932 | 1665.4
4603 |  | 1664.4 | 137.1662 | 1664.4 | 1664.4 | 137.1662 | 1664.4 | 1664.4 | 137.1662 | 1664.4 | 72.1 | 23.73 | 1664.4 | 137.1662 | 1664.4
4604 |  | 1696.1 | 135.9372 | 1696.1 | 1696.1 | 135.9372 | 1696.1 | 1696.1 | 135.9372 | 1696.1 | 72.5 | 13.79 | 1696.1 | 135.9372 | 1696.1
4605 |  | 1663.1 | 134.5853 | 1663.1 | 1663.1 | 134.5853 | 1663.1 | 1663.1 | 134.5853 | 1663.1 | 72.2 | 14.66 | 1663.1 | 134.5853 | 1663.1
4606 |  | 1504.5 | 134.863 | 1504.5 | 1504.5 | 134.863 | 1504.5 | 1504.5 | 134.863 | 1504.5 | 71.4 | 18.72 | 1504.5 | 134.863 | 1504.5
4607 |  | 1501.7 | 135.233 | 1501.7 | 1501.7 | 135.233 | 1501.7 | 1501.7 | 135.233 | 1501.7 | 72.4 | 14.69 | 1501.7 | 135.233 | 1501.7
4608 |  | 1448.4 | 135.8139 | 1448.4 | 1448.4 | 135.8139 | 1448.4 | 1448.4 | 135.8139 | 1448.4 | 72.6 | 8.04 | 1448.4 | 135.8139 | 1448.4
4609 |  | 1302.8 | 132.5898 | 1302.8 | 1302.8 | 132.5898 | 1302.8 | 1302.8 | 132.5898 | 1302.8 | 72.6 | 12.13 | 1302.8 | 132.5898 | 1302.8
4610 |  | 1283.4 | 132.9868 | 1283.4 | 1283.4 | 132.9868 | 1283.4 | 1283.4 | 132.9868 | 1283.4 | 73.2 | 10.67 | 1283.4 | 132.9868 | 1283.4
4611 |  | 1244.4 | 133.4819 | 1244.4 | 1244.4 | 133.4819 | 1244.4 | 1244.4 | 133.4819 | 1244.4 | 73.1 | 12.22 | 1244.4 | 133.4819 | 1244.4
4612 |  | 1309.8 | 132.4534 | 1309.8 | 1309.8 | 132.4534 | 1309.8 | 1309.8 | 132.4534 | 1309.8 | 72.9 | 11.92 | 1309.8 | 132.4534 | 1309.8
4613 |  | 1279.9 | 134.2091 | 1279.9 | 1279.9 | 134.2091 | 1279.9 | 1279.9 | 134.2091 | 1279.9 | 72.9 | 13.55 | 1279.9 | 134.2091 | 1279.9
4614 |  | 1259.3 | 135.2571 | 1259.3 | 1259.3 | 135.2571 | 1259.3 | 1259.3 | 135.2571 | 1259.3 | 72.2 | 14.44 | 1259.3 | 135.2571 | 1259.3
4615 |  | 1263.9 | 110.315 | 1263.9 | 1263.9 | 110.315 | 1263.9 | 1263.9 | 110.315 | 1263.9 | 71.5 | 12.93 | 1263.9 | 110.315 | 1263.9
4616 |  | 1277.1 | 107.9122 | 1277.1 | 1277.1 | 107.9122 | 1277.1 | 1277.1 | 107.9122 | 1277.1 | 72.5 | 10.24 | 1277.1 | 107.9122 | 1277.1
4617 |  | 1251.4 | 105.7412 | 1251.4 | 1251.4 | 105.7412 | 1251.4 | 1251.4 | 105.7412 | 1251.4 | 70.5 | 21.41 | 1251.4 | 105.7412 | 1251.4
4618 |  | 1260.5 | 104.5356 | 1260.5 | 1260.5 | 104.5356 | 1260.5 | 1260.5 | 104.5356 | 1260.5 | 71.8 | 24.05 | 1260.5 | 104.5356 | 1260.5
4619 |  | 1421.6 | 103.8856 | 1421.6 | 1421.6 | 134.303 | 1421.6 | 1421.6 | 103.8856 | 1421.6 | 72.4 | 17.255 | 1421.6 | 103.8856 | 1421.6
4620 |  | 1421.3 | 99.19 | 1421.3 | 1421.3 | 132.3418 | 1421.3 | 1421.3 | 99.19 | 1421.3 | 72.7 | 24.865 | 1421.3 | 99.19 | 1421.3
4621 |  | 1406.95 | 98.4231 | 1406.95 | 1406.95 | 131.4361 | 1406.95 | 1406.95 | 98.4231 | 1406.95 | 72.5 | 21.56 | 1406.95 | 98.4231 | 1406.95
4622 |  | 1445.6 | 98.1645 | 1445.6 | 1445.6 | 133.6913 | 1445.6 | 1445.6 | 98.1645 | 1445.6 | 72.3 | 16.795 | 1445.6 | 98.1645 | 1445.6
4623 |  | 1403.55 | 103.3689 | 1403.55 | 1403.55 | 130.3313 | 1403.55 | 1403.55 | 103.3689 | 1403.55 | 72.6 | 14.375 | 1403.55 | 103.3689 | 1403.55
4624 |  | 1235.3 | 104.0575 | 1235.3 | 1235.3 | 104.0575 | 1235.3 | 1235.3 | 104.0575 | 1235.3 | 72.6 | 23.56 | 1235.3 | 104.0575 | 1235.3
4625 |  | 1225.7 | 104.5567 | 1225.7 | 1225.7 | 104.5567 | 1225.7 | 1225.7 | 104.5567 | 1225.7 | 73.5 | 17.24 | 1225.7 | 104.5567 | 1225.7
4626 |  | 1419.2 | 103.0983 | 1419.2 | 1419.2 | 103.0983 | 1419.2 | 1419.2 | 103.0983 | 1419.2 | 72.1 | 18.12 | 1419.2 | 103.0983 | 1419.2
4627 |  | 1349.7 | 104.1885 | 1349.7 | 1349.7 | 104.1885 | 1349.7 | 1349.7 | 104.1885 | 1349.7 | 73.2 | 20.83 | 1349.7 | 104.1885 | 1349.7
4628 |  | 1369.5 | 100.811 | 1369.5 | 1369.5 | 100.811 | 1369.5 | 1369.5 | 100.811 | 1369.5 | 71.9 | 9.29 | 1369.5 | 100.811 | 1369.5
4629 |  | 1394.1 | 118.909 | 1394.1 | 1394.1 | 118.909 | 1394.1 | 1394.1 | 118.909 | 1394.1 | 73 | 14.27 | 1394.1 | 118.909 | 1394.1
4630 |  | 1399.1 | 122.4733 | 1399.1 | 1399.1 | 122.4733 | 1399.1 | 1399.1 | 122.4733 | 1399.1 | 73.1 | 14.22 | 1399.1 | 122.4733 | 1399.1
4631 |  | 1296.1 | 124.2573 | 1296.1 | 1296.1 | 124.2573 | 1296.1 | 1296.1 | 124.2573 | 1296.1 | 71.5 | 9.67 | 1296.1 | 124.2573 | 1296.1
4632 |  | 1263 | 124.643 | 1263 | 1263 | 124.643 | 1263 | 1263 | 124.643 | 1263 | 73 | 13.31 | 1263 | 124.643 | 1263
4633 |  | 1249 | 121.8816 | 1249 | 1249 | 121.8816 | 1249 | 1249 | 121.8816 | 1249 | 72.8 | 14 | 1249 | 121.8816 | 1249
4634 |  | 1240 | 127.3179 | 1240 | 1240 | 127.3179 | 1240 | 1240 | 127.3179 | 1240 | 73.4 | 14.05 | 1240 | 127.3179 | 1240
4635 |  | 1235 | 127.454 | 1235 | 1235 | 127.454 | 1235 | 1235 | 127.454 | 1235 | 73.2 | 10.98 | 1235 | 127.454 | 1235
4636 |  | 1292.1 | 123.7785 | 1292.1 | 1292.1 | 123.7785 | 1292.1 | 1292.1 | 123.7785 | 1292.1 | 72.5 | 12.38 | 1292.1 | 123.7785 | 1292.1
4637 |  | 1328.2 | 126.0061 | 1328.2 | 1328.2 | 126.0061 | 1328.2 | 1328.2 | 126.0061 | 1328.2 | 72.7 | 12.51 | 1328.2 | 126.0061 | 1328.2
4638 |  | 1376.2 | 127.2173 | 1376.2 | 1376.2 | 127.2173 | 1376.2 | 1376.2 | 127.2173 | 1376.2 | 73.2 | 15.7 | 1376.2 | 127.2173 | 1376.2
4639 |  | 1325.1 | 124.7797 | 1325.1 | 1325.1 | 124.7797 | 1325.1 | 1325.1 | 124.7797 | 1325.1 | 71.6 | 14.09 | 1325.1 | 124.7797 | 1325.1
4640 |  | 1338.3 | 124.8606 | 1338.3 | 1338.3 | 124.8606 | 1338.3 | 1338.3 | 124.8606 | 1338.3 | 72.5 | 9.34 | 1338.3 | 124.8606 | 1338.3
4641 |  | 1351.3 | 127.9391 | 1351.3 | 1351.3 | 127.9391 | 1351.3 | 1351.3 | 127.9391 | 1351.3 | 72.2 | 23.9 | 1351.3 | 127.9391 | 1351.3
4642 |  | 1346.2 | 127.372 | 1346.2 | 1346.2 | 127.372 | 1346.2 | 1346.2 | 127.372 | 1346.2 | 72.4 | 16.02 | 1346.2 | 127.372 | 1346.2
4643 |  | 1349.3 | 129.2217 | 1349.3 | 1349.3 | 129.2217 | 1349.3 | 1349.3 | 129.2217 | 1349.3 | 71.4 | 15.41 | 1349.3 | 129.2217 | 1349.3
4644 |  | 1356.4 | 128.1689 | 1356.4 | 1356.4 | 128.1689 | 1356.4 | 1356.4 | 128.1689 | 1356.4 | 70.3 | 25.5 | 1356.4 | 128.1689 | 1356.4
4645 |  | 1301.4 | 127.8093 | 1301.4 | 1301.4 | 127.8093 | 1301.4 | 1301.4 | 127.8093 | 1301.4 | 70.8 | 20.44 | 1301.4 | 127.8093 | 1301.4
4646 |  | 1384.6 | 137.1616 | 1384.6 | 1384.6 | 137.1616 | 1384.6 | 1384.6 | 137.1616 | 1384.6 | 71.7 | 22.14 | 1384.6 | 137.1616 | 1384.6
4647 |  | 1278.7 | 127.624 | 1278.7 | 1278.7 | 127.624 | 1278.7 | 1278.7 | 127.624 | 1278.7 | 73.3 | 14.83 | 1278.7 | 127.624 | 1278.7
4648 |  | 1501.5 | 123.7113 | 1501.5 | 1501.5 | 123.7113 | 1501.5 | 1501.5 | 123.7113 | 1501.5 | 72.4 | 16.36 | 1501.5 | 123.7113 | 1501.5
4649 |  | 1461.5 | 129.274 | 1461.5 | 1461.5 | 129.274 | 1461.5 | 1461.5 | 129.274 | 1461.5 | 73.4 | 17.34 | 1461.5 | 129.274 | 1461.5
4650 |  | 1537.4 | 127.0968 | 1537.4 | 1537.4 | 127.0968 | 1537.4 | 1537.4 | 127.0968 | 1537.4 | 70.1 | 19.05 | 1537.4 | 127.0968 | 1537.4
4651 |  | 1592 | 127.0437 | 1592 | 1592 | 127.0437 | 1592 | 1592 | 127.0437 | 1592 | 71.7 | 11.56 | 1592 | 127.0437 | 1592
4652 |  | 1545.8 | 125.7931 | 1545.8 | 1545.8 | 125.7931 | 1545.8 | 1545.8 | 125.7931 | 1545.8 | 71.5 | 12.71 | 1545.8 | 125.7931 | 1545.8
4653 |  | 1428.9 | 106.6836 | 1428.9 | 1428.9 | 106.6836 | 1428.9 | 1428.9 | 106.6836 | 1428.9 | 71.8 | 16.89 | 1428.9 | 106.6836 | 1428.9
4654 |  | 1571.1 | 122.4104 | 1571.1 | 1571.1 | 122.4104 | 1571.1 | 1571.1 | 122.4104 | 1571.1 | 72.7 | 12.93 | 1571.1 | 122.4104 | 1571.1
4655 |  | 1584.3 | 125.4172 | 1584.3 | 1584.3 | 125.4172 | 1584.3 | 1584.3 | 125.4172 | 1584.3 | 71.9 | 13.36 | 1584.3 | 125.4172 | 1584.3
4656 |  | 1605.5 | 127.016 | 1605.5 | 1605.5 | 127.016 | 1605.5 | 1605.5 | 127.016 | 1605.5 | 71.3 | 18.26 | 1605.5 | 127.016 | 1605.5
4657 |  | 1345 | 125.1916 | 1345 | 1345 | 123.0168 | 1345 | 1345 | 125.1916 | 1345 | 72 | 12.15 | 1345 | 125.1916 | 1345
4658 |  | 1216.6 | 99.9137 | 1216.6 | 1216.6 | 99.9137 | 1216.6 | 1216.6 | 99.9137 | 1216.6 | 71.2 | 11.74 | 1216.6 | 99.9137 | 1216.6
4659 |  | 1296.7 | 125.9592 | 1296.7 | 1296.7 | 125.9592 | 1296.7 | 1296.7 | 125.9592 | 1296.7 | 71.6 | 14.66 | 1296.7 | 125.9592 | 1296.7
4660 |  | 1328.4 | 123.1782 | 1328.4 | 1328.4 | 123.1782 | 1328.4 | 1328.4 | 123.1782 | 1328.4 | 72.1 | 11.16 | 1328.4 | 123.1782 | 1328.4
4661 |  | 1409 | 125.0586 | 1409 | 1409 | 125.0586 | 1409 | 1409 | 125.0586 | 1409 | 72.1 | 11.73 | 1409 | 125.0586 | 1409
4662 |  | 1311.6 | 123.1374 | 1311.6 | 1311.6 | 123.1374 | 1311.6 | 1311.6 | 123.1374 | 1311.6 | 72.6 | 15.5 | 1311.6 | 123.1374 | 1311.6
4663 |  | 1360.4 | 123.6861 | 1360.4 | 1360.4 | 123.6861 | 1360.4 | 1360.4 | 123.6861 | 1360.4 | 71.8 | 15.53 | 1360.4 | 123.6861 | 1360.4
4664 |  | 1383.2 | 123.8307 | 1383.2 | 1383.2 | 123.8307 | 1383.2 | 1383.2 | 123.8307 | 1383.2 | 71.9 | 9.18 | 1383.2 | 123.8307 | 1383.2
4665 |  | 1372.6 | 125.1226 | 1372.6 | 1372.6 | 125.1226 | 1372.6 | 1372.6 | 125.1226 | 1372.6 | 71.4 | 24.38 | 1372.6 | 125.1226 | 1372.6
4666 |  | 1318.7 | 125.8955 | 1318.7 | 1318.7 | 125.8955 | 1318.7 | 1318.7 | 125.8955 | 1318.7 | 70.6 | 26.68 | 1318.7 | 125.8955 | 1318.7
4667 |  | 1351.8 | 125.4043 | 1351.8 | 1351.8 | 125.4043 | 1351.8 | 1351.8 | 125.4043 | 1351.8 | 71.8 | 25.59 | 1351.8 | 125.4043 | 1351.8
4668 |  | 1361.3 | 125.9902 | 1361.3 | 1361.3 | 125.9902 | 1361.3 | 1361.3 | 125.9902 | 1361.3 | 71.1 | 22.96 | 1361.3 | 125.9902 | 1361.3
4669 |  | 1380.3 | 125.7518 | 1380.3 | 1380.3 | 125.7518 | 1380.3 | 1380.3 | 125.7518 | 1380.3 | 69.1 | 21.09 | 1380.3 | 125.7518 | 1380.3
4670 |  | 1375.2 | 126.6329 | 1375.2 | 1375.2 | 126.6329 | 1375.2 | 1375.2 | 126.6329 | 1375.2 | 69.6 | 23.11 | 1375.2 | 126.6329 | 1375.2
4671 |  | 1272.6 | 125.8575 | 1272.6 | 1272.6 | 125.8575 | 1272.6 | 1272.6 | 125.8575 | 1272.6 | 72 | 24.43 | 1272.6 | 125.8575 | 1272.6
4672 |  | 1417.6 | 124.4519 | 1417.6 | 1417.6 | 124.4519 | 1417.6 | 1417.6 | 124.4519 | 1417.6 | 71.3 | 18.63 | 1417.6 | 124.4519 | 1417.6
4673 |  | 1452.7 | 127.2552 | 1452.7 | 1452.7 | 127.2552 | 1452.7 | 1452.7 | 127.2552 | 1452.7 | 71.5 | 22.94 | 1452.7 | 127.2552 | 1452.7
4674 |  | 1492.9 | 125.4605 | 1492.9 | 1492.9 | 125.4605 | 1492.9 | 1492.9 | 125.4605 | 1492.9 | 72.5 | 18.57 | 1492.9 | 125.4605 | 1492.9
4675 |  | 1576.1 | 131.376 | 1576.1 | 1576.1 | 131.376 | 1576.1 | 1576.1 | 131.376 | 1576.1 | 71.3 | 14.81 | 1576.1 | 131.376 | 1576.1
4676 |  | 1700.5 | 130.3254 | 1700.5 | 1700.5 | 130.3254 | 1700.5 | 1700.5 | 130.3254 | 1700.5 | 72.3 | 11.61 | 1700.5 | 130.3254 | 1700.5
4677 |  | 1745.5 | 129.5735 | 1745.5 | 1745.5 | 129.5735 | 1745.5 | 1745.5 | 129.5735 | 1745.5 | 72.3 | 14.41 | 1745.5 | 129.5735 | 1745.5
4678 |  | 1606.8 | 129.7118 | 1606.8 | 1606.8 | 129.7118 | 1606.8 | 1606.8 | 129.7118 | 1606.8 | 72 | 13.61 | 1606.8 | 129.7118 | 1606.8
4679 |  | 1522.1 | 127.9953 | 1522.1 | 1522.1 | 127.9953 | 1522.1 | 1522.1 | 127.9953 | 1522.1 | 73 | 14.35 | 1522.1 | 127.9953 | 1522.1
4680 |  | 1533.1 | 125.2362 | 1533.1 | 1533.1 | 125.2362 | 1533.1 | 1533.1 | 125.2362 | 1533.1 | 72.2 | 14.2 | 1533.1 | 125.2362 | 1533.1
4681 |  | 1441 | 124.152 | 1441 | 1441 | 124.152 | 1441 | 1441 | 124.152 | 1441 | 73.1 | 10.3 | 1441 | 124.152 | 1441
4682 |  | 1432.3 | 126.4238 | 1432.3 | 1432.3 | 126.4238 | 1432.3 | 1432.3 | 126.4238 | 1432.3 | 72.8 | 12.57 | 1432.3 | 126.4238 | 1432.3
4683 |  | 1435.1 | 123.8168 | 1435.1 | 1435.1 | 123.8168 | 1435.1 | 1435.1 | 123.8168 | 1435.1 | 71.7 | 12 | 1435.1 | 123.8168 | 1435.1
4684 |  | 1428.1 | 126.1503 | 1428.1 | 1428.1 | 126.1503 | 1428.1 | 1428.1 | 126.1503 | 1428.1 | 72 | 12.1 | 1428.1 | 126.1503 | 1428.1
4685 |  | 1464.7 | 128.2304 | 1464.7 | 1464.7 | 128.2304 | 1464.7 | 1464.7 | 128.2304 | 1464.7 | 72.4 | 13.22 | 1464.7 | 128.2304 | 1464.7
4686 |  | 1354.1 | 128.8576 | 1354.1 | 1354.1 | 128.8576 | 1354.1 | 1354.1 | 128.8576 | 1354.1 | 71 | 13.23 | 1354.1 | 128.8576 | 1354.1
4687 |  | 1424.6 | 128.4099 | 1424.6 | 1424.6 | 128.4099 | 1424.6 | 1424.6 | 128.4099 | 1424.6 | 71.9 | 9.25 | 1424.6 | 128.4099 | 1424.6
4688 |  | 1436.3 | 127.2588 | 1436.3 | 1436.3 | 127.2588 | 1436.3 | 1436.3 | 127.2588 | 1436.3 | 72.1 | 9.65 | 1436.3 | 127.2588 | 1436.3
4689 |  | 1406.6 | 127.632 | 1406.6 | 1406.6 | 127.632 | 1406.6 | 1406.6 | 127.632 | 1406.6 | 72.2 | 15.35 | 1406.6 | 127.632 | 1406.6
4690 |  | 1402.4 | 134.7996 | 1402.4 | 1402.4 | 134.7996 | 1402.4 | 1402.4 | 134.7996 | 1402.4 | 71.9 | 13.28 | 1402.4 | 134.7996 | 1402.4
4691 |  | 1440.5 | 129.4897 | 1440.5 | 1440.5 | 129.4897 | 1440.5 | 1440.5 | 129.4897 | 1440.5 | 71.6 | 16.62 | 1440.5 | 129.4897 | 1440.5
4692 |  | 1447.2 | 106.2243 | 1447.2 | 1447.2 | 106.2243 | 1447.2 | 1447.2 | 106.2243 | 1447.2 | 72.3 | 22.09 | 1447.2 | 106.2243 | 1447.2
4693 |  | 1422.8 | 104.524 | 1422.8 | 1422.8 | 104.524 | 1422.8 | 1422.8 | 104.524 | 1422.8 | 71 | 19.65 | 1422.8 | 104.524 | 1422.8
4694 |  | 1394.6 | 104.5573 | 1394.6 | 1394.6 | 104.5573 | 1394.6 | 1394.6 | 104.5573 | 1394.6 | 72.9 | 18.87 | 1394.6 | 104.5573 | 1394.6
4695 |  | 1415.9 | 106.9521 | 1415.9 | 1415.9 | 106.9521 | 1415.9 | 1415.9 | 106.9521 | 1415.9 | 71.3 | 15.47 | 1415.9 | 106.9521 | 1415.9
4696 |  | 1428 | 103.9545 | 1428 | 1428 | 103.9545 | 1428 | 1428 | 103.9545 | 1428 | 72.3 | 24.77 | 1428 | 103.9545 | 1428
4697 |  | 1438.5 | 106.2141 | 1438.5 | 1438.5 | 106.2141 | 1438.5 | 1438.5 | 106.2141 | 1438.5 | 72.7 | 23.33 | 1438.5 | 106.2141 | 1438.5
4698 |  | 1504.4 | 103.2061 | 1504.4 | 1504.4 | 103.2061 | 1504.4 | 1504.4 | 103.2061 | 1504.4 | 72.2 | 21.72 | 1504.4 | 103.2061 | 1504.4
4699 |  | 1685.2 | 108.4873 | 1685.2 | 1685.2 | 108.4873 | 1685.2 | 1685.2 | 108.4873 | 1685.2 | 72.2 | 11.7 | 1685.2 | 108.4873 | 1685.2
4700 |  | 1703.8 | 127.3711 | 1703.8 | 1703.8 | 127.3711 | 1703.8 | 1703.8 | 127.3711 | 1703.8 | 72.9 | 9.53 | 1703.8 | 127.3711 | 1703.8
4701 |  | 1598.8 | 128.1007 | 1598.8 | 1598.8 | 128.1007 | 1598.8 | 1598.8 | 128.1007 | 1598.8 | 71.6 | 13.65 | 1598.8 | 128.1007 | 1598.8
4702 |  | 1569.4 | 128.7025 | 1569.4 | 1569.4 | 128.7025 | 1569.4 | 1569.4 | 128.7025 | 1569.4 | 71.4 | 18.3 | 1569.4 | 128.7025 | 1569.4
4703 |  | 1532 | 127.1792 | 1532 | 1532 | 127.1792 | 1532 | 1532 | 127.1792 | 1532 | 72.6 | 11.99 | 1532 | 127.1792 | 1532
4704 |  | 1470 | 126.7917 | 1470 | 1470 | 126.7917 | 1470 | 1470 | 126.7917 | 1470 | 71.9 | 16.4 | 1470 | 126.7917 | 1470
4705 |  | 1448.7 | 124.8715 | 1448.7 | 1448.7 | 124.8715 | 1448.7 | 1448.7 | 124.8715 | 1448.7 | 72.7 | 14.95 | 1448.7 | 124.8715 | 1448.7
4706 |  | 1485.9 | 125.0543 | 1485.9 | 1485.9 | 125.0543 | 1485.9 | 1485.9 | 125.0543 | 1485.9 | 71.5 | 13.37 | 1485.9 | 125.0543 | 1485.9
4707 |  | 1476 | 123.8017 | 1476 | 1476 | 123.8017 | 1476 | 1476 | 123.8017 | 1476 | 72.6 | 16.07 | 1476 | 123.8017 | 1476
4708 |  | 1468.5 | 124.7796 | 1468.5 | 1468.5 | 124.7796 | 1468.5 | 1468.5 | 124.7796 | 1468.5 | 72.9 | 15.56 | 1468.5 | 124.7796 | 1468.5
4709 |  | 1502 | 127.9729 | 1502 | 1502 | 127.9729 | 1502 | 1502 | 127.9729 | 1502 | 71.5 | 16.26 | 1502 | 127.9729 | 1502
4710 |  | 1405.6 | 129.067 | 1405.6 | 1405.6 | 129.067 | 1405.6 | 1405.6 | 129.067 | 1405.6 | 72.4 | 12.5 | 1405.6 | 129.067 | 1405.6
4711 |  | 1397.9 | 132.2697 | 1397.9 | 1397.9 | 132.2697 | 1397.9 | 1397.9 | 132.2697 | 1397.9 | 71.7 | 11.84 | 1397.9 | 132.2697 | 1397.9
4712 |  | 1392.8 | 132.3971 | 1392.8 | 1392.8 | 132.3971 | 1392.8 | 1392.8 | 132.3971 | 1392.8 | 72.3 | 13.21 | 1392.8 | 132.3971 | 1392.8
4713 |  | 1372 | 138.6491 | 1372 | 1372 | 138.6491 | 1372 | 1372 | 138.6491 | 1372 | 71.9 | 21.72 | 1372 | 138.6491 | 1372
4714 |  | 1417.6 | 131.3102 | 1417.6 | 1417.6 | 131.3102 | 1417.6 | 1417.6 | 131.3102 | 1417.6 | 71.9 | 21.91 | 1417.6 | 131.3102 | 1417.6
4715 |  | 1382.3 | 128.138 | 1382.3 | 1382.3 | 128.138 | 1382.3 | 1382.3 | 128.138 | 1382.3 | 71.6 | 18.72 | 1382.3 | 128.138 | 1382.3
4716 |  | 1347.9 | 103.5876 | 1347.9 | 1347.9 | 103.5876 | 1347.9 | 1347.9 | 103.5876 | 1347.9 | 71.8 | 16.64 | 1347.9 | 103.5876 | 1347.9
4717 |  | 1393.1 | 102.455 | 1393.1 | 1393.1 | 102.455 | 1393.1 | 1393.1 | 102.455 | 1393.1 | 72.3 | 17.38 | 1393.1 | 102.455 | 1393.1
4718 |  | 1397.3 | 134.4715 | 1397.3 | 1397.3 | 134.4715 | 1397.3 | 1397.3 | 134.4715 | 1397.3 | 72.3 | 21.57 | 1397.3 | 134.4715 | 1397.3
4719 |  | 1397.3 | 129.7022 | 1397.3 | 1397.3 | 129.7022 | 1397.3 | 1397.3 | 129.7022 | 1397.3 | 71.3 | 16.57 | 1397.3 | 129.7022 | 1397.3
4720 |  | 1406.1 | 124.9091 | 1406.1 | 1406.1 | 124.9091 | 1406.1 | 1406.1 | 124.9091 | 1406.1 | 71.8 | 19.37 | 1406.1 | 124.9091 | 1406.1
4721 |  | 1428.8 | 129.3707 | 1428.8 | 1428.8 | 129.3707 | 1428.8 | 1428.8 | 129.3707 | 1428.8 | 71.9 | 22.7 | 1428.8 | 129.3707 | 1428.8
4722 |  | 1523.4 | 125.2276 | 1523.4 | 1523.4 | 125.2276 | 1523.4 | 1523.4 | 125.2276 | 1523.4 | 72.3 | 12.27 | 1523.4 | 125.2276 | 1523.4
4723 |  | 1601.9 | 130.3842 | 1601.9 | 1601.9 | 130.3842 | 1601.9 | 1601.9 | 130.3842 | 1601.9 | 68.2 | 9.49 | 1601.9 | 130.3842 | 1601.9
4724 |  | 1608.7 | 129.2772 | 1608.7 | 1608.7 | 129.2772 | 1608.7 | 1608.7 | 129.2772 | 1608.7 | 71.2 | 8.07 | 1608.7 | 129.2772 | 1608.7
4725 |  | 1611.9 | 127.8065 | 1611.9 | 1611.9 | 127.8065 | 1611.9 | 1611.9 | 127.8065 | 1611.9 | 70.6 | 9.58 | 1611.9 | 127.8065 | 1611.9
4726 |  | 1579.5 | 128.4227 | 1579.5 | 1579.5 | 128.4227 | 1579.5 | 1579.5 | 128.4227 | 1579.5 | 71.6 | 14.11 | 1579.5 | 128.4227 | 1579.5
4727 |  | 1444.8 | 125.5708 | 1444.8 | 1444.8 | 125.5708 | 1444.8 | 1444.8 | 125.5708 | 1444.8 | 72.1 | 16.78 | 1444.8 | 125.5708 | 1444.8
4728 |  | 1371.9 | 125.4511 | 1371.9 | 1371.9 | 125.4511 | 1371.9 | 1371.9 | 125.4511 | 1371.9 | 71.4 | 9.57 | 1371.9 | 125.4511 | 1371.9
4729 |  | 1393.5 | 125.5935 | 1393.5 | 1393.5 | 125.5935 | 1393.5 | 1393.5 | 125.5935 | 1393.5 | 71.2 | 11.22 | 1393.5 | 125.5935 | 1393.5
4730 |  | 1390 | 124.1231 | 1390 | 1390 | 124.1231 | 1390 | 1390 | 124.1231 | 1390 | 71.1 | 13.46 | 1390 | 124.1231 | 1390
4731 |  | 1357.8 | 122.6125 | 1357.8 | 1357.8 | 122.6125 | 1357.8 | 1357.8 | 122.6125 | 1357.8 | 71 | 8.35 | 1357.8 | 122.6125 | 1357.8
4732 |  | 1395.025 | 103.2998 | 1395.025 | 1395.025 | 125.0993 | 1395.025 | 1395.025 | 103.2998 | 1395.025 | 70.8 | 13.7575 | 1395.025 | 103.2998 | 1395.025
4733 |  | 1377.6 | 104.3561 | 1377.6 | 1377.6 | 128.6092 | 1377.6 | 1377.6 | 104.3561 | 1377.6 | 70.8 | 12.48 | 1377.6 | 104.3561 | 1377.6
4734 |  | 1339.75 | 103.7916 | 1339.75 | 1339.75 | 129.6325 | 1339.75 | 1339.75 | 103.7916 | 1339.75 | 71 | 10.33 | 1339.75 | 103.7916 | 1339.75
4735 |  | 1225.7 | 103.4512 | 1225.7 | 1225.7 | 103.4512 | 1225.7 | 1225.7 | 103.4512 | 1225.7 | 70.4 | 7.77 | 1225.7 | 103.4512 | 1225.7
4736 |  | 1315.5 | 99.5255 | 1315.5 | 1315.5 | 130.999 | 1315.5 | 1315.5 | 99.5255 | 1315.5 | 69.5 | 11.015 | 1315.5 | 99.5255 | 1315.5
4737 |  | 1335.5 | 103.85 | 1335.5 | 1335.5 | 134.6751 | 1335.5 | 1335.5 | 103.85 | 1335.5 | 71.1 | 23.465 | 1335.5 | 103.85 | 1335.5
4738 |  | 1337.95 | 103.3147 | 1337.95 | 1337.95 | 131.4402 | 1337.95 | 1337.95 | 103.3147 | 1337.95 | 70.9 | 24.495 | 1337.95 | 103.3147 | 1337.95
4739 |  | 1313.4 | 103.4824 | 1313.4 | 1313.4 | 130.0823 | 1313.4 | 1313.4 | 103.4824 | 1313.4 | 71.1 | 19.16 | 1313.4 | 103.4824 | 1313.4
4740 |  | 1316.2 | 122.3524 | 1316.2 | 1316.2 | 115.4853 | 1316.2 | 1316.2 | 122.3524 | 1316.2 | 71.9 | 19.7975 | 1316.2 | 122.3524 | 1316.2
4741 |  | 1334.1833 | 124.6155 | 1334.1833 | 1334.1833 | 116.0374 | 1334.1833 | 1334.1833 | 124.6155 | 1334.1833 | 71.3 | 19.805 | 1334.1833 | 124.6155 | 1334.1833
4742 |  | 1345.075 | 122.4623 | 1345.075 | 1345.075 | 132.2751 | 1345.075 | 1345.075 | 122.4623 | 1345.075 | 71.6 | 22.495 | 1345.075 | 122.4623 | 1345.075
4743 |  | 1323.6 | 121.0482 | 1323.6 | 1323.6 | 129.9457 | 1323.6 | 1323.6 | 121.0482 | 1323.6 | 71.5 | 18.91 | 1323.6 | 121.0482 | 1323.6
4744 |  | 1340.55 | 123.6775 | 1340.55 | 1340.55 | 125.8829 | 1340.55 | 1340.55 | 123.6775 | 1340.55 | 71.3 | 21.585 | 1340.55 | 123.6775 | 1340.55
4745 |  | 1377.4 | 121.3239 | 1377.4 | 1377.4 | 128.5053 | 1377.4 | 1377.4 | 121.3239 | 1377.4 | 71.8 | 24.285 | 1377.4 | 121.3239 | 1377.4
4746 |  | 1317.2 | 122.9761 | 1317.2 | 1317.2 | 122.9761 | 1317.2 | 1317.2 | 122.9761 | 1317.2 | 71.8 | 8.78 | 1317.2 | 122.9761 | 1317.2
4747 |  | 1402.5 | 128.0513 | 1402.5 | 1402.5 | 128.0513 | 1402.5 | 1402.5 | 128.0513 | 1402.5 | 70.3 | 8.22 | 1402.5 | 128.0513 | 1402.5
4748 |  | 1414.6 | 125.1554 | 1414.6 | 1414.6 | 125.1554 | 1414.6 | 1414.6 | 125.1554 | 1414.6 | 71.4 | 8.56 | 1414.6 | 125.1554 | 1414.6
4749 |  | 1417.9 | 127.2971 | 1417.9 | 1417.9 | 127.2971 | 1417.9 | 1417.9 | 127.2971 | 1417.9 | 71.7 | 8.1 | 1417.9 | 127.2971 | 1417.9
4750 |  | 1315.3 | 130.2997 | 1315.3 | 1315.3 | 130.2997 | 1315.3 | 1315.3 | 130.2997 | 1315.3 | 72.3 | 8.04 | 1315.3 | 130.2997 | 1315.3
4751 |  | 1287.2 | 128.2472 | 1287.2 | 1287.2 | 128.2472 | 1287.2 | 1287.2 | 128.2472 | 1287.2 | 72.3 | 7.6 | 1287.2 | 128.2472 | 1287.2
4752 |  | 1362.45 | 127.6438 | 1362.45 | 1362.45 | 126.8213 | 1362.45 | 1362.45 | 127.6438 | 1362.45 | 71.7 | 11.84 | 1362.45 | 127.6438 | 1362.45
4753 |  | 1239.3 | 126.302 | 1239.3 | 1239.3 | 126.302 | 1239.3 | 1239.3 | 126.302 | 1239.3 | 71.3 | 7.72 | 1239.3 | 126.302 | 1239.3
4754 |  | 1315.4 | 126.3542 | 1315.4 | 1315.4 | 125.5708 | 1315.4 | 1315.4 | 126.3542 | 1315.4 | 71.4 | 13.295 | 1315.4 | 126.3542 | 1315.4
4755 |  | 1308 | 127.0798 | 1308 | 1308 | 124.58 | 1308 | 1308 | 127.0798 | 1308 | 71.1 | 8.605 | 1308 | 127.0798 | 1308
4756 |  | 1321.55 | 127.5355 | 1321.55 | 1321.55 | 125.4189 | 1321.55 | 1321.55 | 127.5355 | 1321.55 | 71.6 | 11.955 | 1321.55 | 127.5355 | 1321.55
4757 |  | 1253.2 | 129.2455 | 1253.2 | 1253.2 | 129.2455 | 1253.2 | 1253.2 | 129.2455 | 1253.2 | 71.7 | 8.7 | 1253.2 | 129.2455 | 1253.2
4758 |  | 1273.9 | 130.1979 | 1273.9 | 1273.9 | 130.1979 | 1273.9 | 1273.9 | 130.1979 | 1273.9 | 72.3 | 8.16 | 1273.9 | 130.1979 | 1273.9
4759 |  | 1274.05 | 129.7442 | 1274.05 | 1274.05 | 115.6812 | 1274.05 | 1274.05 | 129.7442 | 1274.05 | 72.2 | 9.24 | 1274.05 | 129.7442 | 1274.05
4760 |  | 1238.2 | 129.6009 | 1238.2 | 1238.2 | 129.6009 | 1238.2 | 1238.2 | 129.6009 | 1238.2 | 71.9 | 8.82 | 1238.2 | 129.6009 | 1238.2
4761 |  | 1299 | 130.7011 | 1299 | 1299 | 130.7011 | 1299 | 1299 | 130.7011 | 1299 | 72.2 | 25.21 | 1299 | 130.7011 | 1299
4762 |  | 1258.3 | 131.5702 | 1258.3 | 1258.3 | 131.5702 | 1258.3 | 1258.3 | 131.5702 | 1258.3 | 72.5 | 27.08 | 1258.3 | 131.5702 | 1258.3
4763 |  | 1244.5 | 132.0266 | 1244.5 | 1244.5 | 132.0266 | 1244.5 | 1244.5 | 132.0266 | 1244.5 | 72.2 | 19.6 | 1244.5 | 132.0266 | 1244.5
4764 |  | 1284.5 | 130.2036 | 1284.5 | 1284.5 | 127.3829 | 1284.5 | 1284.5 | 130.2036 | 1284.5 | 71.9 | 22.955 | 1284.5 | 130.2036 | 1284.5
4765 |  | 1275.2667 | 129.9925 | 1275.2667 | 1275.2667 | 129.6198 | 1275.2667 | 1275.2667 | 129.9925 | 1275.2667 | 72.1 | 22.23 | 1275.2667 | 129.9925 | 1275.2667
4766 |  | 1292.85 | 131.8492 | 1292.85 | 1292.85 | 130.0787 | 1292.85 | 1292.85 | 131.8492 | 1292.85 | 72.1 | 23.42 | 1292.85 | 131.8492 | 1292.85
4767 |  | 1249.9 | 130.1892 | 1249.9 | 1249.9 | 130.1892 | 1249.9 | 1249.9 | 130.1892 | 1249.9 | 71.5 | 21.25 | 1249.9 | 130.1892 | 1249.9
4768 |  | 1275 | 126.8567 | 1275 | 1275 | 126.8567 | 1275 | 1275 | 126.8567 | 1275 | 71.7 | 23.8 | 1275 | 126.8567 | 1275
4769 |  | 1326 | 127.64 | 1326 | 1326 | 127.64 | 1326 | 1326 | 127.64 | 1326 | 72.3 | 25.87 | 1326 | 127.64 | 1326
4770 |  | 1446.6 | 124.25 | 1446.6 | 1446.6 | 124.25 | 1446.6 | 1446.6 | 124.25 | 1446.6 | 71.1 | 28.06 | 1446.6 | 124.25 | 1446.6
4771 |  | 1565.4 | 130.7219 | 1565.4 | 1565.4 | 130.7219 | 1565.4 | 1565.4 | 130.7219 | 1565.4 | 72.1 | 14.55 | 1565.4 | 130.7219 | 1565.4
4772 |  | 1528.7 | 129.0173 | 1528.7 | 1528.7 | 129.0173 | 1528.7 | 1528.7 | 129.0173 | 1528.7 | 72.5 | 9.81 | 1528.7 | 129.0173 | 1528.7
4773 |  | 1531.2 | 128.6651 | 1531.2 | 1531.2 | 128.6651 | 1531.2 | 1531.2 | 128.6651 | 1531.2 | 72.2 | 14.74 | 1531.2 | 128.6651 | 1531.2
4774 |  | 1534.3 | 123.6772 | 1534.3 | 1534.3 | 123.6772 | 1534.3 | 1534.3 | 123.6772 | 1534.3 | 71.4 | 13.29 | 1534.3 | 123.6772 | 1534.3
4775 |  | 1414.5 | 126.482 | 1414.5 | 1414.5 | 126.482 | 1414.5 | 1414.5 | 126.482 | 1414.5 | 72.4 | 12.72 | 1414.5 | 126.482 | 1414.5
4776 |  | 1353 | 128.1915 | 1353 | 1353 | 128.1915 | 1353 | 1353 | 128.1915 | 1353 | 72.6 | 14.11 | 1353 | 128.1915 | 1353
4777 |  | 1231 | 126.6349 | 1231 | 1231 | 126.6349 | 1231 | 1231 | 126.6349 | 1231 | 72.6 | 15.23 | 1231 | 126.6349 | 1231
4778 |  | 1240.8 | 127.0186 | 1240.8 | 1240.8 | 127.0186 | 1240.8 | 1240.8 | 127.0186 | 1240.8 | 73.2 | 13.13 | 1240.8 | 127.0186 | 1240.8
4779 |  | 1258.2 | 126.5476 | 1258.2 | 1258.2 | 126.5476 | 1258.2 | 1258.2 | 126.5476 | 1258.2 | 73.1 | 8.86 | 1258.2 | 126.5476 | 1258.2
4780 |  | 1285.3 | 128.2254 | 1285.3 | 1285.3 | 128.2254 | 1285.3 | 1285.3 | 128.2254 | 1285.3 | 72.9 | 15.56 | 1285.3 | 128.2254 | 1285.3
4781 |  | 1300.2 | 128.192 | 1300.2 | 1300.2 | 128.192 | 1300.2 | 1300.2 | 128.192 | 1300.2 | 72.9 | 12.32 | 1300.2 | 128.192 | 1300.2
4782 |  | 1349.6 | 127.143 | 1349.6 | 1349.6 | 127.143 | 1349.6 | 1349.6 | 127.143 | 1349.6 | 72.2 | 17.99 | 1349.6 | 127.143 | 1349.6
4783 |  | 1322.4 | 127.9112 | 1322.4 | 1322.4 | 127.9112 | 1322.4 | 1322.4 | 127.9112 | 1322.4 | 71.5 | 10.71 | 1322.4 | 127.9112 | 1322.4
4784 |  | 1324.4 | 124.4169 | 1324.4 | 1324.4 | 124.4169 | 1324.4 | 1324.4 | 124.4169 | 1324.4 | 72.5 | 13.98 | 1324.4 | 124.4169 | 1324.4
4785 |  | 1360.8 | 125.4241 | 1360.8 | 1360.8 | 125.4241 | 1360.8 | 1360.8 | 125.4241 | 1360.8 | 70.5 | 18.26 | 1360.8 | 125.4241 | 1360.8
4786 |  | 1332 | 128.2313 | 1332 | 1332 | 128.2313 | 1332 | 1332 | 128.2313 | 1332 | 71.8 | 26.44 | 1332 | 128.2313 | 1332
4787 |  | 1340.1 | 122.3386 | 1340.1 | 1340.1 | 122.3386 | 1340.1 | 1340.1 | 122.3386 | 1340.1 | 72.4 | 20.87 | 1340.1 | 122.3386 | 1340.1
4788 |  | 1324.5 | 122.7393 | 1324.5 | 1324.5 | 122.7393 | 1324.5 | 1324.5 | 122.7393 | 1324.5 | 72.7 | 26.31 | 1324.5 | 122.7393 | 1324.5
4789 |  | 1323 | 125.2626 | 1323 | 1323 | 125.2626 | 1323 | 1323 | 125.2626 | 1323 | 72.5 | 20.01 | 1323 | 125.2626 | 1323
4790 |  | 1369.6 | 126.0171 | 1369.6 | 1369.6 | 126.0171 | 1369.6 | 1369.6 | 126.0171 | 1369.6 | 72.3 | 21.79 | 1369.6 | 126.0171 | 1369.6
4791 |  | 1225.8 | 124.9361 | 1225.8 | 1225.8 | 124.9361 | 1225.8 | 1225.8 | 124.9361 | 1225.8 | 72.6 | 17.74 | 1225.8 | 124.9361 | 1225.8
4792 |  | 1313 | 124.9115 | 1313 | 1313 | 124.9115 | 1313 | 1313 | 124.9115 | 1313 | 72.6 | 18.76 | 1313 | 124.9115 | 1313
4793 |  | 1411.7 | 124.8504 | 1411.7 | 1411.7 | 124.8504 | 1411.7 | 1411.7 | 124.8504 | 1411.7 | 73.5 | 20.71 | 1411.7 | 124.8504 | 1411.7
4794 |  | 1438.7 | 121.5553 | 1438.7 | 1438.7 | 121.5553 | 1438.7 | 1438.7 | 121.5553 | 1438.7 | 72.1 | 19.21 | 1438.7 | 121.5553 | 1438.7
4795 |  | 1534.4 | 130.176 | 1534.4 | 1534.4 | 130.176 | 1534.4 | 1534.4 | 130.176 | 1534.4 | 73.2 | 11.34 | 1534.4 | 130.176 | 1534.4
4796 |  | 1581.7 | 126.0255 | 1581.7 | 1581.7 | 126.0255 | 1581.7 | 1581.7 | 126.0255 | 1581.7 | 71.9 | 15.18 | 1581.7 | 126.0255 | 1581.7
4797 |  | 1540.7 | 129.5675 | 1540.7 | 1540.7 | 129.5675 | 1540.7 | 1540.7 | 129.5675 | 1540.7 | 73 | 12.75 | 1540.7 | 129.5675 | 1540.7
4798 |  | 1535.8 | 132.0765 | 1535.8 | 1535.8 | 132.0765 | 1535.8 | 1535.8 | 132.0765 | 1535.8 | 73.1 | 16.22 | 1535.8 | 132.0765 | 1535.8
4799 |  | 1444.3 | 131.8352 | 1444.3 | 1444.3 | 131.8352 | 1444.3 | 1444.3 | 131.8352 | 1444.3 | 71.5 | 16.74 | 1444.3 | 131.8352 | 1444.3
4800 |  | 1400.5 | 131.0218 | 1400.5 | 1400.5 | 131.0218 | 1400.5 | 1400.5 | 131.0218 | 1400.5 | 73 | 18.58 | 1400.5 | 131.0218 | 1400.5
4801 |  | 1339 | 133.3217 | 1339 | 1339 | 133.3217 | 1339 | 1339 | 133.3217 | 1339 | 72.8 | 20.29 | 1339 | 133.3217 | 1339
4802 |  | 1298.9 | 130.5072 | 1298.9 | 1298.9 | 130.5072 | 1298.9 | 1298.9 | 130.5072 | 1298.9 | 73.4 | 15.47 | 1298.9 | 130.5072 | 1298.9
4803 |  | 1341 | 128.9466 | 1341 | 1341 | 128.9466 | 1341 | 1341 | 128.9466 | 1341 | 73.2 | 14.15 | 1341 | 128.9466 | 1341
4804 |  | 1348.8 | 127.1548 | 1348.8 | 1348.8 | 127.1548 | 1348.8 | 1348.8 | 127.1548 | 1348.8 | 72.5 | 14.12 | 1348.8 | 127.1548 | 1348.8
4805 |  | 1382.9 | 127.7679 | 1382.9 | 1382.9 | 127.7679 | 1382.9 | 1382.9 | 127.7679 | 1382.9 | 72.7 | 10.45 | 1382.9 | 127.7679 | 1382.9
4806 |  | 1426 | 124.8712 | 1426 | 1426 | 124.8712 | 1426 | 1426 | 124.8712 | 1426 | 73.2 | 9.54 | 1426 | 124.8712 | 1426
4807 |  | 1340.8 | 127.1973 | 1340.8 | 1340.8 | 127.1973 | 1340.8 | 1340.8 | 127.1973 | 1340.8 | 71.6 | 9.29 | 1340.8 | 127.1973 | 1340.8
4808 |  | 1350.4 | 124.2089 | 1350.4 | 1350.4 | 124.2089 | 1350.4 | 1350.4 | 124.2089 | 1350.4 | 72.5 | 10.44 | 1350.4 | 124.2089 | 1350.4
4809 |  | 1351.8 | 126.8428 | 1351.8 | 1351.8 | 126.8428 | 1351.8 | 1351.8 | 126.8428 | 1351.8 | 72.2 | 25.94 | 1351.8 | 126.8428 | 1351.8
4810 |  | 1359.7 | 126.9631 | 1359.7 | 1359.7 | 126.9631 | 1359.7 | 1359.7 | 126.9631 | 1359.7 | 72.4 | 11.58 | 1359.7 | 126.9631 | 1359.7
4811 |  | 1268.5 | 129.8014 | 1268.5 | 1268.5 | 129.8014 | 1268.5 | 1268.5 | 129.8014 | 1268.5 | 71.4 | 24.91 | 1268.5 | 129.8014 | 1268.5
4812 |  | 1217.3 | 130.8454 | 1217.3 | 1217.3 | 130.8454 | 1217.3 | 1217.3 | 130.8454 | 1217.3 | 70.3 | 28.65 | 1217.3 | 130.8454 | 1217.3
4813 |  | 1292.3 | 132.2373 | 1292.3 | 1292.3 | 132.2373 | 1292.3 | 1292.3 | 132.2373 | 1292.3 | 70.8 | 26.73 | 1292.3 | 132.2373 | 1292.3
4814 |  | 1369.3 | 130.3348 | 1369.3 | 1369.3 | 130.3348 | 1369.3 | 1369.3 | 130.3348 | 1369.3 | 71.7 | 21.45 | 1369.3 | 130.3348 | 1369.3
4815 |  | 1377.3 | 128.1063 | 1377.3 | 1377.3 | 128.1063 | 1377.3 | 1377.3 | 128.1063 | 1377.3 | 73.3 | 19.1 | 1377.3 | 128.1063 | 1377.3
4816 |  | 1398.9 | 126.032 | 1398.9 | 1398.9 | 126.032 | 1398.9 | 1398.9 | 126.032 | 1398.9 | 72.4 | 22.52 | 1398.9 | 126.032 | 1398.9
4817 |  | 1406.9 | 125.3279 | 1406.9 | 1406.9 | 125.3279 | 1406.9 | 1406.9 | 125.3279 | 1406.9 | 73.4 | 14.7 | 1406.9 | 125.3279 | 1406.9
4818 |  | 1342.4 | 122.9692 | 1342.4 | 1342.4 | 122.9692 | 1342.4 | 1342.4 | 122.9692 | 1342.4 | 70.1 | 22.24 | 1342.4 | 122.9692 | 1342.4
4819 |  | 1519.7 | 126.2355 | 1519.7 | 1519.7 | 126.2355 | 1519.7 | 1519.7 | 126.2355 | 1519.7 | 71.7 | 16.45 | 1519.7 | 126.2355 | 1519.7
4820 |  | 1483.8 | 129.1353 | 1483.8 | 1483.8 | 129.1353 | 1483.8 | 1483.8 | 129.1353 | 1483.8 | 71.5 | 14.16 | 1483.8 | 129.1353 | 1483.8
4821 |  | 1526.1 | 124.7246 | 1526.1 | 1526.1 | 124.7246 | 1526.1 | 1526.1 | 124.7246 | 1526.1 | 71.8 | 14.91 | 1526.1 | 124.7246 | 1526.1
4822 |  | 1516.3 | 129.6275 | 1516.3 | 1516.3 | 129.6275 | 1516.3 | 1516.3 | 129.6275 | 1516.3 | 72.7 | 16.91 | 1516.3 | 129.6275 | 1516.3
4823 |  | 1454.2 | 131.4231 | 1454.2 | 1454.2 | 131.4231 | 1454.2 | 1454.2 | 131.4231 | 1454.2 | 71.9 | 13.29 | 1454.2 | 131.4231 | 1454.2
4824 |  | 1419.2 | 128.283 | 1419.2 | 1419.2 | 128.283 | 1419.2 | 1419.2 | 128.283 | 1419.2 | 71.3 | 13.78 | 1419.2 | 128.283 | 1419.2
4825 |  | 1376.7 | 131.737 | 1376.7 | 1376.7 | 131.737 | 1376.7 | 1376.7 | 131.737 | 1376.7 | 72 | 17.79 | 1376.7 | 131.737 | 1376.7
4826 |  | 1321.4 | 132.3474 | 1321.4 | 1321.4 | 132.3474 | 1321.4 | 1321.4 | 132.3474 | 1321.4 | 71.2 | 20.17 | 1321.4 | 132.3474 | 1321.4
4827 |  | 1341.7 | 129.3966 | 1341.7 | 1341.7 | 129.3966 | 1341.7 | 1341.7 | 129.3966 | 1341.7 | 71.6 | 13.1 | 1341.7 | 129.3966 | 1341.7
4828 |  | 1364.3 | 130.613 | 1364.3 | 1364.3 | 130.613 | 1364.3 | 1364.3 | 130.613 | 1364.3 | 72.1 | 16.89 | 1364.3 | 130.613 | 1364.3
4829 |  | 1374.2 | 136.8629 | 1374.2 | 1374.2 | 136.8629 | 1374.2 | 1374.2 | 136.8629 | 1374.2 | 72.1 | 15.91 | 1374.2 | 136.8629 | 1374.2
4830 |  | 1261.2 | 133.7681 | 1261.2 | 1261.2 | 133.7681 | 1261.2 | 1261.2 | 133.7681 | 1261.2 | 72.6 | 15.77 | 1261.2 | 133.7681 | 1261.2
4831 |  | 1324.2 | 135.6506 | 1324.2 | 1324.2 | 135.6506 | 1324.2 | 1324.2 | 135.6506 | 1324.2 | 71.8 | 14.35 | 1324.2 | 135.6506 | 1324.2
4832 |  | 1331.9 | 130.3151 | 1331.9 | 1331.9 | 130.3151 | 1331.9 | 1331.9 | 130.3151 | 1331.9 | 71.9 | 12.99 | 1331.9 | 130.3151 | 1331.9
4833 |  | 1355 | 129.2782 | 1355 | 1355 | 129.2782 | 1355 | 1355 | 129.2782 | 1355 | 71.4 | 28.16 | 1355 | 129.2782 | 1355
4834 |  | 1339.1 | 129.1514 | 1339.1 | 1339.1 | 129.1514 | 1339.1 | 1339.1 | 129.1514 | 1339.1 | 70.6 | 25.67 | 1339.1 | 129.1514 | 1339.1
4835 |  | 1339.3 | 95.0256 | 1339.3 | 1339.3 | 95.0256 | 1339.3 | 1339.3 | 95.0256 | 1339.3 | 71.8 | 16.45 | 1339.3 | 95.0256 | 1339.3
4836 |  | 1313.5 | 94.6743 | 1313.5 | 1313.5 | 94.6743 | 1313.5 | 1313.5 | 94.6743 | 1313.5 | 71.1 | 20.76 | 1313.5 | 94.6743 | 1313.5
4837 |  | 1303 | 99.1236 | 1303 | 1303 | 99.1236 | 1303 | 1303 | 99.1236 | 1303 | 69.1 | 20.18 | 1303 | 99.1236 | 1303
4838 |  | 1338.5 | 100.5538 | 1338.5 | 1338.5 | 100.5538 | 1338.5 | 1338.5 | 100.5538 | 1338.5 | 69.6 | 18.54 | 1338.5 | 100.5538 | 1338.5
4839 |  | 1427.9 | 132.1936 | 1427.9 | 1427.9 | 132.1936 | 1427.9 | 1427.9 | 132.1936 | 1427.9 | 72 | 14.82 | 1427.9 | 132.1936 | 1427.9
4840 |  | 1326.7 | 127.9884 | 1326.7 | 1326.7 | 127.9884 | 1326.7 | 1326.7 | 127.9884 | 1326.7 | 71.3 | 13.92 | 1326.7 | 127.9884 | 1326.7
4841 |  | 1388.9 | 127.2328 | 1388.9 | 1388.9 | 127.2328 | 1388.9 | 1388.9 | 127.2328 | 1388.9 | 71.5 | 18.41 | 1388.9 | 127.2328 | 1388.9
4842 |  | 1398.2 | 127.8693 | 1398.2 | 1398.2 | 127.8693 | 1398.2 | 1398.2 | 127.8693 | 1398.2 | 72.5 | 18.57 | 1398.2 | 127.8693 | 1398.2
4843 |  | 1510.9 | 132.6996 | 1510.9 | 1510.9 | 132.6996 | 1510.9 | 1510.9 | 132.6996 | 1510.9 | 71.3 | 14.4 | 1510.9 | 132.6996 | 1510.9
4844 |  | 1401.5 | 127.1372 | 1401.5 | 1401.5 | 127.1372 | 1401.5 | 1401.5 | 127.1372 | 1401.5 | 72.3 | 8.64 | 1401.5 | 127.1372 | 1401.5
4845 |  | 1409.3 | 128.2068 | 1409.3 | 1409.3 | 128.2068 | 1409.3 | 1409.3 | 128.2068 | 1409.3 | 72.3 | 16.25 | 1409.3 | 128.2068 | 1409.3
4846 |  | 1399.1 | 128.0403 | 1399.1 | 1399.1 | 128.0403 | 1399.1 | 1399.1 | 128.0403 | 1399.1 | 72 | 15.86 | 1399.1 | 128.0403 | 1399.1
4847 |  | 1374 | 129.509 | 1374 | 1374 | 129.509 | 1374 | 1374 | 129.509 | 1374 | 73 | 14.32 | 1374 | 129.509 | 1374
4848 |  | 1344.7 | 129.1488 | 1344.7 | 1344.7 | 129.1488 | 1344.7 | 1344.7 | 129.1488 | 1344.7 | 72.2 | 12.68 | 1344.7 | 129.1488 | 1344.7
4849 |  | 1301.225 | 131.0774 | 1301.225 | 1301.225 | 128.777 | 1301.225 | 1301.225 | 131.0774 | 1301.225 | 73.1 | 14.2125 | 1301.225 | 131.0774 | 1301.225
4850 |  | 1268.1 | 131.7694 | 1268.1 | 1268.1 | 129.0227 | 1268.1 | 1268.1 | 131.7694 | 1268.1 | 72.8 | 15.2 | 1268.1 | 131.7694 | 1268.1
4851 |  | 1277.9 | 135.3966 | 1277.9 | 1277.9 | 135.3966 | 1277.9 | 1277.9 | 135.3966 | 1277.9 | 71.7 | 11.91 | 1277.9 | 135.3966 | 1277.9
4852 |  | 1309.3 | 133.1155 | 1309.3 | 1309.3 | 133.1155 | 1309.3 | 1309.3 | 133.1155 | 1309.3 | 72 | 16.31 | 1309.3 | 133.1155 | 1309.3
4853 |  | 1367 | 126.318 | 1367 | 1367 | 126.318 | 1367 | 1367 | 126.318 | 1367 | 72.4 | 13.03 | 1367 | 126.318 | 1367
4854 |  | 1340.4 | 125.6947 | 1340.4 | 1340.4 | 125.6947 | 1340.4 | 1340.4 | 125.6947 | 1340.4 | 71 | 15.11 | 1340.4 | 125.6947 | 1340.4
4855 |  | 1314.1 | 125.2356 | 1314.1 | 1314.1 | 130.5667 | 1314.1 | 1314.1 | 125.2356 | 1314.1 | 71.9 | 13.67 | 1314.1 | 125.2356 | 1314.1
4856 |  | 1294.25 | 97.8728 | 1294.25 | 1294.25 | 127.3907 | 1294.25 | 1294.25 | 97.8728 | 1294.25 | 72.1 | 10.095 | 1294.25 | 97.8728 | 1294.25
4857 |  | 1328.4 | 120.5175 | 1328.4 | 1328.4 | 125.7637 | 1328.4 | 1328.4 | 120.5175 | 1328.4 | 72.2 | 20.165 | 1328.4 | 120.5175 | 1328.4
4858 |  | 1285.8 | 122.9883 | 1285.8 | 1285.8 | 122.9883 | 1285.8 | 1285.8 | 122.9883 | 1285.8 | 71.9 | 22.76 | 1285.8 | 122.9883 | 1285.8
4859 |  | 1291.7 | 122.8952 | 1291.7 | 1291.7 | 122.8952 | 1291.7 | 1291.7 | 122.8952 | 1291.7 | 71.6 | 16.25 | 1291.7 | 122.8952 | 1291.7
4860 |  | 1281.9 | 122.722 | 1281.9 | 1281.9 | 122.722 | 1281.9 | 1281.9 | 122.722 | 1281.9 | 72.3 | 27.02 | 1281.9 | 122.722 | 1281.9
4861 |  | 1294.2 | 124.2682 | 1294.2 | 1294.2 | 124.2682 | 1294.2 | 1294.2 | 124.2682 | 1294.2 | 71 | 22.5 | 1294.2 | 124.2682 | 1294.2
4862 |  | 1276.3 | 124.8287 | 1276.3 | 1276.3 | 124.8287 | 1276.3 | 1276.3 | 124.8287 | 1276.3 | 72.9 | 26.92 | 1276.3 | 124.8287 | 1276.3
4863 |  | 1287.3 | 126.2729 | 1287.3 | 1287.3 | 126.2729 | 1287.3 | 1287.3 | 126.2729 | 1287.3 | 71.3 | 25.61 | 1287.3 | 126.2729 | 1287.3
4864 |  | 1352.7 | 129.2573 | 1352.7 | 1352.7 | 129.2573 | 1352.7 | 1352.7 | 129.2573 | 1352.7 | 72.3 | 20.78 | 1352.7 | 129.2573 | 1352.7
4865 |  | 1465.6 | 128.7649 | 1465.6 | 1465.6 | 128.7649 | 1465.6 | 1465.6 | 128.7649 | 1465.6 | 72.7 | 13.79 | 1465.6 | 128.7649 | 1465.6
4866 |  | 1452.1 | 128.0119 | 1452.1 | 1452.1 | 128.0119 | 1452.1 | 1452.1 | 128.0119 | 1452.1 | 72.2 | 17.53 | 1452.1 | 128.0119 | 1452.1
4867 |  | 1427.2 | 127.6151 | 1427.2 | 1427.2 | 127.6151 | 1427.2 | 1427.2 | 127.6151 | 1427.2 | 72.2 | 13.76 | 1427.2 | 127.6151 | 1427.2
4868 |  | 1352.2 | 125.8986 | 1352.2 | 1352.2 | 125.8986 | 1352.2 | 1352.2 | 125.8986 | 1352.2 | 72.9 | 9.78 | 1352.2 | 125.8986 | 1352.2
4869 |  | 1376 | 127.4099 | 1376 | 1376 | 127.4099 | 1376 | 1376 | 127.4099 | 1376 | 71.6 | 10.17 | 1376 | 127.4099 | 1376
4870 |  | 1310.9 | 125.3193 | 1310.9 | 1310.9 | 125.3193 | 1310.9 | 1310.9 | 125.3193 | 1310.9 | 71.4 | 9.93 | 1310.9 | 125.3193 | 1310.9
4871 |  | 1258.6 | 126.1743 | 1258.6 | 1258.6 | 126.1743 | 1258.6 | 1258.6 | 126.1743 | 1258.6 | 72.6 | 11.85 | 1258.6 | 126.1743 | 1258.6
4872 |  | 1236.7 | 126.6606 | 1236.7 | 1236.7 | 125.9361 | 1236.7 | 1236.7 | 126.6606 | 1236.7 | 71.9 | 11.04 | 1236.7 | 126.6606 | 1236.7
4873 |  | 1225.75 | 126.9911 | 1225.75 | 1225.75 | 125.817 | 1225.75 | 1225.75 | 126.9911 | 1225.75 | 72.7 | 10.635 | 1225.75 | 126.9911 | 1225.75
4874 |  | 1214.8 | 125.698 | 1214.8 | 1214.8 | 125.698 | 1214.8 | 1214.8 | 125.698 | 1214.8 | 71.5 | 10.23 | 1214.8 | 125.698 | 1214.8
4875 |  | 1253 | 124.6933 | 1253 | 1253 | 131.4518 | 1253 | 1253 | 124.6933 | 1253 | 72.6 | 11.04 | 1253 | 124.6933 | 1253
4876 |  | 1268.7 | 124.8367 | 1268.7 | 1268.7 | 130.3113 | 1268.7 | 1268.7 | 124.8367 | 1268.7 | 72.9 | 13.24 | 1268.7 | 124.8367 | 1268.7
4877 |  | 1306.4625 | 125.6598 | 1306.4625 | 1306.4625 | 127.2946 | 1306.4625 | 1306.4625 | 125.6598 | 1306.4625 | 71.5 | 12.1762 | 1306.4625 | 125.6598 | 1306.4625
4878 |  | 1306.05 | 127.7889 | 1306.05 | 1306.05 | 126.4281 | 1306.05 | 1306.05 | 127.7889 | 1306.05 | 72.4 | 14.665 | 1306.05 | 127.7889 | 1306.05
4879 |  | 1304 | 125.9071 | 1304 | 1304 | 125.4828 | 1304 | 1304 | 125.9071 | 1304 | 71.7 | 12.99 | 1304 | 125.9071 | 1304
4880 |  | 1256.6 | 124.4663 | 1256.6 | 1256.6 | 124.4663 | 1256.6 | 1256.6 | 124.4663 | 1256.6 | 72.3 | 7.2 | 1256.6 | 124.4663 | 1256.6
4881 |  | 1301.8 | 122.2492 | 1301.8 | 1301.8 | 122.2492 | 1301.8 | 1301.8 | 122.2492 | 1301.8 | 71.9 | 12.17 | 1301.8 | 122.2492 | 1301.8
4882 |  | 1256.7 | 122.7904 | 1256.7 | 1256.7 | 122.7904 | 1256.7 | 1256.7 | 122.7904 | 1256.7 | 71.9 | 21.12 | 1256.7 | 122.7904 | 1256.7
4883 |  | 1227.3 | 118.1757 | 1227.3 | 1227.3 | 118.1757 | 1227.3 | 1227.3 | 118.1757 | 1227.3 | 71.6 | 14.13 | 1227.3 | 118.1757 | 1227.3
4884 |  | 1253.4 | 122.8951 | 1253.4 | 1253.4 | 122.8951 | 1253.4 | 1253.4 | 122.8951 | 1253.4 | 71.8 | 20.6 | 1253.4 | 122.8951 | 1253.4
4885 |  | 1252.7 | 118.5805 | 1252.7 | 1252.7 | 118.5805 | 1252.7 | 1252.7 | 118.5805 | 1252.7 | 72.3 | 24.45 | 1252.7 | 118.5805 | 1252.7
4886 |  | 1275.7 | 118.8828 | 1275.7 | 1275.7 | 118.8828 | 1275.7 | 1275.7 | 118.8828 | 1275.7 | 72.3 | 18.14 | 1275.7 | 118.8828 | 1275.7
4887 |  | 1247.3 | 120.7616 | 1247.3 | 1247.3 | 120.7616 | 1247.3 | 1247.3 | 120.7616 | 1247.3 | 71.3 | 19.04 | 1247.3 | 120.7616 | 1247.3
4888 |  | 1305.1 | 123.0015 | 1305.1 | 1305.1 | 123.0015 | 1305.1 | 1305.1 | 123.0015 | 1305.1 | 71.8 | 24.19 | 1305.1 | 123.0015 | 1305.1
4889 |  | 1366.8 | 124.4147 | 1366.8 | 1366.8 | 124.4147 | 1366.8 | 1366.8 | 124.4147 | 1366.8 | 71.9 | 11.33 | 1366.8 | 124.4147 | 1366.8
4890 |  | 1344.9 | 122.8432 | 1344.9 | 1344.9 | 122.8432 | 1344.9 | 1344.9 | 122.8432 | 1344.9 | 72.3 | 18.71 | 1344.9 | 122.8432 | 1344.9
4891 |  | 1489.5 | 124.4231 | 1489.5 | 1489.5 | 124.4231 | 1489.5 | 1489.5 | 124.4231 | 1489.5 | 68.2 | 14.19 | 1489.5 | 124.4231 | 1489.5
4892 |  | 1456.1 | 123.0094 | 1456.1 | 1456.1 | 123.0094 | 1456.1 | 1456.1 | 123.0094 | 1456.1 | 71.2 | 9.42 | 1456.1 | 123.0094 | 1456.1
4893 |  | 1444 | 124.8584 | 1444 | 1444 | 124.8584 | 1444 | 1444 | 124.8584 | 1444 | 70.6 | 13.7067 | 1444 | 124.8584 | 1444
4894 |  | 1363 | 127.8666 | 1363 | 1363 | 127.8666 | 1363 | 1363 | 127.8666 | 1363 | 71.6 | 17.11 | 1363 | 127.8666 | 1363
4895 |  | 1327.5 | 128.8941 | 1327.5 | 1327.5 | 128.8941 | 1327.5 | 1327.5 | 128.8941 | 1327.5 | 72.1 | 14.93 | 1327.5 | 128.8941 | 1327.5
4896 |  | 1275.7 | 128.902 | 1275.7 | 1275.7 | 128.902 | 1275.7 | 1275.7 | 128.902 | 1275.7 | 71.4 | 9.33 | 1275.7 | 128.902 | 1275.7
4897 |  | 1222.9 | 127.9251 | 1222.9 | 1222.9 | 127.9251 | 1222.9 | 1222.9 | 127.9251 | 1222.9 | 71.2 | 18.17 | 1222.9 | 127.9251 | 1222.9
4898 |  | 1216.3 | 133.1452 | 1216.3 | 1216.3 | 133.1452 | 1216.3 | 1216.3 | 133.1452 | 1216.3 | 71.1 | 10.03 | 1216.3 | 133.1452 | 1216.3
4899 |  | 1228.1 | 127.5071 | 1228.1 | 1228.1 | 127.5071 | 1228.1 | 1228.1 | 127.5071 | 1228.1 | 71 | 10.17 | 1228.1 | 127.5071 | 1228.1
4900 |  | 1246.95 | 128.5281 | 1246.95 | 1246.95 | 127.4248 | 1246.95 | 1246.95 | 128.5281 | 1246.95 | 70.8 | 11.34 | 1246.95 | 128.5281 | 1246.95
4901 |  | 1245.925 | 129.0522 | 1245.925 | 1245.925 | 128.2712 | 1245.925 | 1245.925 | 129.0522 | 1245.925 | 70.8 | 11.3225 | 1245.925 | 129.0522 | 1245.925
4902 |  | 1271.7 | 127.1616 | 1271.7 | 1271.7 | 127.1616 | 1271.7 | 1271.7 | 127.1616 | 1271.7 | 71 | 14.22 | 1271.7 | 127.1616 | 1271.7
4903 |  | 1267.6 | 125.271 | 1267.6 | 1267.6 | 125.271 | 1267.6 | 1267.6 | 125.271 | 1267.6 | 70.4 | 10.87 | 1267.6 | 125.271 | 1267.6
4904 |  | 1295.4 | 126.5809 | 1295.4 | 1295.4 | 126.5809 | 1295.4 | 1295.4 | 126.5809 | 1295.4 | 69.5 | 8.63 | 1295.4 | 126.5809 | 1295.4
4905 |  | 1225.8 | 128.4683 | 1225.8 | 1225.8 | 128.4683 | 1225.8 | 1225.8 | 128.4683 | 1225.8 | 71.1 | 8.25 | 1225.8 | 128.4683 | 1225.8
4906 |  | 1254.575 | 127.7815 | 1254.575 | 1254.575 | 125.4999 | 1254.575 | 1254.575 | 127.7815 | 1254.575 | 70.9 | 18.025 | 1254.575 | 127.7815 | 1254.575
4907 |  | 1223.4 | 127.007 | 1223.4 | 1223.4 | 123.272 | 1223.4 | 1223.4 | 127.007 | 1223.4 | 71.1 | 15.35 | 1223.4 | 127.007 | 1223.4
4908 |  | 1273.3 | 127.824 | 1273.3 | 1273.3 | 125.5879 | 1273.3 | 1273.3 | 127.824 | 1273.3 | 71.9 | 19.965 | 1273.3 | 127.824 | 1273.3
4909 |  | 1247.75 | 127.723 | 1247.75 | 1247.75 | 123.9402 | 1247.75 | 1247.75 | 127.723 | 1247.75 | 71.3 | 20.03 | 1247.75 | 127.723 | 1247.75
4910 |  | 1304.5 | 129.5887 | 1304.5 | 1304.5 | 129.5887 | 1304.5 | 1304.5 | 129.5887 | 1304.5 | 71.6 | 9.41 | 1304.5 | 129.5887 | 1304.5
4911 |  | 1267.9 | 128.2643 | 1267.9 | 1267.9 | 128.783 | 1267.9 | 1267.9 | 128.2643 | 1267.9 | 71.5 | 8.72 | 1267.9 | 128.2643 | 1267.9
4912 |  | 1248.8 | 127.9774 | 1248.8 | 1248.8 | 127.9774 | 1248.8 | 1248.8 | 127.9774 | 1248.8 | 71.3 | 9.2 | 1248.8 | 127.9774 | 1248.8
4913 |  | 1308.4 | 129.9359 | 1308.4 | 1308.4 | 129.9359 | 1308.4 | 1308.4 | 129.9359 | 1308.4 | 71.8 | 8.87 | 1308.4 | 129.9359 | 1308.4
4914 |  | 1403.1 | 129.6867 | 1403.1 | 1403.1 | 129.6867 | 1403.1 | 1403.1 | 129.6867 | 1403.1 | 71.8 | 8.77 | 1403.1 | 129.6867 | 1403.1
4915 |  | 1416.1 | 129.867 | 1416.1 | 1416.1 | 129.867 | 1416.1 | 1416.1 | 129.867 | 1416.1 | 70.3 | 7.83 | 1416.1 | 129.867 | 1416.1
4916 |  | 1354.3 | 128.9032 | 1354.3 | 1354.3 | 128.9032 | 1354.3 | 1354.3 | 128.9032 | 1354.3 | 71.4 | 8.21 | 1354.3 | 128.9032 | 1354.3
4917 |  | 1341.3 | 129.2783 | 1341.3 | 1341.3 | 129.2783 | 1341.3 | 1341.3 | 129.2783 | 1341.3 | 71.7 | 14.6833 | 1341.3 | 129.2783 | 1341.3
4918 |  | 1265.4 | 129.612 | 1265.4 | 1265.4 | 129.612 | 1265.4 | 1265.4 | 129.612 | 1265.4 | 72.3 | 13.915 | 1265.4 | 129.612 | 1265.4
4919 |  | 1388 | 130.1706 | 1388 | 1388 | 130.0307 | 1388 | 1388 | 130.1706 | 1388 | 72.3 | 12.91 | 1388 | 130.1706 | 1388
4920 |  | 1322.2 | 128.2972 | 1322.2 | 1322.2 | 130.2194 | 1322.2 | 1322.2 | 128.2972 | 1322.2 | 71.7 | 11.325 | 1322.2 | 128.2972 | 1322.2
4921 |  | 1271.3 | 128.0272 | 1271.3 | 1271.3 | 129.4122 | 1271.3 | 1271.3 | 128.0272 | 1271.3 | 71.3 | 16.86 | 1271.3 | 128.0272 | 1271.3
4922 |  | 1260.85 | 125.9972 | 1260.85 | 1260.85 | 131.8493 | 1260.85 | 1260.85 | 125.9972 | 1260.85 | 71.4 | 12.115 | 1260.85 | 125.9972 | 1260.85
4923 |  | 1251.95 | 126.0504 | 1251.95 | 1251.95 | 128.5985 | 1251.95 | 1251.95 | 126.0504 | 1251.95 | 71.1 | 11.035 | 1251.95 | 126.0504 | 1251.95
4924 |  | 1225.2 | 124.5382 | 1225.2 | 1225.2 | 124.5382 | 1225.2 | 1225.2 | 124.5382 | 1225.2 | 71.6 | 9.44 | 1225.2 | 124.5382 | 1225.2
4925 |  | 1254.3375 | 127.3236 | 1254.3375 | 1254.3375 | 129.1624 | 1254.3375 | 1254.3375 | 127.3236 | 1254.3375 | 71.7 | 11.6687 | 1254.3375 | 127.3236 | 1254.3375
4926 |  | 1248.3 | 100.154 | 1248.3 | 1248.3 | 128.1723 | 1248.3 | 1248.3 | 100.154 | 1248.3 | 72.3 | 12.395 | 1248.3 | 100.154 | 1248.3
4927 |  | 1246.3 | 127.9993 | 1246.3 | 1246.3 | 127.9993 | 1246.3 | 1246.3 | 127.9993 | 1246.3 | 72.2 | 8.21 | 1246.3 | 127.9993 | 1246.3
4928 |  | 1268.5 | 128.5571 | 1268.5 | 1268.5 | 126.4517 | 1268.5 | 1268.5 | 128.5571 | 1268.5 | 71.9 | 10.62 | 1268.5 | 128.5571 | 1268.5
4929 |  | 1273.9 | 127.2009 | 1273.9 | 1273.9 | 127.2009 | 1273.9 | 1273.9 | 127.2009 | 1273.9 | 72.2 | 9.76 | 1273.9 | 127.2009 | 1273.9
4930 |  | 1252.45 | 125.4543 | 1252.45 | 1252.45 | 128.2095 | 1252.45 | 1252.45 | 125.4543 | 1252.45 | 72.5 | 14.93 | 1252.45 | 125.4543 | 1252.45
4931 |  | 1219.5 | 128.3682 | 1219.5 | 1219.5 | 128.3682 | 1219.5 | 1219.5 | 128.3682 | 1219.5 | 72.2 | 16.57 | 1219.5 | 128.3682 | 1219.5
4932 |  | 1293.2 | 128.2807 | 1293.2 | 1293.2 | 128.2807 | 1293.2 | 1293.2 | 128.2807 | 1293.2 | 71.9 | 19.33 | 1293.2 | 128.2807 | 1293.2
4933 |  | 1242.8 | 129.2999 | 1242.8 | 1242.8 | 129.2999 | 1242.8 | 1242.8 | 129.2999 | 1242.8 | 72.1 | 15.61 | 1242.8 | 129.2999 | 1242.8
4934 |  | 1248.7 | 129.8531 | 1248.7 | 1248.7 | 129.8531 | 1248.7 | 1248.7 | 129.8531 | 1248.7 | 72.1 | 17.01 | 1248.7 | 129.8531 | 1248.7
4935 |  | 1317 | 127.1024 | 1317 | 1317 | 127.1024 | 1317 | 1317 | 127.1024 | 1317 | 71.5 | 16.82 | 1317 | 127.1024 | 1317
4936 |  | 1430.9 | 125.9367 | 1430.9 | 1430.9 | 125.9367 | 1430.9 | 1430.9 | 125.9367 | 1430.9 | 71.7 | 14.86 | 1430.9 | 125.9367 | 1430.9
4937 |  | 1421.7 | 128.6637 | 1421.7 | 1421.7 | 128.6637 | 1421.7 | 1421.7 | 128.6637 | 1421.7 | 72.3 | 18.84 | 1421.7 | 128.6637 | 1421.7
4938 |  | 1515.4 | 126.7797 | 1515.4 | 1515.4 | 126.7797 | 1515.4 | 1515.4 | 126.7797 | 1515.4 | 71.1 | 22.56 | 1515.4 | 126.7797 | 1515.4
4939 |  | 1666.1 | 132.0289 | 1666.1 | 1666.1 | 132.0289 | 1666.1 | 1666.1 | 132.0289 | 1666.1 | 72.1 | 15.2 | 1666.1 | 132.0289 | 1666.1
4940 |  | 1656.8 | 128.7328 | 1656.8 | 1656.8 | 128.7328 | 1656.8 | 1656.8 | 128.7328 | 1656.8 | 72.5 | 16.91 | 1656.8 | 128.7328 | 1656.8
4941 |  | 1667.2 | 130.3982 | 1667.2 | 1667.2 | 130.3982 | 1667.2 | 1667.2 | 130.3982 | 1667.2 | 72.2 | 15.66 | 1667.2 | 130.3982 | 1667.2
4942 |  | 1590 | 131.7027 | 1590 | 1590 | 131.7027 | 1590 | 1590 | 131.7027 | 1590 | 71.4 | 10.72 | 1590 | 131.7027 | 1590
4943 |  | 1448.5 | 131.1673 | 1448.5 | 1448.5 | 131.1673 | 1448.5 | 1448.5 | 131.1673 | 1448.5 | 72.4 | 10.89 | 1448.5 | 131.1673 | 1448.5
4944 |  | 1368.7 | 131.5367 | 1368.7 | 1368.7 | 131.5367 | 1368.7 | 1368.7 | 131.5367 | 1368.7 | 72.6 | 13.32 | 1368.7 | 131.5367 | 1368.7
4945 |  | 1319.7 | 130.8993 | 1319.7 | 1319.7 | 130.8993 | 1319.7 | 1319.7 | 130.8993 | 1319.7 | 72.6 | 15.55 | 1319.7 | 130.8993 | 1319.7
4946 |  | 1305.4 | 130.5535 | 1305.4 | 1305.4 | 130.5535 | 1305.4 | 1305.4 | 130.5535 | 1305.4 | 73.2 | 14.2 | 1305.4 | 130.5535 | 1305.4
4947 |  | 1275.8 | 129.6899 | 1275.8 | 1275.8 | 129.6899 | 1275.8 | 1275.8 | 129.6899 | 1275.8 | 73.1 | 11.9 | 1275.8 | 129.6899 | 1275.8
4948 |  | 1297.85 | 128.774 | 1297.85 | 1297.85 | 125.0574 | 1297.85 | 1297.85 | 128.774 | 1297.85 | 72.9 | 11.65 | 1297.85 | 128.774 | 1297.85
4949 |  | 1262.75 | 128.7085 | 1262.75 | 1262.75 | 130.0535 | 1262.75 | 1262.75 | 128.7085 | 1262.75 | 72.9 | 12.015 | 1262.75 | 128.7085 | 1262.75
4950 |  | 1224.9 | 129.1831 | 1224.9 | 1224.9 | 129.1831 | 1224.9 | 1224.9 | 129.1831 | 1224.9 | 72.2 | 10.57 | 1224.9 | 129.1831 | 1224.9
4951 |  | 1228.2 | 133.6481 | 1228.2 | 1228.2 | 133.6481 | 1228.2 | 1228.2 | 133.6481 | 1228.2 | 71.5 | 9.35 | 1228.2 | 133.6481 | 1228.2
4952 |  | 1241.6 | 126.3226 | 1241.6 | 1241.6 | 126.3226 | 1241.6 | 1241.6 | 126.3226 | 1241.6 | 72.5 | 12.61 | 1241.6 | 126.3226 | 1241.6
4953 |  | 1272.2 | 126.4761 | 1272.2 | 1272.2 | 126.4761 | 1272.2 | 1272.2 | 126.4761 | 1272.2 | 70.5 | 23.7 | 1272.2 | 126.4761 | 1272.2
4954 |  | 1279.1 | 127.9507 | 1279.1 | 1279.1 | 127.9507 | 1279.1 | 1279.1 | 127.9507 | 1279.1 | 71.8 | 21.61 | 1279.1 | 127.9507 | 1279.1
4955 |  | 1282.2 | 129.8495 | 1282.2 | 1282.2 | 129.8495 | 1282.2 | 1282.2 | 129.8495 | 1282.2 | 72.4 | 22.07 | 1282.2 | 129.8495 | 1282.2
4956 |  | 1231.7 | 126.7676 | 1231.7 | 1231.7 | 126.7676 | 1231.7 | 1231.7 | 126.7676 | 1231.7 | 72.7 | 19.55 | 1231.7 | 126.7676 | 1231.7
4957 |  | 1225.4 | 62.6722 | 1225.4 | 1225.4 | 126.8583 | 1225.4 | 1225.4 | 62.6722 | 1225.4 | 72.5 | 21.305 | 1225.4 | 62.6722 | 1225.4
4958 |  | 1219.1 | 126.9491 | 1219.1 | 1219.1 | 126.9491 | 1219.1 | 1219.1 | 126.9491 | 1219.1 | 72.3 | 23.06 | 1219.1 | 126.9491 | 1219.1
4959 |  | 1312.9 | 126.4222 | 1312.9 | 1312.9 | 126.4222 | 1312.9 | 1312.9 | 126.4222 | 1312.9 | 72.6 | 18.8 | 1312.9 | 126.4222 | 1312.9
4960 |  | 1269.4 | 126.0865 | 1269.4 | 1269.4 | 126.0865 | 1269.4 | 1269.4 | 126.0865 | 1269.4 | 72.6 | 11.15 | 1269.4 | 126.0865 | 1269.4
4961 |  | 1438.85 | 131.1261 | 1438.85 | 1438.85 | 115.5938 | 1438.85 | 1438.85 | 131.1261 | 1438.85 | 73.5 | 17.06 | 1438.85 | 131.1261 | 1438.85
4962 |  | 1432.525 | 127.9045 | 1432.525 | 1432.525 | 125.3609 | 1432.525 | 1432.525 | 127.9045 | 1432.525 | 72.1 | 15.06 | 1432.525 | 127.9045 | 1432.525
4963 |  | 1416 | 127.7181 | 1416 | 1416 | 127.7181 | 1416 | 1416 | 127.7181 | 1416 | 73.2 | 15.49 | 1416 | 127.7181 | 1416
4964 |  | 1581.1 | 124.2372 | 1581.1 | 1581.1 | 124.2372 | 1581.1 | 1581.1 | 124.2372 | 1581.1 | 71.9 | 15.31 | 1581.1 | 124.2372 | 1581.1
4965 |  | 1566.7 | 124.6975 | 1566.7 | 1566.7 | 124.6975 | 1566.7 | 1566.7 | 124.6975 | 1566.7 | 73 | 14.98 | 1566.7 | 124.6975 | 1566.7
4966 |  | 1511.3 | 126.1231 | 1511.3 | 1511.3 | 126.1231 | 1511.3 | 1511.3 | 126.1231 | 1511.3 | 73.1 | 14.46 | 1511.3 | 126.1231 | 1511.3
4967 |  | 1415.8 | 127.0009 | 1415.8 | 1415.8 | 127.0009 | 1415.8 | 1415.8 | 127.0009 | 1415.8 | 71.5 | 11.85 | 1415.8 | 127.0009 | 1415.8
4968 |  | 1358.5 | 126.9577 | 1358.5 | 1358.5 | 126.9577 | 1358.5 | 1358.5 | 126.9577 | 1358.5 | 73 | 14.47 | 1358.5 | 126.9577 | 1358.5
4969 |  | 1295.1 | 127.4693 | 1295.1 | 1295.1 | 127.4693 | 1295.1 | 1295.1 | 127.4693 | 1295.1 | 72.8 | 17.62 | 1295.1 | 127.4693 | 1295.1
4970 |  | 1309.2 | 128.7611 | 1309.2 | 1309.2 | 128.7611 | 1309.2 | 1309.2 | 128.7611 | 1309.2 | 73.4 | 12.58 | 1309.2 | 128.7611 | 1309.2
4971 |  | 1373.6 | 126.553 | 1373.6 | 1373.6 | 126.553 | 1373.6 | 1373.6 | 126.553 | 1373.6 | 73.2 | 15.26 | 1373.6 | 126.553 | 1373.6
4972 |  | 1370.5 | 125.5765 | 1370.5 | 1370.5 | 125.5765 | 1370.5 | 1370.5 | 125.5765 | 1370.5 | 72.5 | 13.86 | 1370.5 | 125.5765 | 1370.5
4973 |  | 1352.8 | 127.167 | 1352.8 | 1352.8 | 127.167 | 1352.8 | 1352.8 | 127.167 | 1352.8 | 72.7 | 15.09 | 1352.8 | 127.167 | 1352.8
4974 |  | 1421.8 | 126.3972 | 1421.8 | 1421.8 | 126.3972 | 1421.8 | 1421.8 | 126.3972 | 1421.8 | 73.2 | 16.18 | 1421.8 | 126.3972 | 1421.8
4975 |  | 1436.4 | 124.6157 | 1436.4 | 1436.4 | 124.6157 | 1436.4 | 1436.4 | 124.6157 | 1436.4 | 71.6 | 12.79 | 1436.4 | 124.6157 | 1436.4
4976 |  | 1376.9 | 124.7446 | 1376.9 | 1376.9 | 124.7446 | 1376.9 | 1376.9 | 124.7446 | 1376.9 | 72.5 | 11.97 | 1376.9 | 124.7446 | 1376.9
4977 |  | 1345.3 | 113.336 | 1345.3 | 1345.3 | 113.336 | 1345.3 | 1345.3 | 113.336 | 1345.3 | 72.2 | 16.7 | 1345.3 | 113.336 | 1345.3
4978 |  | 1379.7 | 93.8224 | 1379.7 | 1379.7 | 93.8224 | 1379.7 | 1379.7 | 93.8224 | 1379.7 | 72.4 | 22.49 | 1379.7 | 93.8224 | 1379.7
4979 |  | 1367.5 | 98.9924 | 1367.5 | 1367.5 | 98.9924 | 1367.5 | 1367.5 | 98.9924 | 1367.5 | 71.4 | 17.43 | 1367.5 | 98.9924 | 1367.5
4980 |  | 1358.6 | 97.271 | 1358.6 | 1358.6 | 97.271 | 1358.6 | 1358.6 | 97.271 | 1358.6 | 70.3 | 18.27 | 1358.6 | 97.271 | 1358.6
4981 |  | 1379.3 | 95.716 | 1379.3 | 1379.3 | 95.716 | 1379.3 | 1379.3 | 95.716 | 1379.3 | 70.8 | 25.04 | 1379.3 | 95.716 | 1379.3
4982 |  | 1376.3 | 95.2606 | 1376.3 | 1376.3 | 98.9772 | 1376.3 | 1376.3 | 95.2606 | 1376.3 | 71.7 | 21.56 | 1376.3 | 95.2606 | 1376.3
4983 |  | 1405.3 | 102.2384 | 1405.3 | 1405.3 | 102.2384 | 1405.3 | 1405.3 | 102.2384 | 1405.3 | 73.3 | 22.93 | 1405.3 | 102.2384 | 1405.3
4984 |  | 1422.9 | 101.0499 | 1422.9 | 1422.9 | 101.0499 | 1422.9 | 1422.9 | 101.0499 | 1422.9 | 72.4 | 10.8 | 1422.9 | 101.0499 | 1422.9
4985 |  | 1456 | 102.524 | 1456 | 1456 | 102.524 | 1456 | 1456 | 102.524 | 1456 | 73.4 | 15.28 | 1456 | 102.524 | 1456
4986 |  | 1496.8 | 98.2894 | 1496.8 | 1496.8 | 98.2894 | 1496.8 | 1496.8 | 98.2894 | 1496.8 | 70.1 | 22.08 | 1496.8 | 98.2894 | 1496.8
4987 |  | 1670.5 | 101.2829 | 1670.5 | 1670.5 | 101.2829 | 1670.5 | 1670.5 | 101.2829 | 1670.5 | 71.7 | 23.39 | 1670.5 | 101.2829 | 1670.5
4988 |  | 1690.9 | 98.3529 | 1690.9 | 1690.9 | 98.3529 | 1690.9 | 1690.9 | 98.3529 | 1690.9 | 71.5 | 7.52 | 1690.9 | 98.3529 | 1690.9
4989 |  | 1685.6 | 101.4446 | 1685.6 | 1685.6 | 101.4446 | 1685.6 | 1685.6 | 101.4446 | 1685.6 | 71.8 | 14.28 | 1685.6 | 101.4446 | 1685.6
4990 |  | 1642.9 | 102.5151 | 1642.9 | 1642.9 | 102.5151 | 1642.9 | 1642.9 | 102.5151 | 1642.9 | 72.7 | 11.41 | 1642.9 | 102.5151 | 1642.9
4991 |  | 1518 | 100.7137 | 1518 | 1518 | 100.7137 | 1518 | 1518 | 100.7137 | 1518 | 71.9 | 11.13 | 1518 | 100.7137 | 1518
4992 |  | 1406.3 | 99.3252 | 1406.3 | 1406.3 | 99.3252 | 1406.3 | 1406.3 | 99.3252 | 1406.3 | 71.3 | 14.63 | 1406.3 | 99.3252 | 1406.3
4993 |  | 1408 | 99.4116 | 1408 | 1408 | 99.4116 | 1408 | 1408 | 99.4116 | 1408 | 72 | 15.1 | 1408 | 99.4116 | 1408
4994 |  | 1383.6 | 99.5745 | 1383.6 | 1383.6 | 99.5745 | 1383.6 | 1383.6 | 99.5745 | 1383.6 | 71.2 | 13.13 | 1383.6 | 99.5745 | 1383.6
4995 |  | 1320.5 | 99.8219 | 1320.5 | 1320.5 | 99.8219 | 1320.5 | 1320.5 | 99.8219 | 1320.5 | 71.6 | 14.79 | 1320.5 | 99.8219 | 1320.5
4996 |  | 1339 | 97.7909 | 1339 | 1339 | 97.7909 | 1339 | 1339 | 97.7909 | 1339 | 72.1 | 15.38 | 1339 | 97.7909 | 1339
4997 |  | 1474.5 | 99.4663 | 1474.5 | 1474.5 | 99.4663 | 1474.5 | 1474.5 | 99.4663 | 1474.5 | 72.1 | 9.46 | 1474.5 | 99.4663 | 1474.5
4998 |  | 1449.2 | 97.9608 | 1449.2 | 1449.2 | 97.9608 | 1449.2 | 1449.2 | 97.9608 | 1449.2 | 72.6 | 15.16 | 1449.2 | 97.9608 | 1449.2
4999 |  | 1415.6 | 99.7439 | 1415.6 | 1415.6 | 99.7439 | 1415.6 | 1415.6 | 99.7439 | 1415.6 | 71.8 | 16.36 | 1415.6 | 99.7439 | 1415.6
5000 |  | 1378.1 | 100.2827 | 1378.1 | 1378.1 | 100.2827 | 1378.1 | 1378.1 | 100.2827 | 1378.1 | 71.9 | 10.14 | 1378.1 | 100.2827 | 1378.1
5001 |  | 1403.7 | 101.7065 | 1403.7 | 1403.7 | 101.7065 | 1403.7 | 1403.7 | 101.7065 | 1403.7 | 71.4 | 22.52 | 1403.7 | 101.7065 | 1403.7
5002 |  | 1431.5 | 113.2363 | 1431.5 | 1431.5 | 113.2363 | 1431.5 | 1431.5 | 113.2363 | 1431.5 | 70.6 | 24.12 | 1431.5 | 113.2363 | 1431.5
5003 |  | 1408.4 | 107.8223 | 1408.4 | 1408.4 | 107.8223 | 1408.4 | 1408.4 | 107.8223 | 1408.4 | 71.8 | 25.95 | 1408.4 | 107.8223 | 1408.4
5004 |  | 1426.3 | 107.3744 | 1426.3 | 1426.3 | 107.3744 | 1426.3 | 1426.3 | 107.3744 | 1426.3 | 71.1 | 17.72 | 1426.3 | 107.3744 | 1426.3
5005 |  | 1437.5 | 112.3118 | 1437.5 | 1437.5 | 112.3118 | 1437.5 | 1437.5 | 112.3118 | 1437.5 | 69.1 | 24.37 | 1437.5 | 112.3118 | 1437.5
5006 |  | 1443.5 | 112.0863 | 1443.5 | 1443.5 | 112.0863 | 1443.5 | 1443.5 | 112.0863 | 1443.5 | 69.6 | 24.49 | 1443.5 | 112.0863 | 1443.5
5007 |  | 1503.9 | 111.4835 | 1503.9 | 1503.9 | 111.4835 | 1503.9 | 1503.9 | 111.4835 | 1503.9 | 72 | 20.74 | 1503.9 | 111.4835 | 1503.9
5008 |  | 1515.9 | 109.1797 | 1515.9 | 1515.9 | 109.1797 | 1515.9 | 1515.9 | 109.1797 | 1515.9 | 71.3 | 20.32 | 1515.9 | 109.1797 | 1515.9
5009 |  | 1498.8 | 111.7492 | 1498.8 | 1498.8 | 111.7492 | 1498.8 | 1498.8 | 111.7492 | 1498.8 | 71.5 | 12.07 | 1498.8 | 111.7492 | 1498.8
5010 |  | 1521.5 | 108.9844 | 1521.5 | 1521.5 | 108.9844 | 1521.5 | 1521.5 | 108.9844 | 1521.5 | 72.5 | 24.12 | 1521.5 | 108.9844 | 1521.5
5011 |  | 1740.9 | 122.2129 | 1740.9 | 1740.9 | 122.2129 | 1740.9 | 1740.9 | 122.2129 | 1740.9 | 71.3 | 12.9 | 1740.9 | 122.2129 | 1740.9
5012 |  | 1734 | 124.1096 | 1734 | 1734 | 124.1096 | 1734 | 1734 | 124.1096 | 1734 | 72.3 | 11.12 | 1734 | 124.1096 | 1734
5013 |  | 1732 | 124.8156 | 1732 | 1732 | 124.8156 | 1732 | 1732 | 124.8156 | 1732 | 72.3 | 14.79 | 1732 | 124.8156 | 1732
5014 |  | 1653.8 | 129.3861 | 1653.8 | 1653.8 | 129.3861 | 1653.8 | 1653.8 | 129.3861 | 1653.8 | 72 | 19.53 | 1653.8 | 129.3861 | 1653.8
5015 |  | 1550.9 | 127.1046 | 1550.9 | 1550.9 | 127.1046 | 1550.9 | 1550.9 | 127.1046 | 1550.9 | 73 | 13.94 | 1550.9 | 127.1046 | 1550.9
5016 |  | 1458 | 126.3619 | 1458 | 1458 | 126.3619 | 1458 | 1458 | 126.3619 | 1458 | 72.2 | 14.79 | 1458 | 126.3619 | 1458
5017 |  | 1454.2 | 126.589 | 1454.2 | 1454.2 | 126.589 | 1454.2 | 1454.2 | 126.589 | 1454.2 | 73.1 | 15.95 | 1454.2 | 126.589 | 1454.2
5018 |  | 1398.5 | 125.9961 | 1398.5 | 1398.5 | 125.9961 | 1398.5 | 1398.5 | 125.9961 | 1398.5 | 72.8 | 9.77 | 1398.5 | 125.9961 | 1398.5
5019 |  | 1404.7 | 126.0917 | 1404.7 | 1404.7 | 126.0917 | 1404.7 | 1404.7 | 126.0917 | 1404.7 | 71.7 | 14.91 | 1404.7 | 126.0917 | 1404.7
5020 |  | 1365.3 | 125.4731 | 1365.3 | 1365.3 | 125.4731 | 1365.3 | 1365.3 | 125.4731 | 1365.3 | 72 | 16.42 | 1365.3 | 125.4731 | 1365.3
5021 |  | 1422.4 | 126.6889 | 1422.4 | 1422.4 | 126.6889 | 1422.4 | 1422.4 | 126.6889 | 1422.4 | 72.4 | 10.82 | 1422.4 | 126.6889 | 1422.4
5022 |  | 1450.8 | 123.4033 | 1450.8 | 1450.8 | 123.4033 | 1450.8 | 1450.8 | 123.4033 | 1450.8 | 71 | 15.7 | 1450.8 | 123.4033 | 1450.8
5023 |  | 1411.4 | 125.7921 | 1411.4 | 1411.4 | 125.7921 | 1411.4 | 1411.4 | 125.7921 | 1411.4 | 71.9 | 14.3 | 1411.4 | 125.7921 | 1411.4
5024 |  | 1429.2 | 125.9076 | 1429.2 | 1429.2 | 125.9076 | 1429.2 | 1429.2 | 125.9076 | 1429.2 | 72.1 | 10.6 | 1429.2 | 125.9076 | 1429.2
5025 |  | 1447.7 | 125.7233 | 1447.7 | 1447.7 | 125.7233 | 1447.7 | 1447.7 | 125.7233 | 1447.7 | 72.2 | 15.21 | 1447.7 | 125.7233 | 1447.7
5026 |  | 1438 | 121.0284 | 1438 | 1438 | 121.0284 | 1438 | 1438 | 121.0284 | 1438 | 71.9 | 12.59 | 1438 | 121.0284 | 1438
5027 |  | 1452 | 120.8402 | 1452 | 1452 | 120.8402 | 1452 | 1452 | 120.8402 | 1452 | 71.6 | 17.95 | 1452 | 120.8402 | 1452
5028 |  | 1416.6 | 127.1568 | 1416.6 | 1416.6 | 127.1568 | 1416.6 | 1416.6 | 127.1568 | 1416.6 | 72.3 | 26.5 | 1416.6 | 127.1568 | 1416.6
5029 |  | 1455.8 | 129.7997 | 1455.8 | 1455.8 | 129.7997 | 1455.8 | 1455.8 | 129.7997 | 1455.8 | 71 | 25.51 | 1455.8 | 129.7997 | 1455.8
5030 |  | 1472.9 | 127.0483 | 1472.9 | 1472.9 | 127.0483 | 1472.9 | 1472.9 | 127.0483 | 1472.9 | 72.9 | 19.53 | 1472.9 | 127.0483 | 1472.9
5031 |  | 1491.4 | 126.2187 | 1491.4 | 1491.4 | 126.2187 | 1491.4 | 1491.4 | 126.2187 | 1491.4 | 71.3 | 21.77 | 1491.4 | 126.2187 | 1491.4
5032 |  | 1506.8 | 128.0282 | 1506.8 | 1506.8 | 128.0282 | 1506.8 | 1506.8 | 128.0282 | 1506.8 | 72.3 | 20.53 | 1506.8 | 128.0282 | 1506.8
5033 |  | 1513.5 | 126.6104 | 1513.5 | 1513.5 | 126.6104 | 1513.5 | 1513.5 | 126.6104 | 1513.5 | 72.7 | 31.2 | 1513.5 | 126.6104 | 1513.5
5034 |  | 1527.9 | 125.3148 | 1527.9 | 1527.9 | 125.3148 | 1527.9 | 1527.9 | 125.3148 | 1527.9 | 72.2 | 15.48 | 1527.9 | 125.3148 | 1527.9
5035 |  | 1733.7 | 123.7002 | 1733.7 | 1733.7 | 123.7002 | 1733.7 | 1733.7 | 123.7002 | 1733.7 | 72.2 | 17.94 | 1733.7 | 123.7002 | 1733.7
5036 |  | 1747.1 | 126.2479 | 1747.1 | 1747.1 | 126.2479 | 1747.1 | 1747.1 | 126.2479 | 1747.1 | 72.9 | 13.99 | 1747.1 | 126.2479 | 1747.1
5037 |  | 1730.4 | 125.7714 | 1730.4 | 1730.4 | 125.7714 | 1730.4 | 1730.4 | 125.7714 | 1730.4 | 71.6 | 13.11 | 1730.4 | 125.7714 | 1730.4
5038 |  | 1697.6 | 129.784 | 1697.6 | 1697.6 | 129.784 | 1697.6 | 1697.6 | 129.784 | 1697.6 | 71.4 | 14.31 | 1697.6 | 129.784 | 1697.6
5039 |  | 1597.2 | 129.2719 | 1597.2 | 1597.2 | 129.2719 | 1597.2 | 1597.2 | 129.2719 | 1597.2 | 72.6 | 17.78 | 1597.2 | 129.2719 | 1597.2
5040 |  | 1477.5 | 127.8729 | 1477.5 | 1477.5 | 127.8729 | 1477.5 | 1477.5 | 127.8729 | 1477.5 | 71.9 | 11.27 | 1477.5 | 127.8729 | 1477.5
5041 |  | 1464.5 | 124.7993 | 1464.5 | 1464.5 | 124.7993 | 1464.5 | 1464.5 | 124.7993 | 1464.5 | 72.7 | 13.1 | 1464.5 | 124.7993 | 1464.5
5042 |  | 1424.6 | 124.0889 | 1424.6 | 1424.6 | 124.0889 | 1424.6 | 1424.6 | 124.0889 | 1424.6 | 71.5 | 12.57 | 1424.6 | 124.0889 | 1424.6
5043 |  | 1417.81 | 125.7592 | 1417.81 | 1417.81 | 125.7592 | 1417.81 | 1417.81 | 125.7592 | 1417.81 | 72.6 | 10.61 | 1417.81 | 125.7592 | 1417.81
5044 |  | 1387.39 | 123.7418 | 1387.39 | 1387.39 | 123.7418 | 1387.39 | 1387.39 | 123.7418 | 1387.39 | 72.9 | 9.5 | 1387.39 | 123.7418 | 1387.39
5045 |  | 1416 | 129.6737 | 1416 | 1416 | 129.6737 | 1416 | 1416 | 129.6737 | 1416 | 71.5 | 11.1 | 1416 | 129.6737 | 1416
5046 |  | 1341.1 | 126.6924 | 1341.1 | 1341.1 | 126.6924 | 1341.1 | 1341.1 | 126.6924 | 1341.1 | 72.4 | 12.79 | 1341.1 | 126.6924 | 1341.1
5047 |  | 1345.6 | 126.7363 | 1345.6 | 1345.6 | 126.7363 | 1345.6 | 1345.6 | 126.7363 | 1345.6 | 71.7 | 12.14 | 1345.6 | 126.7363 | 1345.6
5048 |  | 1350.1 | 126.9608 | 1350.1 | 1350.1 | 126.9608 | 1350.1 | 1350.1 | 126.9608 | 1350.1 | 72.3 | 8.95 | 1350.1 | 126.9608 | 1350.1
5049 |  | 1343.5 | 123.7835 | 1343.5 | 1343.5 | 123.7835 | 1343.5 | 1343.5 | 123.7835 | 1343.5 | 71.9 | 19.66 | 1343.5 | 123.7835 | 1343.5
5050 |  | 1339.3 | 104.2962 | 1339.3 | 1339.3 | 104.2962 | 1339.3 | 1339.3 | 104.2962 | 1339.3 | 71.9 | 18.16 | 1339.3 | 104.2962 | 1339.3
5051 |  | 1332.9 | 105.7483 | 1332.9 | 1332.9 | 105.7483 | 1332.9 | 1332.9 | 105.7483 | 1332.9 | 71.6 | 19.49 | 1332.9 | 105.7483 | 1332.9
5052 |  | 1374.3 | 124.7243 | 1374.3 | 1374.3 | 124.7243 | 1374.3 | 1374.3 | 124.7243 | 1374.3 | 71.8 | 9.52 | 1374.3 | 124.7243 | 1374.3
5053 |  | 1391.6 | 123.5556 | 1391.6 | 1391.6 | 123.5556 | 1391.6 | 1391.6 | 123.5556 | 1391.6 | 72.3 | 9.13 | 1391.6 | 123.5556 | 1391.6
5054 |  | 1355.3 | 125.4752 | 1355.3 | 1355.3 | 125.4752 | 1355.3 | 1355.3 | 125.4752 | 1355.3 | 72.3 | 15.21 | 1355.3 | 125.4752 | 1355.3
5055 |  | 1374.3 | 126.6336 | 1374.3 | 1374.3 | 126.6336 | 1374.3 | 1374.3 | 126.6336 | 1374.3 | 71.3 | 9.08 | 1374.3 | 126.6336 | 1374.3
5056 |  | 1347.3 | 128.657 | 1347.3 | 1347.3 | 128.657 | 1347.3 | 1347.3 | 128.657 | 1347.3 | 71.8 | 12.45 | 1347.3 | 128.657 | 1347.3
5057 |  | 1396.2 | 128.3597 | 1396.2 | 1396.2 | 128.3597 | 1396.2 | 1396.2 | 128.3597 | 1396.2 | 71.9 | 16.18 | 1396.2 | 128.3597 | 1396.2
5058 |  | 1412.3 | 124.2338 | 1412.3 | 1412.3 | 124.2338 | 1412.3 | 1412.3 | 124.2338 | 1412.3 | 72.3 | 16.17 | 1412.3 | 124.2338 | 1412.3
5059 |  | 1722.7 | 121.8871 | 1722.7 | 1722.7 | 121.8871 | 1722.7 | 1722.7 | 121.8871 | 1722.7 | 68.2 | 15.53 | 1722.7 | 121.8871 | 1722.7
5060 |  | 1729.5 | 128.4517 | 1729.5 | 1729.5 | 128.4517 | 1729.5 | 1729.5 | 128.4517 | 1729.5 | 71.2 | 8.56 | 1729.5 | 128.4517 | 1729.5
5061 |  | 1748.9 | 126.4886 | 1748.9 | 1748.9 | 126.4886 | 1748.9 | 1748.9 | 126.4886 | 1748.9 | 70.6 | 9.45 | 1748.9 | 126.4886 | 1748.9
5062 |  | 1651 | 128.8115 | 1651 | 1651 | 128.8115 | 1651 | 1651 | 128.8115 | 1651 | 71.6 | 12.82 | 1651 | 128.8115 | 1651
5063 |  | 1569.6 | 126.7688 | 1569.6 | 1569.6 | 126.7688 | 1569.6 | 1569.6 | 126.7688 | 1569.6 | 72.1 | 8.11 | 1569.6 | 126.7688 | 1569.6
5064 |  | 1472.2 | 125.4292 | 1472.2 | 1472.2 | 125.4292 | 1472.2 | 1472.2 | 125.4292 | 1472.2 | 71.4 | 12.74 | 1472.2 | 125.4292 | 1472.2
5065 |  | 1404.7 | 135.5355 | 1404.7 | 1404.7 | 135.5355 | 1404.7 | 1404.7 | 135.5355 | 1404.7 | 71.2 | 16.35 | 1404.7 | 135.5355 | 1404.7
5066 |  | 1368.9 | 133.5763 | 1368.9 | 1368.9 | 133.5763 | 1368.9 | 1368.9 | 133.5763 | 1368.9 | 71.1 | 8.23 | 1368.9 | 133.5763 | 1368.9
5067 |  | 1349.1 | 134.2145 | 1349.1 | 1349.1 | 134.2145 | 1349.1 | 1349.1 | 134.2145 | 1349.1 | 71 | 8.23 | 1349.1 | 134.2145 | 1349.1
5068 |  | 1357 | 135.6659 | 1357 | 1357 | 135.6659 | 1357 | 1357 | 135.6659 | 1357 | 70.8 | 12.99 | 1357 | 135.6659 | 1357
5069 |  | 1367.4 | 135.1912 | 1367.4 | 1367.4 | 135.1912 | 1367.4 | 1367.4 | 135.1912 | 1367.4 | 70.8 | 11.46 | 1367.4 | 135.1912 | 1367.4
5070 |  | 1361 | 135.2254 | 1361 | 1361 | 135.2254 | 1361 | 1361 | 135.2254 | 1361 | 71 | 10.22 | 1361 | 135.2254 | 1361
5071 |  | 1391.7 | 137.4148 | 1391.7 | 1391.7 | 137.4148 | 1391.7 | 1391.7 | 137.4148 | 1391.7 | 70.4 | 15.73 | 1391.7 | 137.4148 | 1391.7
5072 |  | 1379 | 138.3245 | 1379 | 1379 | 138.3245 | 1379 | 1379 | 138.3245 | 1379 | 69.5 | 7.72 | 1379 | 138.3245 | 1379
5073 |  | 1300.7 | 135.3715 | 1300.7 | 1300.7 | 135.3715 | 1300.7 | 1300.7 | 135.3715 | 1300.7 | 71.1 | 8.22 | 1300.7 | 135.3715 | 1300.7
5074 |  | 1289.5 | 133.9255 | 1289.5 | 1289.5 | 133.9255 | 1289.5 | 1289.5 | 133.9255 | 1289.5 | 70.9 | 8.11 | 1289.5 | 133.9255 | 1289.5
5075 |  | 1235.9 | 129.4104 | 1235.9 | 1235.9 | 129.4104 | 1235.9 | 1235.9 | 129.4104 | 1235.9 | 71.1 | 7.97 | 1235.9 | 129.4104 | 1235.9
5076 |  | 1223.3 | 129.5368 | 1223.3 | 1223.3 | 129.5368 | 1223.3 | 1223.3 | 129.5368 | 1223.3 | 71.9 | 8.51 | 1223.3 | 129.5368 | 1223.3
5077 |  | 1255.5 | 129.022 | 1255.5 | 1255.5 | 129.022 | 1255.5 | 1255.5 | 129.022 | 1255.5 | 71.3 | 8.06 | 1255.5 | 129.022 | 1255.5
5078 |  | 1271.9 | 126.3743 | 1271.9 | 1271.9 | 126.3743 | 1271.9 | 1271.9 | 126.3743 | 1271.9 | 71.6 | 8.17 | 1271.9 | 126.3743 | 1271.9
5079 |  | 1285.6 | 123.5618 | 1285.6 | 1285.6 | 123.5618 | 1285.6 | 1285.6 | 123.5618 | 1285.6 | 71.5 | 7.9 | 1285.6 | 123.5618 | 1285.6
5080 |  | 1300.1 | 129.1946 | 1300.1 | 1300.1 | 129.1946 | 1300.1 | 1300.1 | 129.1946 | 1300.1 | 71.3 | 8.07 | 1300.1 | 129.1946 | 1300.1
5081 |  | 1326 | 128.5045 | 1326 | 1326 | 128.5045 | 1326 | 1326 | 128.5045 | 1326 | 71.8 | 8.34 | 1326 | 128.5045 | 1326
5082 |  | 1364.8 | 125.5794 | 1364.8 | 1364.8 | 125.5794 | 1364.8 | 1364.8 | 125.5794 | 1364.8 | 71.8 | 7.58 | 1364.8 | 125.5794 | 1364.8
5083 |  | 1747.5 | 124.8686 | 1747.5 | 1747.5 | 124.8686 | 1747.5 | 1747.5 | 124.8686 | 1747.5 | 70.3 | 7.53 | 1747.5 | 124.8686 | 1747.5
5084 |  | 1704.3 | 124.1314 | 1704.3 | 1704.3 | 124.1314 | 1704.3 | 1704.3 | 124.1314 | 1704.3 | 71.4 | 7.06 | 1704.3 | 124.1314 | 1704.3
5085 |  | 1703.6 | 127.9305 | 1703.6 | 1703.6 | 127.9305 | 1703.6 | 1703.6 | 127.9305 | 1703.6 | 71.7 | 7.85 | 1703.6 | 127.9305 | 1703.6
5086 |  | 1620.5 | 127.5659 | 1620.5 | 1620.5 | 127.5659 | 1620.5 | 1620.5 | 127.5659 | 1620.5 | 72.3 | 7.57 | 1620.5 | 127.5659 | 1620.5
5087 |  | 1476.5 | 128.0787 | 1476.5 | 1476.5 | 128.0787 | 1476.5 | 1476.5 | 128.0787 | 1476.5 | 72.3 | 7.7 | 1476.5 | 128.0787 | 1476.5
5088 |  | 1378.9 | 127.079 | 1378.9 | 1378.9 | 127.079 | 1378.9 | 1378.9 | 127.079 | 1378.9 | 71.7 | 13.57 | 1378.9 | 127.079 | 1378.9
5089 |  | 1299.8 | 125.7328 | 1299.8 | 1299.8 | 125.7328 | 1299.8 | 1299.8 | 125.7328 | 1299.8 | 71.3 | 7.11 | 1299.8 | 125.7328 | 1299.8
5090 |  | 1319.6 | 125.3739 | 1319.6 | 1319.6 | 125.3739 | 1319.6 | 1319.6 | 125.3739 | 1319.6 | 71.4 | 7.1 | 1319.6 | 125.3739 | 1319.6
5091 |  | 1302 | 124.4394 | 1302 | 1302 | 124.4394 | 1302 | 1302 | 124.4394 | 1302 | 71.1 | 7.38 | 1302 | 124.4394 | 1302
5092 |  | 1306.6 | 125.9687 | 1306.6 | 1306.6 | 125.9687 | 1306.6 | 1306.6 | 125.9687 | 1306.6 | 71.6 | 6.66 | 1306.6 | 125.9687 | 1306.6
5093 |  | 1342 | 128.4638 | 1342 | 1342 | 128.4638 | 1342 | 1342 | 128.4638 | 1342 | 71.7 | 7.38 | 1342 | 128.4638 | 1342
5094 |  | 1369.7 | 127.2193 | 1369.7 | 1369.7 | 127.2193 | 1369.7 | 1369.7 | 127.2193 | 1369.7 | 72.3 | 7.18 | 1369.7 | 127.2193 | 1369.7
5095 |  | 1366.2 | 126.4188 | 1366.2 | 1366.2 | 126.4188 | 1366.2 | 1366.2 | 126.4188 | 1366.2 | 72.2 | 7.33 | 1366.2 | 126.4188 | 1366.2
5096 |  | 1419.2 | 124.1987 | 1419.2 | 1419.2 | 124.1987 | 1419.2 | 1419.2 | 124.1987 | 1419.2 | 71.9 | 7.74 | 1419.2 | 124.1987 | 1419.2
5097 |  | 1444.4 | 125.7996 | 1444.4 | 1444.4 | 125.7996 | 1444.4 | 1444.4 | 125.7996 | 1444.4 | 72.2 | 15.64 | 1444.4 | 125.7996 | 1444.4
5098 |  | 1358.6 | 125.8853 | 1358.6 | 1358.6 | 125.8853 | 1358.6 | 1358.6 | 125.8853 | 1358.6 | 72.5 | 11.94 | 1358.6 | 125.8853 | 1358.6
5099 |  | 1481 | 123.2092 | 1481 | 1481 | 123.2092 | 1481 | 1481 | 123.2092 | 1481 | 72.2 | 19.58 | 1481 | 123.2092 | 1481
5100 |  | 1453.3 | 124.183 | 1453.3 | 1453.3 | 124.183 | 1453.3 | 1453.3 | 124.183 | 1453.3 | 71.9 | 20.27 | 1453.3 | 124.183 | 1453.3
5101 |  | 1441.9 | 125.1655 | 1441.9 | 1441.9 | 125.1655 | 1441.9 | 1441.9 | 125.1655 | 1441.9 | 72.1 | 22.82 | 1441.9 | 125.1655 | 1441.9
5102 |  | 1426 | 123.5307 | 1426 | 1426 | 123.5307 | 1426 | 1426 | 123.5307 | 1426 | 72.1 | 17.83 | 1426 | 123.5307 | 1426
5103 |  | 1520.6 | 120.4897 | 1520.6 | 1520.6 | 120.4897 | 1520.6 | 1520.6 | 120.4897 | 1520.6 | 71.5 | 18.77 | 1520.6 | 120.4897 | 1520.6
5104 |  | 1537.8 | 123.7944 | 1537.8 | 1537.8 | 123.7944 | 1537.8 | 1537.8 | 123.7944 | 1537.8 | 71.7 | 24.07 | 1537.8 | 123.7944 | 1537.8
5105 |  | 1556.4 | 126.7321 | 1556.4 | 1556.4 | 126.7321 | 1556.4 | 1556.4 | 126.7321 | 1556.4 | 72.3 | 19.67 | 1556.4 | 126.7321 | 1556.4
5106 |  | 1570.8 | 125.5378 | 1570.8 | 1570.8 | 125.5378 | 1570.8 | 1570.8 | 125.5378 | 1570.8 | 71.1 | 16.02 | 1570.8 | 125.5378 | 1570.8
5107 |  | 1876.9 | 127.6553 | 1876.9 | 1876.9 | 127.6553 | 1876.9 | 1876.9 | 127.6553 | 1876.9 | 72.1 | 11.12 | 1876.9 | 127.6553 | 1876.9
5108 |  | 1844.6 | 125.2689 | 1844.6 | 1844.6 | 125.2689 | 1844.6 | 1844.6 | 125.2689 | 1844.6 | 72.5 | 11.49 | 1844.6 | 125.2689 | 1844.6
5109 |  | 1823.7 | 128.16 | 1823.7 | 1823.7 | 128.16 | 1823.7 | 1823.7 | 128.16 | 1823.7 | 72.2 | 13.35 | 1823.7 | 128.16 | 1823.7
5110 |  | 1669.3 | 129.5711 | 1669.3 | 1669.3 | 129.5711 | 1669.3 | 1669.3 | 129.5711 | 1669.3 | 71.4 | 14.72 | 1669.3 | 129.5711 | 1669.3
5111 |  | 1585.3 | 127.1728 | 1585.3 | 1585.3 | 127.1728 | 1585.3 | 1585.3 | 127.1728 | 1585.3 | 72.4 | 16.15 | 1585.3 | 127.1728 | 1585.3
5112 |  | 1485.4 | 125.3108 | 1485.4 | 1485.4 | 125.3108 | 1485.4 | 1485.4 | 125.3108 | 1485.4 | 72.6 | 14.4 | 1485.4 | 125.3108 | 1485.4
5113 |  | 1469.2 | 123.1389 | 1469.2 | 1469.2 | 123.1389 | 1469.2 | 1469.2 | 123.1389 | 1469.2 | 72.6 | 14.16 | 1469.2 | 123.1389 | 1469.2
5114 |  | 1482.1 | 122.279 | 1482.1 | 1482.1 | 122.279 | 1482.1 | 1482.1 | 122.279 | 1482.1 | 73.2 | 10.35 | 1482.1 | 122.279 | 1482.1
5115 |  | 1411 | 121.5498 | 1411 | 1411 | 121.5498 | 1411 | 1411 | 121.5498 | 1411 | 73.1 | 12.08 | 1411 | 121.5498 | 1411
5116 |  | 1400.2 | 122.9151 | 1400.2 | 1400.2 | 122.9151 | 1400.2 | 1400.2 | 122.9151 | 1400.2 | 72.9 | 12.6 | 1400.2 | 122.9151 | 1400.2
5117 |  | 1434.7 | 122.8336 | 1434.7 | 1434.7 | 122.8336 | 1434.7 | 1434.7 | 122.8336 | 1434.7 | 72.9 | 14.72 | 1434.7 | 122.8336 | 1434.7
5118 |  | 1468 | 124.8027 | 1468 | 1468 | 124.8027 | 1468 | 1468 | 124.8027 | 1468 | 72.2 | 11.38 | 1468 | 124.8027 | 1468
5119 |  | 1412.1 | 123.8933 | 1412.1 | 1412.1 | 123.8933 | 1412.1 | 1412.1 | 123.8933 | 1412.1 | 71.5 | 17.65 | 1412.1 | 123.8933 | 1412.1
5120 |  | 1427.7 | 124.0288 | 1427.7 | 1427.7 | 124.0288 | 1427.7 | 1427.7 | 124.0288 | 1427.7 | 72.5 | 14.76 | 1427.7 | 124.0288 | 1427.7
5121 |  | 1449.8 | 124.2628 | 1449.8 | 1449.8 | 124.2628 | 1449.8 | 1449.8 | 124.2628 | 1449.8 | 70.5 | 19.31 | 1449.8 | 124.2628 | 1449.8
5122 |  | 1460.6 | 118.3857 | 1460.6 | 1460.6 | 118.3857 | 1460.6 | 1460.6 | 118.3857 | 1460.6 | 71.8 | 21.52 | 1460.6 | 118.3857 | 1460.6
5123 |  | 1470.9 | 115.4787 | 1470.9 | 1470.9 | 115.4787 | 1470.9 | 1470.9 | 115.4787 | 1470.9 | 72.4 | 14.04 | 1470.9 | 115.4787 | 1470.9
5124 |  | 1429.8 | 117.1883 | 1429.8 | 1429.8 | 117.1883 | 1429.8 | 1429.8 | 117.1883 | 1429.8 | 72.7 | 23.25 | 1429.8 | 117.1883 | 1429.8
5125 |  | 1455.4 | 118.2541 | 1455.4 | 1455.4 | 118.2541 | 1455.4 | 1455.4 | 118.2541 | 1455.4 | 72.5 | 15.22 | 1455.4 | 118.2541 | 1455.4
5126 |  | 1442.3 | 117.0016 | 1442.3 | 1442.3 | 117.0016 | 1442.3 | 1442.3 | 117.0016 | 1442.3 | 72.3 | 23.64 | 1442.3 | 117.0016 | 1442.3
5127 |  | 1462.3 | 118.6432 | 1462.3 | 1462.3 | 118.6432 | 1462.3 | 1462.3 | 118.6432 | 1462.3 | 72.6 | 18.5 | 1462.3 | 118.6432 | 1462.3
5128 |  | 1460.6 | 115.5311 | 1460.6 | 1460.6 | 115.5311 | 1460.6 | 1460.6 | 115.5311 | 1460.6 | 72.6 | 26.66 | 1460.6 | 115.5311 | 1460.6
5129 |  | 1519.5 | 115.5726 | 1519.5 | 1519.5 | 115.5726 | 1519.5 | 1519.5 | 115.5726 | 1519.5 | 73.5 | 19.04 | 1519.5 | 115.5726 | 1519.5
5130 |  | 1473.2 | 116.7075 | 1473.2 | 1473.2 | 116.7075 | 1473.2 | 1473.2 | 116.7075 | 1473.2 | 72.1 | 15.63 | 1473.2 | 116.7075 | 1473.2
5131 |  | 1752.5 | 118.2841 | 1752.5 | 1752.5 | 118.2841 | 1752.5 | 1752.5 | 118.2841 | 1752.5 | 73.2 | 15.31 | 1752.5 | 118.2841 | 1752.5
5132 |  | 1782.9 | 119.9702 | 1782.9 | 1782.9 | 119.9702 | 1782.9 | 1782.9 | 119.9702 | 1782.9 | 71.9 | 8.89 | 1782.9 | 119.9702 | 1782.9
5133 |  | 1770 | 123.9575 | 1770 | 1770 | 123.9575 | 1770 | 1770 | 123.9575 | 1770 | 73 | 9.33 | 1770 | 123.9575 | 1770
5134 |  | 1611 | 123.7937 | 1611 | 1611 | 123.7937 | 1611 | 1611 | 123.7937 | 1611 | 73.1 | 8.63 | 1611 | 123.7937 | 1611
5135 |  | 1597.4 | 60.2559 | 1597.4 | 1597.4 | 60.2559 | 1597.4 | 1597.4 | 60.2559 | 1597.4 | 71.5 | 3.18 | 1597.4 | 60.2559 | 1597.4
5136 |  | 1526.1 | 59.5621 | 1526.1 | 1526.1 | 59.5621 | 1526.1 | 1526.1 | 59.5621 | 1526.1 | 73 | 11.355 | 1526.1 | 59.5621 | 1526.1
5137 |  | 1454.6 | 59.5714 | 1454.6 | 1454.6 | 59.5714 | 1454.6 | 1454.6 | 59.5714 | 1454.6 | 72.8 | 9.16 | 1454.6 | 59.5714 | 1454.6
5138 |  | 1401.3 | 59.9508 | 1401.3 | 1401.3 | 59.9508 | 1401.3 | 1401.3 | 59.9508 | 1401.3 | 73.4 | 8.9 | 1401.3 | 59.9508 | 1401.3
5139 |  | 1391.1 | 59.4117 | 1391.1 | 1391.1 | 59.4117 | 1391.1 | 1391.1 | 59.4117 | 1391.1 | 73.2 | 10.36 | 1391.1 | 59.4117 | 1391.1
5140 |  | 1374.1 | 60.0628 | 1374.1 | 1374.1 | 60.0628 | 1374.1 | 1374.1 | 60.0628 | 1374.1 | 72.5 | 8.12 | 1374.1 | 60.0628 | 1374.1
5141 |  | 1423.9 | 59.7892 | 1423.9 | 1423.9 | 59.7892 | 1423.9 | 1423.9 | 59.7892 | 1423.9 | 72.7 | 9.16 | 1423.9 | 59.7892 | 1423.9
5142 |  | 1454.4 | 61.0418 | 1454.4 | 1454.4 | 61.0418 | 1454.4 | 1454.4 | 61.0418 | 1454.4 | 73.2 | 8.56 | 1454.4 | 61.0418 | 1454.4
5143 |  | 1389.5 | 58.2513 | 1389.5 | 1389.5 | 58.2513 | 1389.5 | 1389.5 | 58.2513 | 1389.5 | 71.6 | 8.63 | 1389.5 | 58.2513 | 1389.5
5144 |  | 1421.8 | 59.6556 | 1421.8 | 1421.8 | 59.6556 | 1421.8 | 1421.8 | 59.6556 | 1421.8 | 72.5 | 8.82 | 1421.8 | 59.6556 | 1421.8
5145 |  | 1418.7 | 59.0802 | 1418.7 | 1418.7 | 59.0802 | 1418.7 | 1418.7 | 59.0802 | 1418.7 | 72.2 | 10.97 | 1418.7 | 59.0802 | 1418.7
5146 |  | 1480.4 | 58.8106 | 1480.4 | 1480.4 | 58.8106 | 1480.4 | 1480.4 | 58.8106 | 1480.4 | 72.4 | 20.955 | 1480.4 | 58.8106 | 1480.4
5147 |  | 1365.6 | 59.0734 | 1365.6 | 1365.6 | 59.0734 | 1365.6 | 1365.6 | 59.0734 | 1365.6 | 71.4 | 20.51 | 1365.6 | 59.0734 | 1365.6
5148 |  | 1398.1 | 57.631 | 1398.1 | 1398.1 | 57.631 | 1398.1 | 1398.1 | 57.631 | 1398.1 | 70.3 | 26.42 | 1398.1 | 57.631 | 1398.1
5149 |  | 1440.5 | 58.1226 | 1440.5 | 1440.5 | 58.1226 | 1440.5 | 1440.5 | 58.1226 | 1440.5 | 70.8 | 16.43 | 1440.5 | 58.1226 | 1440.5
5150 |  | 1393.6 | 123.619 | 1393.6 | 1393.6 | 123.619 | 1393.6 | 1393.6 | 123.619 | 1393.6 | 71.7 | 20.34 | 1393.6 | 123.619 | 1393.6
5151 |  | 1467.9 | 122.6691 | 1467.9 | 1467.9 | 122.6691 | 1467.9 | 1467.9 | 122.6691 | 1467.9 | 73.3 | 19.34 | 1467.9 | 122.6691 | 1467.9
5152 |  | 1485.4 | 128.4703 | 1485.4 | 1485.4 | 128.4703 | 1485.4 | 1485.4 | 128.4703 | 1485.4 | 72.4 | 24.54 | 1485.4 | 128.4703 | 1485.4
5153 |  | 1489.9 | 129.2998 | 1489.9 | 1489.9 | 129.2998 | 1489.9 | 1489.9 | 129.2998 | 1489.9 | 73.4 | 24.09 | 1489.9 | 129.2998 | 1489.9
5154 |  | 1553 | 124.9513 | 1553 | 1553 | 124.9513 | 1553 | 1553 | 124.9513 | 1553 | 70.1 | 19.89 | 1553 | 124.9513 | 1553
5155 |  | 1755.5 | 126.5601 | 1755.5 | 1755.5 | 126.5601 | 1755.5 | 1755.5 | 126.5601 | 1755.5 | 71.7 | 20.74 | 1755.5 | 126.5601 | 1755.5
5156 |  | 1783.1 | 127.5105 | 1783.1 | 1783.1 | 127.5105 | 1783.1 | 1783.1 | 127.5105 | 1783.1 | 71.5 | 10.13 | 1783.1 | 127.5105 | 1783.1
5157 |  | 1754.2 | 124.6516 | 1754.2 | 1754.2 | 124.6516 | 1754.2 | 1754.2 | 124.6516 | 1754.2 | 71.8 | 8.85 | 1754.2 | 124.6516 | 1754.2
5158 |  | 1731.7 | 124.7333 | 1731.7 | 1731.7 | 124.7333 | 1731.7 | 1731.7 | 124.7333 | 1731.7 | 72.7 | 8.94 | 1731.7 | 124.7333 | 1731.7
5159 |  | 1575.4 | 124.6445 | 1575.4 | 1575.4 | 124.6445 | 1575.4 | 1575.4 | 124.6445 | 1575.4 | 71.9 | 9.33 | 1575.4 | 124.6445 | 1575.4
5160 |  | 1492.9 | 123.8314 | 1492.9 | 1492.9 | 123.8314 | 1492.9 | 1492.9 | 123.8314 | 1492.9 | 71.3 | 8.31 | 1492.9 | 123.8314 | 1492.9
5161 |  | 1429.3 | 117.573 | 1429.3 | 1429.3 | 117.573 | 1429.3 | 1429.3 | 117.573 | 1429.3 | 72 | 8.67 | 1429.3 | 117.573 | 1429.3
5162 |  | 1422 | 119.1644 | 1422 | 1422 | 119.1644 | 1422 | 1422 | 119.1644 | 1422 | 71.2 | 8.04 | 1422 | 119.1644 | 1422
5163 |  | 1389.1 | 120.2864 | 1389.1 | 1389.1 | 120.2864 | 1389.1 | 1389.1 | 120.2864 | 1389.1 | 71.6 | 8.64 | 1389.1 | 120.2864 | 1389.1
5164 |  | 1409 | 120.2339 | 1409 | 1409 | 120.2339 | 1409 | 1409 | 120.2339 | 1409 | 72.1 | 12.41 | 1409 | 120.2339 | 1409
5165 |  | 1414.1 | 119.5095 | 1414.1 | 1414.1 | 119.5095 | 1414.1 | 1414.1 | 119.5095 | 1414.1 | 72.1 | 8.56 | 1414.1 | 119.5095 | 1414.1
5166 |  | 1422.8 | 120.6998 | 1422.8 | 1422.8 | 120.6998 | 1422.8 | 1422.8 | 120.6998 | 1422.8 | 72.6 | 8.87 | 1422.8 | 120.6998 | 1422.8
5167 |  | 1420.4 | 121.3075 | 1420.4 | 1420.4 | 121.3075 | 1420.4 | 1420.4 | 121.3075 | 1420.4 | 71.8 | 8.46 | 1420.4 | 121.3075 | 1420.4
5168 |  | 1430.4 | 119.9902 | 1430.4 | 1430.4 | 119.9902 | 1430.4 | 1430.4 | 119.9902 | 1430.4 | 71.9 | 8.64 | 1430.4 | 119.9902 | 1430.4
5169 |  | 1369.1 | 120.1207 | 1369.1 | 1369.1 | 120.1207 | 1369.1 | 1369.1 | 120.1207 | 1369.1 | 71.4 | 20.12 | 1369.1 | 120.1207 | 1369.1
5170 |  | 1419.4 | 120.7152 | 1419.4 | 1419.4 | 120.7152 | 1419.4 | 1419.4 | 120.7152 | 1419.4 | 70.6 | 20.39 | 1419.4 | 120.7152 | 1419.4
5171 |  | 1420.4 | 128.1497 | 1420.4 | 1420.4 | 128.1497 | 1420.4 | 1420.4 | 128.1497 | 1420.4 | 71.8 | 26.98 | 1420.4 | 128.1497 | 1420.4
5172 |  | 1426.8 | 124.1853 | 1426.8 | 1426.8 | 124.1853 | 1426.8 | 1426.8 | 124.1853 | 1426.8 | 71.1 | 25.85 | 1426.8 | 124.1853 | 1426.8
5173 |  | 1403.6 | 121.9853 | 1403.6 | 1403.6 | 121.9853 | 1403.6 | 1403.6 | 121.9853 | 1403.6 | 69.1 | 16.91 | 1403.6 | 121.9853 | 1403.6
5174 |  | 1414.4 | 124.1022 | 1414.4 | 1414.4 | 124.1022 | 1414.4 | 1414.4 | 124.1022 | 1414.4 | 69.6 | 12.05 | 1414.4 | 124.1022 | 1414.4
5175 |  | 1450.1 | 120.6792 | 1450.1 | 1450.1 | 120.6792 | 1450.1 | 1450.1 | 120.6792 | 1450.1 | 72 | 17.78 | 1450.1 | 120.6792 | 1450.1
5176 |  | 1477.8 | 120.8138 | 1477.8 | 1477.8 | 120.8138 | 1477.8 | 1477.8 | 120.8138 | 1477.8 | 71.3 | 23.36 | 1477.8 | 120.8138 | 1477.8
5177 |  | 1535 | 121.2029 | 1535 | 1535 | 121.2029 | 1535 | 1535 | 121.2029 | 1535 | 71.5 | 24.15 | 1535 | 121.2029 | 1535
5178 |  | 1520.7 | 122.0939 | 1520.7 | 1520.7 | 122.0939 | 1520.7 | 1520.7 | 122.0939 | 1520.7 | 72.5 | 22.34 | 1520.7 | 122.0939 | 1520.7
5179 |  | 1775.3 | 127.2469 | 1775.3 | 1775.3 | 127.2469 | 1775.3 | 1775.3 | 127.2469 | 1775.3 | 71.3 | 19.47 | 1775.3 | 127.2469 | 1775.3
5180 |  | 1786.9 | 131.9442 | 1786.9 | 1786.9 | 131.9442 | 1786.9 | 1786.9 | 131.9442 | 1786.9 | 72.3 | 10.27 | 1786.9 | 131.9442 | 1786.9
5181 |  | 1794.9 | 130.3961 | 1794.9 | 1794.9 | 130.3961 | 1794.9 | 1794.9 | 130.3961 | 1794.9 | 72.3 | 12.2 | 1794.9 | 130.3961 | 1794.9
5182 |  | 1707.5 | 129.8923 | 1707.5 | 1707.5 | 129.8923 | 1707.5 | 1707.5 | 129.8923 | 1707.5 | 72 | 10.37 | 1707.5 | 129.8923 | 1707.5
5183 |  | 1605.4 | 130.1706 | 1605.4 | 1605.4 | 130.1706 | 1605.4 | 1605.4 | 130.1706 | 1605.4 | 73 | 9.9 | 1605.4 | 130.1706 | 1605.4
5184 |  | 1515.1 | 129.2841 | 1515.1 | 1515.1 | 129.2841 | 1515.1 | 1515.1 | 129.2841 | 1515.1 | 72.2 | 10.55 | 1515.1 | 129.2841 | 1515.1
5185 |  | 1460.5 | 128.9019 | 1460.5 | 1460.5 | 128.9019 | 1460.5 | 1460.5 | 128.9019 | 1460.5 | 73.1 | 14.88 | 1460.5 | 128.9019 | 1460.5
5186 |  | 1418.8 | 128.6106 | 1418.8 | 1418.8 | 128.6106 | 1418.8 | 1418.8 | 128.6106 | 1418.8 | 72.8 | 12.62 | 1418.8 | 128.6106 | 1418.8
5187 |  | 1403.7 | 129.5771 | 1403.7 | 1403.7 | 129.5771 | 1403.7 | 1403.7 | 129.5771 | 1403.7 | 71.7 | 14.67 | 1403.7 | 129.5771 | 1403.7
5188 |  | 1386.7 | 129.2316 | 1386.7 | 1386.7 | 129.2316 | 1386.7 | 1386.7 | 129.2316 | 1386.7 | 72 | 16.7 | 1386.7 | 129.2316 | 1386.7
5189 |  | 1442.6 | 128.04 | 1442.6 | 1442.6 | 128.04 | 1442.6 | 1442.6 | 128.04 | 1442.6 | 72.4 | 15.9 | 1442.6 | 128.04 | 1442.6
5190 |  | 1448.4 | 130.7798 | 1448.4 | 1448.4 | 130.7798 | 1448.4 | 1448.4 | 130.7798 | 1448.4 | 71 | 8.42 | 1448.4 | 130.7798 | 1448.4
5191 |  | 1433.8 | 128.4727 | 1433.8 | 1433.8 | 128.4727 | 1433.8 | 1433.8 | 128.4727 | 1433.8 | 71.9 | 12.09 | 1433.8 | 128.4727 | 1433.8
5192 |  | 1475.6 | 127.0212 | 1475.6 | 1475.6 | 127.0212 | 1475.6 | 1475.6 | 127.0212 | 1475.6 | 72.1 | 8.42 | 1475.6 | 127.0212 | 1475.6
5193 |  | 1471.5 | 130.0228 | 1471.5 | 1471.5 | 130.0228 | 1471.5 | 1471.5 | 130.0228 | 1471.5 | 72.2 | 13.34 | 1471.5 | 130.0228 | 1471.5
5194 |  | 1504.3 | 129.8792 | 1504.3 | 1504.3 | 129.8792 | 1504.3 | 1504.3 | 129.8792 | 1504.3 | 71.9 | 17.25 | 1504.3 | 129.8792 | 1504.3
5195 |  | 1490.7 | 133.2697 | 1490.7 | 1490.7 | 133.2697 | 1490.7 | 1490.7 | 133.2697 | 1490.7 | 71.6 | 26.11 | 1490.7 | 133.2697 | 1490.7
5196 |  | 1483.6 | 131.3035 | 1483.6 | 1483.6 | 131.3035 | 1483.6 | 1483.6 | 131.3035 | 1483.6 | 72.3 | 20.21 | 1483.6 | 131.3035 | 1483.6
5197 |  | 1493.3 | 128.8523 | 1493.3 | 1493.3 | 128.8523 | 1493.3 | 1493.3 | 128.8523 | 1493.3 | 71 | 19.45 | 1493.3 | 128.8523 | 1493.3
5198 |  | 1518.4 | 129.6345 | 1518.4 | 1518.4 | 129.6345 | 1518.4 | 1518.4 | 129.6345 | 1518.4 | 72.9 | 21.23 | 1518.4 | 129.6345 | 1518.4
5199 |  | 1495.2 | 127.9914 | 1495.2 | 1495.2 | 127.9914 | 1495.2 | 1495.2 | 127.9914 | 1495.2 | 71.3 | 23.89 | 1495.2 | 127.9914 | 1495.2
5200 |  | 1520.9 | 124.3424 | 1520.9 | 1520.9 | 124.3424 | 1520.9 | 1520.9 | 124.3424 | 1520.9 | 72.3 | 17.22 | 1520.9 | 124.3424 | 1520.9
5201 |  | 1494.9 | 129.2644 | 1494.9 | 1494.9 | 129.2644 | 1494.9 | 1494.9 | 129.2644 | 1494.9 | 72.7 | 23.07 | 1494.9 | 129.2644 | 1494.9
5202 |  | 1491.8 | 129.5026 | 1491.8 | 1491.8 | 129.5026 | 1491.8 | 1491.8 | 129.5026 | 1491.8 | 72.2 | 21.12 | 1491.8 | 129.5026 | 1491.8
5203 |  | 1754.9 | 130.1643 | 1754.9 | 1754.9 | 130.1643 | 1754.9 | 1754.9 | 130.1643 | 1754.9 | 72.2 | 11.22 | 1754.9 | 130.1643 | 1754.9
5204 |  | 1839.5 | 131.6681 | 1839.5 | 1839.5 | 131.6681 | 1839.5 | 1839.5 | 131.6681 | 1839.5 | 72.9 | 8.12 | 1839.5 | 131.6681 | 1839.5
5205 |  | 1805 | 130.5534 | 1805 | 1805 | 130.5534 | 1805 | 1805 | 130.5534 | 1805 | 71.6 | 11.02 | 1805 | 130.5534 | 1805
5206 |  | 1747.7 | 130.1746 | 1747.7 | 1747.7 | 130.1746 | 1747.7 | 1747.7 | 130.1746 | 1747.7 | 71.4 | 14.35 | 1747.7 | 130.1746 | 1747.7
5207 |  | 1615.1 | 129.2082 | 1615.1 | 1615.1 | 129.2082 | 1615.1 | 1615.1 | 129.2082 | 1615.1 | 72.6 | 12.22 | 1615.1 | 129.2082 | 1615.1
5208 |  | 1519.8 | 128.0903 | 1519.8 | 1519.8 | 128.0903 | 1519.8 | 1519.8 | 128.0903 | 1519.8 | 71.9 | 12.68 | 1519.8 | 128.0903 | 1519.8
5209 |  | 1454.1 | 129.3641 | 1454.1 | 1454.1 | 129.3641 | 1454.1 | 1454.1 | 129.3641 | 1454.1 | 72.7 | 12.42 | 1454.1 | 129.3641 | 1454.1
5210 |  | 1433 | 130.9162 | 1433 | 1433 | 130.9162 | 1433 | 1433 | 130.9162 | 1433 | 71.5 | 12.7 | 1433 | 130.9162 | 1433
5211 |  | 1385 | 131.3374 | 1385 | 1385 | 131.3374 | 1385 | 1385 | 131.3374 | 1385 | 72.6 | 13.58 | 1385 | 131.3374 | 1385
5212 |  | 1361.9 | 130.1585 | 1361.9 | 1361.9 | 130.1585 | 1361.9 | 1361.9 | 130.1585 | 1361.9 | 72.9 | 12.3 | 1361.9 | 130.1585 | 1361.9
5213 |  | 1433.3 | 128.0916 | 1433.3 | 1433.3 | 128.0916 | 1433.3 | 1433.3 | 128.0916 | 1433.3 | 71.5 | 8.39 | 1433.3 | 128.0916 | 1433.3
5214 |  | 1366.7 | 127.4474 | 1366.7 | 1366.7 | 127.4474 | 1366.7 | 1366.7 | 127.4474 | 1366.7 | 72.4 | 12.6 | 1366.7 | 127.4474 | 1366.7
5215 |  | 1318.4 | 129.3502 | 1318.4 | 1318.4 | 129.3502 | 1318.4 | 1318.4 | 129.3502 | 1318.4 | 71.7 | 7.93 | 1318.4 | 129.3502 | 1318.4
5216 |  | 1317.1 | 129.5881 | 1317.1 | 1317.1 | 129.5881 | 1317.1 | 1317.1 | 129.5881 | 1317.1 | 72.3 | 9.26 | 1317.1 | 129.5881 | 1317.1
5217 |  | 1312.9 | 129.3828 | 1312.9 | 1312.9 | 129.3828 | 1312.9 | 1312.9 | 129.3828 | 1312.9 | 71.9 | 17.24 | 1312.9 | 129.3828 | 1312.9
5218 |  | 1330.2 | 129.4405 | 1330.2 | 1330.2 | 129.4405 | 1330.2 | 1330.2 | 129.4405 | 1330.2 | 71.9 | 15 | 1330.2 | 129.4405 | 1330.2
5219 |  | 1298.4 | 129.3373 | 1298.4 | 1298.4 | 129.3373 | 1298.4 | 1298.4 | 129.3373 | 1298.4 | 71.6 | 19.78 | 1298.4 | 129.3373 | 1298.4
5220 |  | 1302.7 | 129.0591 | 1302.7 | 1302.7 | 129.0591 | 1302.7 | 1302.7 | 129.0591 | 1302.7 | 71.8 | 12.91 | 1302.7 | 129.0591 | 1302.7
5221 |  | 1315.3 | 128.0128 | 1315.3 | 1315.3 | 128.0128 | 1315.3 | 1315.3 | 128.0128 | 1315.3 | 72.3 | 19.38 | 1315.3 | 128.0128 | 1315.3
5222 |  | 1295.4 | 127.4791 | 1295.4 | 1295.4 | 127.4791 | 1295.4 | 1295.4 | 127.4791 | 1295.4 | 72.3 | 18.77 | 1295.4 | 127.4791 | 1295.4
5223 |  | 1331.3 | 128.1327 | 1331.3 | 1331.3 | 128.1327 | 1331.3 | 1331.3 | 128.1327 | 1331.3 | 71.3 | 11.43 | 1331.3 | 128.1327 | 1331.3
5224 |  | 1253.2 | 129.3399 | 1253.2 | 1253.2 | 129.3399 | 1253.2 | 1253.2 | 129.3399 | 1253.2 | 71.8 | 10.86 | 1253.2 | 129.3399 | 1253.2
5225 |  | 1388.4 | 129.9727 | 1388.4 | 1388.4 | 129.9727 | 1388.4 | 1388.4 | 129.9727 | 1388.4 | 71.9 | 7.45 | 1388.4 | 129.9727 | 1388.4
5226 |  | 1417.1 | 126.8724 | 1417.1 | 1417.1 | 126.8724 | 1417.1 | 1417.1 | 126.8724 | 1417.1 | 72.3 | 8.43 | 1417.1 | 126.8724 | 1417.1
5227 |  | 1706.3 | 128.3664 | 1706.3 | 1706.3 | 128.3664 | 1706.3 | 1706.3 | 128.3664 | 1706.3 | 68.2 | 8.07 | 1706.3 | 128.3664 | 1706.3
5228 |  | 1739.7 | 130.2183 | 1739.7 | 1739.7 | 130.2183 | 1739.7 | 1739.7 | 130.2183 | 1739.7 | 71.2 | 8.27 | 1739.7 | 130.2183 | 1739.7
5229 |  | 1760.4 | 128.4624 | 1760.4 | 1760.4 | 128.4624 | 1760.4 | 1760.4 | 128.4624 | 1760.4 | 70.6 | 7.71 | 1760.4 | 128.4624 | 1760.4
5230 |  | 1670.8 | 128.6913 | 1670.8 | 1670.8 | 128.6913 | 1670.8 | 1670.8 | 128.6913 | 1670.8 | 71.6 | 7.97 | 1670.8 | 128.6913 | 1670.8
5231 |  | 1508.9 | 127.4453 | 1508.9 | 1508.9 | 127.4453 | 1508.9 | 1508.9 | 127.4453 | 1508.9 | 72.1 | 8.16 | 1508.9 | 127.4453 | 1508.9
5232 |  | 1386.6 | 127.4259 | 1386.6 | 1386.6 | 127.4259 | 1386.6 | 1386.6 | 127.4259 | 1386.6 | 71.4 | 7.57 | 1386.6 | 127.4259 | 1386.6
5233 |  | 1356.1 | 128.94 | 1356.1 | 1356.1 | 128.94 | 1356.1 | 1356.1 | 128.94 | 1356.1 | 71.2 | 7.77 | 1356.1 | 128.94 | 1356.1
5234 |  | 1350.1 | 127.8472 | 1350.1 | 1350.1 | 127.8472 | 1350.1 | 1350.1 | 127.8472 | 1350.1 | 71.1 | 7.79 | 1350.1 | 127.8472 | 1350.1
5235 |  | 1334.1 | 126.2677 | 1334.1 | 1334.1 | 126.2677 | 1334.1 | 1334.1 | 126.2677 | 1334.1 | 71 | 7.94 | 1334.1 | 126.2677 | 1334.1
5236 |  | 1311.6 | 127.7626 | 1311.6 | 1311.6 | 127.7626 | 1311.6 | 1311.6 | 127.7626 | 1311.6 | 70.8 | 7.9 | 1311.6 | 127.7626 | 1311.6
5237 |  | 1332.9 | 128.7593 | 1332.9 | 1332.9 | 128.7593 | 1332.9 | 1332.9 | 128.7593 | 1332.9 | 70.8 | 8.31 | 1332.9 | 128.7593 | 1332.9
5238 |  | 1355.8 | 127.1645 | 1355.8 | 1355.8 | 127.1645 | 1355.8 | 1355.8 | 127.1645 | 1355.8 | 71 | 8 | 1355.8 | 127.1645 | 1355.8
5239 |  | 1357.1 | 127.688 | 1357.1 | 1357.1 | 127.688 | 1357.1 | 1357.1 | 127.688 | 1357.1 | 70.4 | 7.84 | 1357.1 | 127.688 | 1357.1
5240 |  | 1323 | 126.9886 | 1323 | 1323 | 126.9886 | 1323 | 1323 | 126.9886 | 1323 | 69.5 | 7.43 | 1323 | 126.9886 | 1323
5241 |  | 1357.9 | 127.7335 | 1357.9 | 1357.9 | 115.4022 | 1357.9 | 1357.9 | 127.7335 | 1357.9 | 71.1 | 19.355 | 1357.9 | 127.7335 | 1357.9
5242 |  | 1380.6 | 128.8518 | 1380.6 | 1380.6 | 115.9955 | 1380.6 | 1380.6 | 128.8518 | 1380.6 | 70.9 | 18.18 | 1380.6 | 128.8518 | 1380.6
5243 |  | 1363.5 | 127.6021 | 1363.5 | 1363.5 | 116.4126 | 1363.5 | 1363.5 | 127.6021 | 1363.5 | 71.1 | 22.635 | 1363.5 | 127.6021 | 1363.5
5244 |  | 1349.65 | 127.0753 | 1349.65 | 1349.65 | 102.2589 | 1349.65 | 1349.65 | 127.0753 | 1349.65 | 71.9 | 15.385 | 1349.65 | 127.0753 | 1349.65
5245 |  | 1350.95 | 126.6279 | 1350.95 | 1350.95 | 113.2996 | 1350.95 | 1350.95 | 126.6279 | 1350.95 | 71.3 | 18.645 | 1350.95 | 126.6279 | 1350.95
5246 |  | 1231.6 | 126.4285 | 1231.6 | 1231.6 | 126.4285 | 1231.6 | 1231.6 | 126.4285 | 1231.6 | 71.6 | 7.15 | 1231.6 | 126.4285 | 1231.6
5247 |  | 1260.7 | 128.297 | 1260.7 | 1260.7 | 128.297 | 1260.7 | 1260.7 | 128.297 | 1260.7 | 71.5 | 7.1 | 1260.7 | 128.297 | 1260.7
5248 |  | 1244.8 | 127.8232 | 1244.8 | 1244.8 | 127.8232 | 1244.8 | 1244.8 | 127.8232 | 1244.8 | 71.3 | 6.58 | 1244.8 | 127.8232 | 1244.8
5249 |  | 1274.9 | 127.9328 | 1274.9 | 1274.9 | 127.9328 | 1274.9 | 1274.9 | 127.9328 | 1274.9 | 71.8 | 5.55 | 1274.9 | 127.9328 | 1274.9
5250 |  | 1262.2 | 128.2275 | 1262.2 | 1262.2 | 128.2275 | 1262.2 | 1262.2 | 128.2275 | 1262.2 | 71.8 | 5.44 | 1262.2 | 128.2275 | 1262.2
5251 |  | 1669.7 | 131.2005 | 1669.7 | 1669.7 | 131.2005 | 1669.7 | 1669.7 | 131.2005 | 1669.7 | 70.3 | 5.07 | 1669.7 | 131.2005 | 1669.7
5252 |  | 1717.2 | 130.1955 | 1717.2 | 1717.2 | 130.1955 | 1717.2 | 1717.2 | 130.1955 | 1717.2 | 71.4 | 6.74 | 1717.2 | 130.1955 | 1717.2
5253 |  | 1711 | 128.293 | 1711 | 1711 | 128.293 | 1711 | 1711 | 128.293 | 1711 | 71.7 | 12.69 | 1711 | 128.293 | 1711
5254 |  | 1627.2 | 127.4246 | 1627.2 | 1627.2 | 127.4246 | 1627.2 | 1627.2 | 127.4246 | 1627.2 | 72.3 | 15.83 | 1627.2 | 127.4246 | 1627.2
5255 |  | 1540.8 | 127.1486 | 1540.8 | 1540.8 | 127.1486 | 1540.8 | 1540.8 | 127.1486 | 1540.8 | 72.3 | 13.65 | 1540.8 | 127.1486 | 1540.8
5256 |  | 1417.1 | 125.6702 | 1417.1 | 1417.1 | 125.6702 | 1417.1 | 1417.1 | 125.6702 | 1417.1 | 71.7 | 10.415 | 1417.1 | 125.6702 | 1417.1
5257 |  | 1262.3 | 126.5272 | 1262.3 | 1262.3 | 126.5272 | 1262.3 | 1262.3 | 126.5272 | 1262.3 | 71.3 | 14.75 | 1262.3 | 126.5272 | 1262.3
5258 |  | 1354.6 | 127.9819 | 1354.6 | 1354.6 | 127.9819 | 1354.6 | 1354.6 | 127.9819 | 1354.6 | 71.4 | 8.2 | 1354.6 | 127.9819 | 1354.6
5259 |  | 1348.3 | 127.444 | 1348.3 | 1348.3 | 127.444 | 1348.3 | 1348.3 | 127.444 | 1348.3 | 71.1 | 9.7 | 1348.3 | 127.444 | 1348.3
5260 |  | 1343.6 | 128.0894 | 1343.6 | 1343.6 | 128.0894 | 1343.6 | 1343.6 | 128.0894 | 1343.6 | 71.6 | 13.67 | 1343.6 | 128.0894 | 1343.6
5261 |  | 1373.3 | 128.1982 | 1373.3 | 1373.3 | 128.1982 | 1373.3 | 1373.3 | 128.1982 | 1373.3 | 71.7 | 15.91 | 1373.3 | 128.1982 | 1373.3
5262 |  | 1359.51 | 129.015 | 1359.51 | 1359.51 | 129.015 | 1359.51 | 1359.51 | 129.015 | 1359.51 | 72.3 | 7.85 | 1359.51 | 129.015 | 1359.51
5263 |  | 1365.39 | 127.0943 | 1365.39 | 1365.39 | 127.0943 | 1365.39 | 1365.39 | 127.0943 | 1365.39 | 72.2 | 7.99 | 1365.39 | 127.0943 | 1365.39
5264 |  | 1397.2 | 116.1498 | 1397.2 | 1397.2 | 116.1498 | 1397.2 | 1397.2 | 116.1498 | 1397.2 | 71.9 | 19.38 | 1397.2 | 116.1498 | 1397.2
5265 |  | 1402.9 | 101.4217 | 1402.9 | 1402.9 | 101.4217 | 1402.9 | 1402.9 | 101.4217 | 1402.9 | 72.2 | 21.47 | 1402.9 | 101.4217 | 1402.9
5266 |  | 1431 | 102.5505 | 1431 | 1431 | 102.5505 | 1431 | 1431 | 102.5505 | 1431 | 72.5 | 21.36 | 1431 | 102.5505 | 1431
5267 |  | 1428.6 | 103.4878 | 1428.6 | 1428.6 | 103.4878 | 1428.6 | 1428.6 | 103.4878 | 1428.6 | 72.2 | 25.49 | 1428.6 | 103.4878 | 1428.6
5268 |  | 1396.6 | 75.4587 | 1396.6 | 1396.6 | 75.4587 | 1396.6 | 1396.6 | 75.4587 | 1396.6 | 71.9 | 17.86 | 1396.6 | 75.4587 | 1396.6
5269 |  | 1386.6 | 98.5864 | 1386.6 | 1386.6 | 98.5864 | 1386.6 | 1386.6 | 98.5864 | 1386.6 | 72.1 | 17.91 | 1386.6 | 98.5864 | 1386.6
5270 |  | 1395.4 | 99.0379 | 1395.4 | 1395.4 | 99.0379 | 1395.4 | 1395.4 | 99.0379 | 1395.4 | 72.1 | 21.14 | 1395.4 | 99.0379 | 1395.4
5271 |  | 1405.1 | 97.2737 | 1405.1 | 1405.1 | 97.2737 | 1405.1 | 1405.1 | 97.2737 | 1405.1 | 71.5 | 21.52 | 1405.1 | 97.2737 | 1405.1
5272 |  | 1397.5 | 98.2038 | 1397.5 | 1397.5 | 98.2038 | 1397.5 | 1397.5 | 98.2038 | 1397.5 | 71.7 | 21.55 | 1397.5 | 98.2038 | 1397.5
5273 |  | 1497.6 | 100.0925 | 1497.6 | 1497.6 | 100.0925 | 1497.6 | 1497.6 | 100.0925 | 1497.6 | 72.3 | 16.84 | 1497.6 | 100.0925 | 1497.6
5274 |  | 1509.9 | 100.5399 | 1509.9 | 1509.9 | 100.5399 | 1509.9 | 1509.9 | 100.5399 | 1509.9 | 71.1 | 27.48 | 1509.9 | 100.5399 | 1509.9
5275 |  | 1739.9 | 100.1634 | 1739.9 | 1739.9 | 100.1634 | 1739.9 | 1739.9 | 100.1634 | 1739.9 | 72.1 | 16 | 1739.9 | 100.1634 | 1739.9
5276 |  | 1758.4 | 98.8987 | 1758.4 | 1758.4 | 98.8987 | 1758.4 | 1758.4 | 98.8987 | 1758.4 | 72.5 | 12.48 | 1758.4 | 98.8987 | 1758.4
5277 |  | 1760.1 | 99.7244 | 1760.1 | 1760.1 | 99.7244 | 1760.1 | 1760.1 | 99.7244 | 1760.1 | 72.2 | 12.02 | 1760.1 | 99.7244 | 1760.1
5278 |  | 1652.1 | 100.1081 | 1652.1 | 1652.1 | 100.1081 | 1652.1 | 1652.1 | 100.1081 | 1652.1 | 71.4 | 13.2 | 1652.1 | 100.1081 | 1652.1
5279 |  | 1524.4 | 100.4812 | 1524.4 | 1524.4 | 100.4812 | 1524.4 | 1524.4 | 100.4812 | 1524.4 | 72.4 | 12.07 | 1524.4 | 100.4812 | 1524.4
5280 |  | 1431.5 | 100.1864 | 1431.5 | 1431.5 | 100.1864 | 1431.5 | 1431.5 | 100.1864 | 1431.5 | 72.6 | 13.26 | 1431.5 | 100.1864 | 1431.5
5281 |  | 1402.2 | 99.5338 | 1402.2 | 1402.2 | 99.5338 | 1402.2 | 1402.2 | 99.5338 | 1402.2 | 72.6 | 13.71 | 1402.2 | 99.5338 | 1402.2
5282 |  | 1375.55 | 99.0125 | 1375.55 | 1375.55 | 114.0674 | 1375.55 | 1375.55 | 99.0125 | 1375.55 | 73.2 | 13.41 | 1375.55 | 99.0125 | 1375.55
5283 |  | 1373.85 | 98.4728 | 1373.85 | 1373.85 | 113.8339 | 1373.85 | 1373.85 | 98.4728 | 1373.85 | 73.1 | 12.695 | 1373.85 | 98.4728 | 1373.85
5284 |  | 1373.35 | 98.1552 | 1373.35 | 1373.35 | 113.7468 | 1373.35 | 1373.35 | 98.1552 | 1373.35 | 72.9 | 18.96 | 1373.35 | 98.1552 | 1373.35
5285 |  | 1391 | 99.0596 | 1391 | 1391 | 114.4525 | 1391 | 1391 | 99.0596 | 1391 | 72.9 | 14.42 | 1391 | 99.0596 | 1391
5286 |  | 1223.8 | 97.6722 | 1223.8 | 1223.8 | 97.6722 | 1223.8 | 1223.8 | 97.6722 | 1223.8 | 72.2 | 15.95 | 1223.8 | 97.6722 | 1223.8
5287 |  | 1307.3 | 98.1597 | 1307.3 | 1307.3 | 98.1597 | 1307.3 | 1307.3 | 98.1597 | 1307.3 | 71.5 | 16.88 | 1307.3 | 98.1597 | 1307.3
5288 |  | 1295.1 | 99.5193 | 1295.1 | 1295.1 | 99.5193 | 1295.1 | 1295.1 | 99.5193 | 1295.1 | 72.5 | 13.83 | 1295.1 | 99.5193 | 1295.1
5289 |  | 1349.7 | 99.4137 | 1349.7 | 1349.7 | 99.4137 | 1349.7 | 1349.7 | 99.4137 | 1349.7 | 70.5 | 17.67 | 1349.7 | 99.4137 | 1349.7
5290 |  | 1408.9 | 94.7488 | 1408.9 | 1408.9 | 94.7488 | 1408.9 | 1408.9 | 94.7488 | 1408.9 | 71.8 | 22.95 | 1408.9 | 94.7488 | 1408.9
5291 |  | 1373.6 | 94.4493 | 1373.6 | 1373.6 | 94.4493 | 1373.6 | 1373.6 | 94.4493 | 1373.6 | 72.4 | 17.55 | 1373.6 | 94.4493 | 1373.6
5292 |  | 1387.8 | 94.3382 | 1387.8 | 1387.8 | 94.3382 | 1387.8 | 1387.8 | 94.3382 | 1387.8 | 72.7 | 13.6 | 1387.8 | 94.3382 | 1387.8
5293 |  | 1408.3 | 94.2433 | 1408.3 | 1408.3 | 94.2433 | 1408.3 | 1408.3 | 94.2433 | 1408.3 | 72.5 | 20.74 | 1408.3 | 94.2433 | 1408.3
5294 |  | 1462.7 | 96.4458 | 1462.7 | 1462.7 | 96.4458 | 1462.7 | 1462.7 | 96.4458 | 1462.7 | 72.3 | 18.45 | 1462.7 | 96.4458 | 1462.7
5295 |  | 1484.6 | 104.8562 | 1484.6 | 1484.6 | 104.8562 | 1484.6 | 1484.6 | 104.8562 | 1484.6 | 72.6 | 17.17 | 1484.6 | 104.8562 | 1484.6
5296 |  | 1502.3 | 104.0662 | 1502.3 | 1502.3 | 104.0662 | 1502.3 | 1502.3 | 104.0662 | 1502.3 | 72.6 | 24.38 | 1502.3 | 104.0662 | 1502.3
5297 |  | 1518.1 | 102.098 | 1518.1 | 1518.1 | 102.098 | 1518.1 | 1518.1 | 102.098 | 1518.1 | 73.5 | 21.23 | 1518.1 | 102.098 | 1518.1
5298 |  | 1550.7 | 98.6967 | 1550.7 | 1550.7 | 98.6967 | 1550.7 | 1550.7 | 98.6967 | 1550.7 | 72.1 | 13.91 | 1550.7 | 98.6967 | 1550.7
5299 |  | 1701.6 | 101.5718 | 1701.6 | 1701.6 | 101.5718 | 1701.6 | 1701.6 | 101.5718 | 1701.6 | 73.2 | 14.35 | 1701.6 | 101.5718 | 1701.6
5300 |  | 1767.1 | 102.0128 | 1767.1 | 1767.1 | 102.0128 | 1767.1 | 1767.1 | 102.0128 | 1767.1 | 71.9 | 14.61 | 1767.1 | 102.0128 | 1767.1
5301 |  | 1762.6 | 100.1508 | 1762.6 | 1762.6 | 100.1508 | 1762.6 | 1762.6 | 100.1508 | 1762.6 | 73 | 16.86 | 1762.6 | 100.1508 | 1762.6
5302 |  | 1702.2 | 99.9119 | 1702.2 | 1702.2 | 99.9119 | 1702.2 | 1702.2 | 99.9119 | 1702.2 | 73.1 | 20.68 | 1702.2 | 99.9119 | 1702.2
5303 |  | 1558.7 | 100.5532 | 1558.7 | 1558.7 | 100.5532 | 1558.7 | 1558.7 | 100.5532 | 1558.7 | 71.5 | 14.63 | 1558.7 | 100.5532 | 1558.7
5304 |  | 1490.7 | 100.5552 | 1490.7 | 1490.7 | 100.5552 | 1490.7 | 1490.7 | 100.5552 | 1490.7 | 73 | 14.54 | 1490.7 | 100.5552 | 1490.7
5305 |  | 1423.1 | 100.7985 | 1423.1 | 1423.1 | 100.7985 | 1423.1 | 1423.1 | 100.7985 | 1423.1 | 72.8 | 20.89 | 1423.1 | 100.7985 | 1423.1
5306 |  | 1396.5 | 100.1529 | 1396.5 | 1396.5 | 100.1529 | 1396.5 | 1396.5 | 100.1529 | 1396.5 | 73.4 | 18.62 | 1396.5 | 100.1529 | 1396.5
5307 |  | 1399.4 | 100.2239 | 1399.4 | 1399.4 | 100.2239 | 1399.4 | 1399.4 | 100.2239 | 1399.4 | 73.2 | 15.69 | 1399.4 | 100.2239 | 1399.4
5308 |  | 1403.1 | 99.4042 | 1403.1 | 1403.1 | 99.4042 | 1403.1 | 1403.1 | 99.4042 | 1403.1 | 72.5 | 24.25 | 1403.1 | 99.4042 | 1403.1
5309 |  | 1408.7 | 100.7068 | 1408.7 | 1408.7 | 100.7068 | 1408.7 | 1408.7 | 100.7068 | 1408.7 | 72.7 | 12.93 | 1408.7 | 100.7068 | 1408.7
5310 |  | 1244.09 | 96.7628 | 1244.09 | 1244.09 | 96.7628 | 1244.09 | 1244.09 | 96.7628 | 1244.09 | 73.2 | 16.12 | 1244.09 | 96.7628 | 1244.09
5311 |  | 1402.9 | 97.5701 | 1402.9 | 1402.9 | 97.5701 | 1402.9 | 1402.9 | 97.5701 | 1402.9 | 71.6 | 21.63 | 1402.9 | 97.5701 | 1402.9
5312 |  | 1426.1 | 99.8159 | 1426.1 | 1426.1 | 99.8159 | 1426.1 | 1426.1 | 99.8159 | 1426.1 | 72.5 | 8.23 | 1426.1 | 99.8159 | 1426.1
5313 |  | 1429.1 | 96.2772 | 1429.1 | 1429.1 | 96.2772 | 1429.1 | 1429.1 | 96.2772 | 1429.1 | 72.2 | 17.72 | 1429.1 | 96.2772 | 1429.1
5314 |  | 1422.3 | 95.6424 | 1422.3 | 1422.3 | 95.6424 | 1422.3 | 1422.3 | 95.6424 | 1422.3 | 72.4 | 18.42 | 1422.3 | 95.6424 | 1422.3
5315 |  | 1431.4 | 102.0702 | 1431.4 | 1431.4 | 102.0702 | 1431.4 | 1431.4 | 102.0702 | 1431.4 | 71.4 | 24.37 | 1431.4 | 102.0702 | 1431.4
5316 |  | 1427.6 | 96.6207 | 1427.6 | 1427.6 | 96.6207 | 1427.6 | 1427.6 | 96.6207 | 1427.6 | 70.3 | 18.53 | 1427.6 | 96.6207 | 1427.6
5317 |  | 1435.1 | 95.903 | 1435.1 | 1435.1 | 95.903 | 1435.1 | 1435.1 | 95.903 | 1435.1 | 70.8 | 12.03 | 1435.1 | 95.903 | 1435.1
5318 |  | 1483.3 | 96.9247 | 1483.3 | 1483.3 | 96.9247 | 1483.3 | 1483.3 | 96.9247 | 1483.3 | 71.7 | 18.22 | 1483.3 | 96.9247 | 1483.3
5319 |  | 1412.7 | 96.7799 | 1412.7 | 1412.7 | 96.7799 | 1412.7 | 1412.7 | 96.7799 | 1412.7 | 73.3 | 13.04 | 1412.7 | 96.7799 | 1412.7
5320 |  | 1509.1 | 96.1929 | 1509.1 | 1509.1 | 96.1929 | 1509.1 | 1509.1 | 96.1929 | 1509.1 | 72.4 | 12.85 | 1509.1 | 96.1929 | 1509.1
5321 |  | 1523.6 | 97.0954 | 1523.6 | 1523.6 | 97.0954 | 1523.6 | 1523.6 | 97.0954 | 1523.6 | 73.4 | 18.71 | 1523.6 | 97.0954 | 1523.6
5322 |  | 1555.1 | 98.1406 | 1555.1 | 1555.1 | 98.1406 | 1555.1 | 1555.1 | 98.1406 | 1555.1 | 70.1 | 15.95 | 1555.1 | 98.1406 | 1555.1
5323 |  | 1732.6 | 101.857 | 1732.6 | 1732.6 | 101.857 | 1732.6 | 1732.6 | 101.857 | 1732.6 | 71.7 | 20.07 | 1732.6 | 101.857 | 1732.6
5324 |  | 1800.5 | 101.6346 | 1800.5 | 1800.5 | 101.6346 | 1800.5 | 1800.5 | 101.6346 | 1800.5 | 71.5 | 13.04 | 1800.5 | 101.6346 | 1800.5
5325 |  | 1794.5 | 98.5954 | 1794.5 | 1794.5 | 98.5954 | 1794.5 | 1794.5 | 98.5954 | 1794.5 | 71.8 | 12.89 | 1794.5 | 98.5954 | 1794.5
5326 |  | 1690 | 75.4268 | 1690 | 1690 | 75.4268 | 1690 | 1690 | 75.4268 | 1690 | 72.7 | 16.85 | 1690 | 75.4268 | 1690
5327 |  | 1628.7 | 74.4627 | 1628.7 | 1628.7 | 74.4627 | 1628.7 | 1628.7 | 74.4627 | 1628.7 | 71.9 | 14.21 | 1628.7 | 74.4627 | 1628.7
5328 |  | 1553.9 | 86.3234 | 1553.9 | 1553.9 | 86.3234 | 1553.9 | 1553.9 | 86.3234 | 1553.9 | 71.3 | 15.82 | 1553.9 | 86.3234 | 1553.9
5329 |  | 1426.9 | 123.2092 | 1426.9 | 1426.9 | 123.2092 | 1426.9 | 1426.9 | 123.2092 | 1426.9 | 72 | 16.39 | 1426.9 | 123.2092 | 1426.9
5330 |  | 1424.2 | 124.183 | 1424.2 | 1424.2 | 124.183 | 1424.2 | 1424.2 | 124.183 | 1424.2 | 71.2 | 17.08 | 1424.2 | 124.183 | 1424.2
5331 |  | 1391.9 | 125.1655 | 1391.9 | 1391.9 | 125.1655 | 1391.9 | 1391.9 | 125.1655 | 1391.9 | 71.6 | 21.45 | 1391.9 | 125.1655 | 1391.9
5332 |  | 1384.7 | 123.5307 | 1384.7 | 1384.7 | 123.5307 | 1384.7 | 1384.7 | 123.5307 | 1384.7 | 72.1 | 15.86 | 1384.7 | 123.5307 | 1384.7
5333 |  | 1438.8 | 120.4897 | 1438.8 | 1438.8 | 120.4897 | 1438.8 | 1438.8 | 120.4897 | 1438.8 | 72.1 | 21.52 | 1438.8 | 120.4897 | 1438.8
5334 |  | 1428.7 | 123.7944 | 1428.7 | 1428.7 | 123.7944 | 1428.7 | 1428.7 | 123.7944 | 1428.7 | 72.6 | 18.41 | 1428.7 | 123.7944 | 1428.7
5335 |  | 1303.4 | 126.7321 | 1303.4 | 1303.4 | 126.7321 | 1303.4 | 1303.4 | 126.7321 | 1303.4 | 71.8 | 8.91 | 1303.4 | 126.7321 | 1303.4
5336 |  | 1415.6 | 125.5378 | 1415.6 | 1415.6 | 125.5378 | 1415.6 | 1415.6 | 125.5378 | 1415.6 | 71.9 | 9.29 | 1415.6 | 125.5378 | 1415.6
5337 |  | 1429.7 | 127.6553 | 1429.7 | 1429.7 | 127.6553 | 1429.7 | 1429.7 | 127.6553 | 1429.7 | 71.4 | 12.58 | 1429.7 | 127.6553 | 1429.7
5338 |  | 1466.6 | 125.2689 | 1466.6 | 1466.6 | 125.2689 | 1466.6 | 1466.6 | 125.2689 | 1466.6 | 70.6 | 13.89 | 1466.6 | 125.2689 | 1466.6
5339 |  | 1442.5 | 96.2206 | 1442.5 | 1442.5 | 96.2206 | 1442.5 | 1442.5 | 96.2206 | 1442.5 | 71.8 | 15.22 | 1442.5 | 96.2206 | 1442.5
5340 |  | 1405.9 | 96.2587 | 1405.9 | 1405.9 | 96.2587 | 1405.9 | 1405.9 | 96.2587 | 1405.9 | 71.1 | 21.11 | 1405.9 | 96.2587 | 1405.9
5341 |  | 1447 | 98.1204 | 1447 | 1447 | 98.1204 | 1447 | 1447 | 98.1204 | 1447 | 69.1 | 15.3 | 1447 | 98.1204 | 1447
5342 |  | 1465.5 | 97.9469 | 1465.5 | 1465.5 | 97.9469 | 1465.5 | 1465.5 | 97.9469 | 1465.5 | 69.6 | 20.19 | 1465.5 | 97.9469 | 1465.5
5343 |  | 1479.4 | 97.8052 | 1479.4 | 1479.4 | 97.8052 | 1479.4 | 1479.4 | 97.8052 | 1479.4 | 72 | 20.76 | 1479.4 | 97.8052 | 1479.4
5344 |  | 1497.9 | 120.1671 | 1497.9 | 1497.9 | 120.1671 | 1497.9 | 1497.9 | 120.1671 | 1497.9 | 71.3 | 19.21 | 1497.9 | 120.1671 | 1497.9
5345 |  | 1514.9 | 108.5786 | 1514.9 | 1514.9 | 108.5786 | 1514.9 | 1514.9 | 108.5786 | 1514.9 | 71.5 | 10.94 | 1514.9 | 108.5786 | 1514.9
5346 |  | 1544.1 | 106.2439 | 1544.1 | 1544.1 | 106.2439 | 1544.1 | 1544.1 | 106.2439 | 1544.1 | 72.5 | 17.26 | 1544.1 | 106.2439 | 1544.1
5347 |  | 1703.7 | 97.4393 | 1703.7 | 1703.7 | 97.4393 | 1703.7 | 1703.7 | 97.4393 | 1703.7 | 71.3 | 11.07 | 1703.7 | 97.4393 | 1703.7
5348 |  | 1760.2 | 96.0377 | 1760.2 | 1760.2 | 96.0377 | 1760.2 | 1760.2 | 96.0377 | 1760.2 | 72.3 | 8.55 | 1760.2 | 96.0377 | 1760.2
5349 |  | 1749.2 | 101.3382 | 1749.2 | 1749.2 | 101.3382 | 1749.2 | 1749.2 | 101.3382 | 1749.2 | 72.3 | 8.32 | 1749.2 | 101.3382 | 1749.2
5350 |  | 1701.2 | 96.4355 | 1701.2 | 1701.2 | 96.4355 | 1701.2 | 1701.2 | 96.4355 | 1701.2 | 72 | 17.35 | 1701.2 | 96.4355 | 1701.2
5351 |  | 1569.9 | 95.2836 | 1569.9 | 1569.9 | 95.2836 | 1569.9 | 1569.9 | 95.2836 | 1569.9 | 73 | 14.205 | 1569.9 | 95.2836 | 1569.9
5352 |  | 1488 | 95.0451 | 1488 | 1488 | 95.0451 | 1488 | 1488 | 95.0451 | 1488 | 72.2 | 7.76 | 1488 | 95.0451 | 1488
5353 |  | 1441.6 | 128.16 | 1441.6 | 1441.6 | 128.16 | 1441.6 | 1441.6 | 128.16 | 1441.6 | 73.1 | 8.1 | 1441.6 | 128.16 | 1441.6
5354 |  | 1398 | 129.5711 | 1398 | 1398 | 129.5711 | 1398 | 1398 | 129.5711 | 1398 | 72.8 | 8.23 | 1398 | 129.5711 | 1398
5355 |  | 1387.5 | 127.1728 | 1387.5 | 1387.5 | 127.1728 | 1387.5 | 1387.5 | 127.1728 | 1387.5 | 71.7 | 19.26 | 1387.5 | 127.1728 | 1387.5
5356 |  | 1385.9 | 125.3108 | 1385.9 | 1385.9 | 125.3108 | 1385.9 | 1385.9 | 125.3108 | 1385.9 | 72 | 16.415 | 1385.9 | 125.3108 | 1385.9
5357 |  | 1432.5 | 120.2044 | 1432.5 | 1432.5 | 120.2044 | 1432.5 | 1432.5 | 120.2044 | 1432.5 | 72.4 | 8.65 | 1432.5 | 120.2044 | 1432.5
5358 |  | 1419 | 121.5703 | 1419 | 1419 | 121.5703 | 1419 | 1419 | 121.5703 | 1419 | 71 | 9.13 | 1419 | 121.5703 | 1419
5359 |  | 1420.8 | 122.5254 | 1420.8 | 1420.8 | 122.5254 | 1420.8 | 1420.8 | 122.5254 | 1420.8 | 71.9 | 9.46 | 1420.8 | 122.5254 | 1420.8
5360 |  | 1423.1 | 123.503 | 1423.1 | 1423.1 | 123.503 | 1423.1 | 1423.1 | 123.503 | 1423.1 | 72.1 | 13.09 | 1423.1 | 123.503 | 1423.1
5361 |  | 1466.5 | 120.9757 | 1466.5 | 1466.5 | 120.9757 | 1466.5 | 1466.5 | 120.9757 | 1466.5 | 72.2 | 16.54 | 1466.5 | 120.9757 | 1466.5
5362 |  | 1514.6 | 120.2998 | 1514.6 | 1514.6 | 120.2998 | 1514.6 | 1514.6 | 120.2998 | 1514.6 | 71.9 | 16.87 | 1514.6 | 120.2998 | 1514.6
5363 |  | 1460.9 | 109.5337 | 1460.9 | 1460.9 | 109.5337 | 1460.9 | 1460.9 | 109.5337 | 1460.9 | 71.6 | 20.01 | 1460.9 | 109.5337 | 1460.9
5364 |  | 1437.4 | 105.7238 | 1437.4 | 1437.4 | 105.7238 | 1437.4 | 1437.4 | 105.7238 | 1437.4 | 72.3 | 19.18 | 1437.4 | 105.7238 | 1437.4
5365 |  | 1449.6 | 124.1231 | 1449.6 | 1449.6 | 124.1231 | 1449.6 | 1449.6 | 124.1231 | 1449.6 | 71 | 15.06 | 1449.6 | 124.1231 | 1449.6
5366 |  | 1473.6 | 117.8261 | 1473.6 | 1473.6 | 117.8261 | 1473.6 | 1473.6 | 117.8261 | 1473.6 | 72.9 | 13.68 | 1473.6 | 117.8261 | 1473.6
5367 |  | 1446.6 | 122.1635 | 1446.6 | 1446.6 | 122.1635 | 1446.6 | 1446.6 | 122.1635 | 1446.6 | 71.3 | 16.96 | 1446.6 | 122.1635 | 1446.6
5368 |  | 1469.7 | 117.3321 | 1469.7 | 1469.7 | 117.3321 | 1469.7 | 1469.7 | 117.3321 | 1469.7 | 72.3 | 19.93 | 1469.7 | 117.3321 | 1469.7
5369 |  | 1516.9 | 119.219 | 1516.9 | 1516.9 | 119.219 | 1516.9 | 1516.9 | 119.219 | 1516.9 | 72.7 | 14.3 | 1516.9 | 119.219 | 1516.9
5370 |  | 1539.1 | 124.2067 | 1539.1 | 1539.1 | 124.2067 | 1539.1 | 1539.1 | 124.2067 | 1539.1 | 72.2 | 22.8 | 1539.1 | 124.2067 | 1539.1
5371 |  | 1709.5 | 125.1494 | 1709.5 | 1709.5 | 125.1494 | 1709.5 | 1709.5 | 125.1494 | 1709.5 | 72.2 | 20.14 | 1709.5 | 125.1494 | 1709.5
5372 |  | 1791.1 | 124.1031 | 1791.1 | 1791.1 | 124.1031 | 1791.1 | 1791.1 | 124.1031 | 1791.1 | 72.9 | 10.86 | 1791.1 | 124.1031 | 1791.1
5373 |  | 1782.2 | 122.1152 | 1782.2 | 1782.2 | 122.1152 | 1782.2 | 1782.2 | 122.1152 | 1782.2 | 71.6 | 10.89 | 1782.2 | 122.1152 | 1782.2
5374 |  | 1652.5 | 122.3975 | 1652.5 | 1652.5 | 122.3975 | 1652.5 | 1652.5 | 122.3975 | 1652.5 | 71.4 | 17.85 | 1652.5 | 122.3975 | 1652.5
5375 |  | 1594.3 | 122.193 | 1594.3 | 1594.3 | 122.193 | 1594.3 | 1594.3 | 122.193 | 1594.3 | 72.6 | 14.2 | 1594.3 | 122.193 | 1594.3
5376 |  | 1528.4 | 120.9672 | 1528.4 | 1528.4 | 120.9672 | 1528.4 | 1528.4 | 120.9672 | 1528.4 | 71.9 | 10.39 | 1528.4 | 120.9672 | 1528.4
5377 |  | 1458.8 | 120.3184 | 1458.8 | 1458.8 | 120.3184 | 1458.8 | 1458.8 | 120.3184 | 1458.8 | 72.7 | 11.8 | 1458.8 | 120.3184 | 1458.8
5378 |  | 1445.8 | 121.7613 | 1445.8 | 1445.8 | 121.7613 | 1445.8 | 1445.8 | 121.7613 | 1445.8 | 71.5 | 14.08 | 1445.8 | 121.7613 | 1445.8
5379 |  | 1393.6 | 123.1947 | 1393.6 | 1393.6 | 123.1947 | 1393.6 | 1393.6 | 123.1947 | 1393.6 | 72.6 | 17.07 | 1393.6 | 123.1947 | 1393.6
5380 |  | 1410.8 | 129.3013 | 1410.8 | 1410.8 | 129.3013 | 1410.8 | 1410.8 | 129.3013 | 1410.8 | 72.9 | 16.97 | 1410.8 | 129.3013 | 1410.8
5381 |  | 1391.1 | 122.775 | 1391.1 | 1391.1 | 122.775 | 1391.1 | 1391.1 | 122.775 | 1391.1 | 71.5 | 9.71 | 1391.1 | 122.775 | 1391.1
5382 |  | 1325.4 | 121.5805 | 1325.4 | 1325.4 | 121.5805 | 1325.4 | 1325.4 | 121.5805 | 1325.4 | 72.4 | 8.17 | 1325.4 | 121.5805 | 1325.4
5383 |  | 1309.8 | 122.1401 | 1309.8 | 1309.8 | 122.1401 | 1309.8 | 1309.8 | 122.1401 | 1309.8 | 71.7 | 8.59 | 1309.8 | 122.1401 | 1309.8
5384 |  | 1336.9 | 123.6123 | 1336.9 | 1336.9 | 123.6123 | 1336.9 | 1336.9 | 123.6123 | 1336.9 | 72.3 | 8.66 | 1336.9 | 123.6123 | 1336.9
5385 |  | 1327.3 | 119.8214 | 1327.3 | 1327.3 | 119.8214 | 1327.3 | 1327.3 | 119.8214 | 1327.3 | 71.9 | 12.06 | 1327.3 | 119.8214 | 1327.3
5386 |  | 1310.6 | 117.7662 | 1310.6 | 1310.6 | 117.7662 | 1310.6 | 1310.6 | 117.7662 | 1310.6 | 71.9 | 11.53 | 1310.6 | 117.7662 | 1310.6
5387 |  | 1414.7 | 117.885 | 1414.7 | 1414.7 | 117.885 | 1414.7 | 1414.7 | 117.885 | 1414.7 | 71.6 | 9.54 | 1414.7 | 117.885 | 1414.7
5388 |  | 1361 | 116.9928 | 1361 | 1361 | 116.9928 | 1361 | 1361 | 116.9928 | 1361 | 71.8 | 11.91 | 1361 | 116.9928 | 1361
5389 |  | 1379.7 | 116.2788 | 1379.7 | 1379.7 | 116.2788 | 1379.7 | 1379.7 | 116.2788 | 1379.7 | 72.3 | 9.63 | 1379.7 | 116.2788 | 1379.7
5390 |  | 1369.4 | 116.5606 | 1369.4 | 1369.4 | 116.5606 | 1369.4 | 1369.4 | 116.5606 | 1369.4 | 72.3 | 12.37 | 1369.4 | 116.5606 | 1369.4
5391 |  | 1359.6 | 117.2864 | 1359.6 | 1359.6 | 117.2864 | 1359.6 | 1359.6 | 117.2864 | 1359.6 | 71.3 | 9.66 | 1359.6 | 117.2864 | 1359.6
5392 |  | 1362.3 | 117.0283 | 1362.3 | 1362.3 | 117.0283 | 1362.3 | 1362.3 | 117.0283 | 1362.3 | 71.8 | 9.88 | 1362.3 | 117.0283 | 1362.3
5393 |  | 1387.5 | 123.5276 | 1387.5 | 1387.5 | 123.5276 | 1387.5 | 1387.5 | 123.5276 | 1387.5 | 71.9 | 8.76 | 1387.5 | 123.5276 | 1387.5
5394 |  | 1456.4 | 122.7659 | 1456.4 | 1456.4 | 122.7659 | 1456.4 | 1456.4 | 122.7659 | 1456.4 | 72.3 | 9.26 | 1456.4 | 122.7659 | 1456.4
5395 |  | 1735.3 | 120.7474 | 1735.3 | 1735.3 | 120.7474 | 1735.3 | 1735.3 | 120.7474 | 1735.3 | 68.2 | 7.81 | 1735.3 | 120.7474 | 1735.3
5396 |  | 1758.2 | 124.3269 | 1758.2 | 1758.2 | 124.3269 | 1758.2 | 1758.2 | 124.3269 | 1758.2 | 71.2 | 7.7 | 1758.2 | 124.3269 | 1758.2
5397 |  | 1769.8 | 119.0442 | 1769.8 | 1769.8 | 119.0442 | 1769.8 | 1769.8 | 119.0442 | 1769.8 | 70.6 | 7.52 | 1769.8 | 119.0442 | 1769.8
5398 |  | 1665 | 121.7729 | 1665 | 1665 | 121.7729 | 1665 | 1665 | 121.7729 | 1665 | 71.6 | 8.33 | 1665 | 121.7729 | 1665
5399 |  | 1574.3 | 121.9766 | 1574.3 | 1574.3 | 121.9766 | 1574.3 | 1574.3 | 121.9766 | 1574.3 | 72.1 | 8.52 | 1574.3 | 121.9766 | 1574.3
5400 |  | 1441 | 119.0515 | 1441 | 1441 | 119.0515 | 1441 | 1441 | 119.0515 | 1441 | 71.4 | 9.45 | 1441 | 119.0515 | 1441
5401 |  | 1430.5 | 121.7646 | 1430.5 | 1430.5 | 121.7646 | 1430.5 | 1430.5 | 121.7646 | 1430.5 | 71.2 | 8.55 | 1430.5 | 121.7646 | 1430.5
5402 |  | 1387.7 | 121.9004 | 1387.7 | 1387.7 | 121.9004 | 1387.7 | 1387.7 | 121.9004 | 1387.7 | 71.1 | 7.7 | 1387.7 | 121.9004 | 1387.7
5403 |  | 1395.2 | 122.5728 | 1395.2 | 1395.2 | 122.5728 | 1395.2 | 1395.2 | 122.5728 | 1395.2 | 71 | 8.06 | 1395.2 | 122.5728 | 1395.2
5404 |  | 1334.6 | 126.309 | 1334.6 | 1334.6 | 126.309 | 1334.6 | 1334.6 | 126.309 | 1334.6 | 70.8 | 7.98 | 1334.6 | 126.309 | 1334.6
5405 |  | 1364.7 | 123.102 | 1364.7 | 1364.7 | 123.102 | 1364.7 | 1364.7 | 123.102 | 1364.7 | 70.8 | 8.27 | 1364.7 | 123.102 | 1364.7
5406 |  | 1353.4 | 122.9015 | 1353.4 | 1353.4 | 122.9015 | 1353.4 | 1353.4 | 122.9015 | 1353.4 | 71 | 8.35 | 1353.4 | 122.9015 | 1353.4
5407 |  | 1320.1 | 121.1318 | 1320.1 | 1320.1 | 121.1318 | 1320.1 | 1320.1 | 121.1318 | 1320.1 | 70.4 | 7.56 | 1320.1 | 121.1318 | 1320.1
5408 |  | 1372.3 | 124.8841 | 1372.3 | 1372.3 | 124.8841 | 1372.3 | 1372.3 | 124.8841 | 1372.3 | 69.5 | 7.29 | 1372.3 | 124.8841 | 1372.3
5409 |  | 1277 | 123.6895 | 1277 | 1277 | 123.6895 | 1277 | 1277 | 123.6895 | 1277 | 71.1 | 13.12 | 1277 | 123.6895 | 1277
5410 |  | 1229 | 125.8623 | 1229 | 1229 | 125.8623 | 1229 | 1229 | 125.8623 | 1229 | 70.9 | 7.32 | 1229 | 125.8623 | 1229
5411 |  | 1414.95 | 123.7002 | 1414.95 | 1414.95 | 121.4488 | 1414.95 | 1414.95 | 123.7002 | 1414.95 | 71.1 | 10.955 | 1414.95 | 123.7002 | 1414.95
5412 |  | 1383.3 | 124.0693 | 1383.3 | 1383.3 | 121.1468 | 1383.3 | 1383.3 | 124.0693 | 1383.3 | 71.9 | 12.125 | 1383.3 | 124.0693 | 1383.3
5413 |  | 1226.2 | 122.2745 | 1226.2 | 1226.2 | 122.2745 | 1226.2 | 1226.2 | 122.2745 | 1226.2 | 71.3 | 7.03 | 1226.2 | 122.2745 | 1226.2
5414 |  | 1260 | 122.666 | 1260 | 1260 | 122.666 | 1260 | 1260 | 122.666 | 1260 | 71.6 | 7.43 | 1260 | 122.666 | 1260
5415 |  | 1300.1 | 123.4276 | 1300.1 | 1300.1 | 123.4276 | 1300.1 | 1300.1 | 123.4276 | 1300.1 | 71.5 | 8.65 | 1300.1 | 123.4276 | 1300.1
5416 |  | 1274.4 | 122.1651 | 1274.4 | 1274.4 | 122.1651 | 1274.4 | 1274.4 | 122.1651 | 1274.4 | 71.3 | 7.34 | 1274.4 | 122.1651 | 1274.4
5417 |  | 1310.7 | 123.1343 | 1310.7 | 1310.7 | 123.1343 | 1310.7 | 1310.7 | 123.1343 | 1310.7 | 71.8 | 7.3 | 1310.7 | 123.1343 | 1310.7
5418 |  | 1346.5 | 120.2118 | 1346.5 | 1346.5 | 120.2118 | 1346.5 | 1346.5 | 120.2118 | 1346.5 | 71.8 | 8.83 | 1346.5 | 120.2118 | 1346.5
5419 |  | 1677.2 | 122.6894 | 1677.2 | 1677.2 | 122.6894 | 1677.2 | 1677.2 | 122.6894 | 1677.2 | 70.3 | 7.61 | 1677.2 | 122.6894 | 1677.2
5420 |  | 1720.4 | 123.4927 | 1720.4 | 1720.4 | 123.4927 | 1720.4 | 1720.4 | 123.4927 | 1720.4 | 71.4 | 7.31 | 1720.4 | 123.4927 | 1720.4
5421 |  | 1708.9 | 122.2144 | 1708.9 | 1708.9 | 122.2144 | 1708.9 | 1708.9 | 122.2144 | 1708.9 | 71.7 | 7.04 | 1708.9 | 122.2144 | 1708.9
5422 |  | 1592.5 | 122.9328 | 1592.5 | 1592.5 | 122.9328 | 1592.5 | 1592.5 | 122.9328 | 1592.5 | 72.3 | 8.13 | 1592.5 | 122.9328 | 1592.5
5423 |  | 1487.3 | 121.951 | 1487.3 | 1487.3 | 121.951 | 1487.3 | 1487.3 | 121.951 | 1487.3 | 72.3 | 8.94 | 1487.3 | 121.951 | 1487.3
5424 |  | 1436.1 | 119.3617 | 1436.1 | 1436.1 | 119.3617 | 1436.1 | 1436.1 | 119.3617 | 1436.1 | 71.7 | 7.76 | 1436.1 | 119.3617 | 1436.1
5425 |  | 1352 | 119.5443 | 1352 | 1352 | 119.5443 | 1352 | 1352 | 119.5443 | 1352 | 71.3 | 8.21 | 1352 | 119.5443 | 1352
5426 |  | 1359.3 | 118.3868 | 1359.3 | 1359.3 | 118.3868 | 1359.3 | 1359.3 | 118.3868 | 1359.3 | 71.4 | 8.23 | 1359.3 | 118.3868 | 1359.3
5427 |  | 1300 | 118.4537 | 1300 | 1300 | 118.4537 | 1300 | 1300 | 118.4537 | 1300 | 71.1 | 7.53 | 1300 | 118.4537 | 1300
5428 |  | 1302.6 | 119.3398 | 1302.6 | 1302.6 | 119.3398 | 1302.6 | 1302.6 | 119.3398 | 1302.6 | 71.6 | 7.06 | 1302.6 | 119.3398 | 1302.6
5429 |  | 1364.1 | 118.7599 | 1364.1 | 1364.1 | 118.7599 | 1364.1 | 1364.1 | 118.7599 | 1364.1 | 71.7 | 7.07 | 1364.1 | 118.7599 | 1364.1
5430 |  | 1323.1 | 123.0794 | 1323.1 | 1323.1 | 123.0794 | 1323.1 | 1323.1 | 123.0794 | 1323.1 | 72.3 | 7.82 | 1323.1 | 123.0794 | 1323.1
5431 |  | 1341.1 | 123.8151 | 1341.1 | 1341.1 | 123.8151 | 1341.1 | 1341.1 | 123.8151 | 1341.1 | 72.2 | 8.23 | 1341.1 | 123.8151 | 1341.1
5432 |  | 1405.2 | 124.7413 | 1405.2 | 1405.2 | 124.7413 | 1405.2 | 1405.2 | 124.7413 | 1405.2 | 71.9 | 8.85 | 1405.2 | 124.7413 | 1405.2
5433 |  | 1454.3 | 123.8888 | 1454.3 | 1454.3 | 123.8888 | 1454.3 | 1454.3 | 123.8888 | 1454.3 | 72.2 | 14.18 | 1454.3 | 123.8888 | 1454.3
5434 |  | 1433.5 | 124.5872 | 1433.5 | 1433.5 | 124.5872 | 1433.5 | 1433.5 | 124.5872 | 1433.5 | 72.5 | 19.9 | 1433.5 | 124.5872 | 1433.5
5435 |  | 1415.2 | 125.0126 | 1415.2 | 1415.2 | 125.0126 | 1415.2 | 1415.2 | 125.0126 | 1415.2 | 72.2 | 12.37 | 1415.2 | 125.0126 | 1415.2
5436 |  | 1405.6 | 125.3007 | 1405.6 | 1405.6 | 125.3007 | 1405.6 | 1405.6 | 125.3007 | 1405.6 | 71.9 | 12.34 | 1405.6 | 125.3007 | 1405.6
5437 |  | 1399.3 | 124.8897 | 1399.3 | 1399.3 | 124.8897 | 1399.3 | 1399.3 | 124.8897 | 1399.3 | 72.1 | 19.27 | 1399.3 | 124.8897 | 1399.3
5438 |  | 1390.8 | 123.8619 | 1390.8 | 1390.8 | 123.8619 | 1390.8 | 1390.8 | 123.8619 | 1390.8 | 72.1 | 16.19 | 1390.8 | 123.8619 | 1390.8
5439 |  | 1368.7 | 122.7077 | 1368.7 | 1368.7 | 122.7077 | 1368.7 | 1368.7 | 122.7077 | 1368.7 | 71.5 | 9.7 | 1368.7 | 122.7077 | 1368.7
5440 |  | 1391.3 | 123.2766 | 1391.3 | 1391.3 | 123.2766 | 1391.3 | 1391.3 | 123.2766 | 1391.3 | 71.7 | 11.39 | 1391.3 | 123.2766 | 1391.3
5441 |  | 1450.7 | 124.1584 | 1450.7 | 1450.7 | 124.1584 | 1450.7 | 1450.7 | 124.1584 | 1450.7 | 72.3 | 17.29 | 1450.7 | 124.1584 | 1450.7
5442 |  | 1500.7 | 123.392 | 1500.7 | 1500.7 | 123.392 | 1500.7 | 1500.7 | 123.392 | 1500.7 | 71.1 | 15.74 | 1500.7 | 123.392 | 1500.7
5443 |  | 1724.3 | 123.4944 | 1724.3 | 1724.3 | 123.4944 | 1724.3 | 1724.3 | 123.4944 | 1724.3 | 72.1 | 16.78 | 1724.3 | 123.4944 | 1724.3
5444 |  | 1776.9 | 123.7952 | 1776.9 | 1776.9 | 123.7952 | 1776.9 | 1776.9 | 123.7952 | 1776.9 | 72.5 | 14.13 | 1776.9 | 123.7952 | 1776.9
5445 |  | 1754.2 | 124.5998 | 1754.2 | 1754.2 | 124.5998 | 1754.2 | 1754.2 | 124.5998 | 1754.2 | 72.2 | 14.98 | 1754.2 | 124.5998 | 1754.2
5446 |  | 1650.5 | 122.3452 | 1650.5 | 1650.5 | 122.3452 | 1650.5 | 1650.5 | 122.3452 | 1650.5 | 71.4 | 9.8 | 1650.5 | 122.3452 | 1650.5
5447 |  | 1546.5 | 120.4927 | 1546.5 | 1546.5 | 120.4927 | 1546.5 | 1546.5 | 120.4927 | 1546.5 | 72.4 | 14.35 | 1546.5 | 120.4927 | 1546.5
5448 |  | 1463.2 | 120.9197 | 1463.2 | 1463.2 | 120.9197 | 1463.2 | 1463.2 | 120.9197 | 1463.2 | 72.6 | 8.8 | 1463.2 | 120.9197 | 1463.2
5449 |  | 1391 | 120.8766 | 1391 | 1391 | 120.8766 | 1391 | 1391 | 120.8766 | 1391 | 72.6 | 9.98 | 1391 | 120.8766 | 1391
5450 |  | 1382.1 | 120.9677 | 1382.1 | 1382.1 | 120.9677 | 1382.1 | 1382.1 | 120.9677 | 1382.1 | 73.2 | 8.46 | 1382.1 | 120.9677 | 1382.1
5451 |  | 1370.9 | 120.8499 | 1370.9 | 1370.9 | 120.8499 | 1370.9 | 1370.9 | 120.8499 | 1370.9 | 73.1 | 8.12 | 1370.9 | 120.8499 | 1370.9
5452 |  | 1338.8 | 121.4399 | 1338.8 | 1338.8 | 121.4399 | 1338.8 | 1338.8 | 121.4399 | 1338.8 | 72.9 | 8.61 | 1338.8 | 121.4399 | 1338.8
5453 |  | 1386.5 | 121.2609 | 1386.5 | 1386.5 | 121.2609 | 1386.5 | 1386.5 | 121.2609 | 1386.5 | 72.9 | 9.6 | 1386.5 | 121.2609 | 1386.5
5454 |  | 1279.4 | 121.4416 | 1279.4 | 1279.4 | 121.4416 | 1279.4 | 1279.4 | 121.4416 | 1279.4 | 72.2 | 8.9 | 1279.4 | 121.4416 | 1279.4
5455 |  | 1371 | 97.7965 | 1371 | 1371 | 97.7965 | 1371 | 1371 | 97.7965 | 1371 | 71.5 | 13.3 | 1371 | 97.7965 | 1371
5456 |  | 1450.5 | 96.2676 | 1450.5 | 1450.5 | 96.2676 | 1450.5 | 1450.5 | 96.2676 | 1450.5 | 72.5 | 14.34 | 1450.5 | 96.2676 | 1450.5
5457 |  | 1404.6 | 91.0321 | 1404.6 | 1404.6 | 91.0321 | 1404.6 | 1404.6 | 91.0321 | 1404.6 | 70.5 | 14 | 1404.6 | 91.0321 | 1404.6
5458 |  | 1463.2 | 93.7607 | 1463.2 | 1463.2 | 93.7607 | 1463.2 | 1463.2 | 93.7607 | 1463.2 | 71.8 | 19.32 | 1463.2 | 93.7607 | 1463.2
5459 |  | 1466.7 | 116.2063 | 1466.7 | 1466.7 | 116.2063 | 1466.7 | 1466.7 | 116.2063 | 1466.7 | 72.4 | 18.38 | 1466.7 | 116.2063 | 1466.7
5460 |  | 1463.3 | 113.2517 | 1463.3 | 1463.3 | 113.2517 | 1463.3 | 1463.3 | 113.2517 | 1463.3 | 72.7 | 15.95 | 1463.3 | 113.2517 | 1463.3
5461 |  | 1435.7 | 116.1893 | 1435.7 | 1435.7 | 116.1893 | 1435.7 | 1435.7 | 116.1893 | 1435.7 | 72.5 | 10.16 | 1435.7 | 116.1893 | 1435.7
5462 |  | 1439.8 | 114.7886 | 1439.8 | 1439.8 | 114.7886 | 1439.8 | 1439.8 | 114.7886 | 1439.8 | 72.3 | 15.02 | 1439.8 | 114.7886 | 1439.8
5463 |  | 1474 | 113.4428 | 1474 | 1474 | 113.4428 | 1474 | 1474 | 113.4428 | 1474 | 72.6 | 10.75 | 1474 | 113.4428 | 1474
5464 |  | 1479.1 | 112.8614 | 1479.1 | 1479.1 | 112.8614 | 1479.1 | 1479.1 | 112.8614 | 1479.1 | 72.6 | 15.44 | 1479.1 | 112.8614 | 1479.1
5465 |  | 1483.9 | 117.2894 | 1483.9 | 1483.9 | 117.2894 | 1483.9 | 1483.9 | 117.2894 | 1483.9 | 73.5 | 10.54 | 1483.9 | 117.2894 | 1483.9
5466 |  | 1527.7 | 114.7749 | 1527.7 | 1527.7 | 114.7749 | 1527.7 | 1527.7 | 114.7749 | 1527.7 | 72.1 | 9.48 | 1527.7 | 114.7749 | 1527.7
5467 |  | 1751 | 118.6507 | 1751 | 1751 | 118.6507 | 1751 | 1751 | 118.6507 | 1751 | 73.2 | 10.55 | 1751 | 118.6507 | 1751
5468 |  | 1785.9 | 119.294 | 1785.9 | 1785.9 | 119.294 | 1785.9 | 1785.9 | 119.294 | 1785.9 | 71.9 | 9.03 | 1785.9 | 119.294 | 1785.9
5469 |  | 1754.2 | 117.3257 | 1754.2 | 1754.2 | 117.3257 | 1754.2 | 1754.2 | 117.3257 | 1754.2 | 73 | 13.82 | 1754.2 | 117.3257 | 1754.2
5470 |  | 1532.4 | 118.2264 | 1532.4 | 1532.4 | 118.2264 | 1532.4 | 1532.4 | 118.2264 | 1532.4 | 73.1 | 9.16 | 1532.4 | 118.2264 | 1532.4
5471 |  | 1533.4 | 117.8735 | 1533.4 | 1533.4 | 117.8735 | 1533.4 | 1533.4 | 117.8735 | 1533.4 | 71.5 | 15.73 | 1533.4 | 117.8735 | 1533.4
5472 |  | 1487.4 | 118.088 | 1487.4 | 1487.4 | 118.088 | 1487.4 | 1487.4 | 118.088 | 1487.4 | 73 | 11.79 | 1487.4 | 118.088 | 1487.4
5473 |  | 1423 | 116.7941 | 1423 | 1423 | 116.7941 | 1423 | 1423 | 116.7941 | 1423 | 72.8 | 15.2 | 1423 | 116.7941 | 1423
5474 |  | 1376.5 | 115.7366 | 1376.5 | 1376.5 | 115.7366 | 1376.5 | 1376.5 | 115.7366 | 1376.5 | 73.4 | 15.65 | 1376.5 | 115.7366 | 1376.5
5475 |  | 1368.5 | 118.7067 | 1368.5 | 1368.5 | 118.7067 | 1368.5 | 1368.5 | 118.7067 | 1368.5 | 73.2 | 12.12 | 1368.5 | 118.7067 | 1368.5
5476 |  | 1359.9 | 121.8237 | 1359.9 | 1359.9 | 121.8237 | 1359.9 | 1359.9 | 121.8237 | 1359.9 | 72.5 | 10.52 | 1359.9 | 121.8237 | 1359.9
5477 |  | 1395.8 | 120.6303 | 1395.8 | 1395.8 | 120.6303 | 1395.8 | 1395.8 | 120.6303 | 1395.8 | 72.7 | 9.21 | 1395.8 | 120.6303 | 1395.8
5478 |  | 1448.6 | 118.7494 | 1448.6 | 1448.6 | 118.7494 | 1448.6 | 1448.6 | 118.7494 | 1448.6 | 73.2 | 15.23 | 1448.6 | 118.7494 | 1448.6
5479 |  | 1457 | 118.7825 | 1457 | 1457 | 118.7825 | 1457 | 1457 | 118.7825 | 1457 | 71.6 | 13.4 | 1457 | 118.7825 | 1457
5480 |  | 1446.5 | 119.8552 | 1446.5 | 1446.5 | 119.8552 | 1446.5 | 1446.5 | 119.8552 | 1446.5 | 72.5 | 9.35 | 1446.5 | 119.8552 | 1446.5
5481 |  | 1434.5 | 122.495 | 1434.5 | 1434.5 | 122.495 | 1434.5 | 1434.5 | 122.495 | 1434.5 | 72.2 | 13.93 | 1434.5 | 122.495 | 1434.5
5482 |  | 1415.4 | 120.0189 | 1415.4 | 1415.4 | 120.0189 | 1415.4 | 1415.4 | 120.0189 | 1415.4 | 72.4 | 16.61 | 1415.4 | 120.0189 | 1415.4
5483 |  | 1419.1 | 122.9508 | 1419.1 | 1419.1 | 122.9508 | 1419.1 | 1419.1 | 122.9508 | 1419.1 | 71.4 | 14.1 | 1419.1 | 122.9508 | 1419.1
5484 |  | 1442.2 | 122.1366 | 1442.2 | 1442.2 | 122.1366 | 1442.2 | 1442.2 | 122.1366 | 1442.2 | 70.3 | 19.44 | 1442.2 | 122.1366 | 1442.2
5485 |  | 1419.2 | 121.0579 | 1419.2 | 1419.2 | 121.0579 | 1419.2 | 1419.2 | 121.0579 | 1419.2 | 70.8 | 19.53 | 1419.2 | 121.0579 | 1419.2
5486 |  | 1420.8 | 120.7701 | 1420.8 | 1420.8 | 120.7701 | 1420.8 | 1420.8 | 120.7701 | 1420.8 | 71.7 | 19.04 | 1420.8 | 120.7701 | 1420.8
5487 |  | 1459.7 | 119.2459 | 1459.7 | 1459.7 | 119.2459 | 1459.7 | 1459.7 | 119.2459 | 1459.7 | 73.3 | 14.06 | 1459.7 | 119.2459 | 1459.7
5488 |  | 1469.6 | 119.4706 | 1469.6 | 1469.6 | 119.4706 | 1469.6 | 1469.6 | 119.4706 | 1469.6 | 72.4 | 17.35 | 1469.6 | 119.4706 | 1469.6
5489 |  | 1497 | 120.945 | 1497 | 1497 | 120.945 | 1497 | 1497 | 120.945 | 1497 | 73.4 | 18.43 | 1497 | 120.945 | 1497
5490 |  | 1576.8 | 121.5264 | 1576.8 | 1576.8 | 121.5264 | 1576.8 | 1576.8 | 121.5264 | 1576.8 | 70.1 | 9.54 | 1576.8 | 121.5264 | 1576.8
5491 |  | 1757.4534 | 118.4563 | 1757.4534 | 1757.4534 | 118.4563 | 1757.4534 | 1757.4534 | 118.4563 | 1757.4534 | 71.7 | 10.46 | 1757.4534 | 118.4563 | 1757.4534
5492 |  | 1803.971 | 122.1758 | 1803.971 | 1803.971 | 122.1758 | 1803.971 | 1803.971 | 122.1758 | 1803.971 | 71.5 | 13.13 | 1803.971 | 122.1758 | 1803.971
5493 |  | 1775.3 | 125.3732 | 1775.3 | 1775.3 | 125.3732 | 1775.3 | 1775.3 | 125.3732 | 1775.3 | 71.8 | 15.59 | 1775.3 | 125.3732 | 1775.3
5494 |  | 1686.1 | 123.3602 | 1686.1 | 1686.1 | 123.3602 | 1686.1 | 1686.1 | 123.3602 | 1686.1 | 72.7 | 15.41 | 1686.1 | 123.3602 | 1686.1
5495 |  | 1496.5 | 122.5409 | 1496.5 | 1496.5 | 122.5409 | 1496.5 | 1496.5 | 122.5409 | 1496.5 | 71.9 | 10.78 | 1496.5 | 122.5409 | 1496.5
5496 |  | 1470.2 | 121.7672 | 1470.2 | 1470.2 | 121.7672 | 1470.2 | 1470.2 | 121.7672 | 1470.2 | 71.3 | 17.78 | 1470.2 | 121.7672 | 1470.2
5497 |  | 1446.5 | 120.4091 | 1446.5 | 1446.5 | 120.4091 | 1446.5 | 1446.5 | 120.4091 | 1446.5 | 72 | 10.3 | 1446.5 | 120.4091 | 1446.5
5498 |  | 1398.2 | 118.7113 | 1398.2 | 1398.2 | 118.7113 | 1398.2 | 1398.2 | 118.7113 | 1398.2 | 71.2 | 10.65 | 1398.2 | 118.7113 | 1398.2
5499 |  | 1351.7 | 121.6412 | 1351.7 | 1351.7 | 121.6412 | 1351.7 | 1351.7 | 121.6412 | 1351.7 | 71.6 | 8.94 | 1351.7 | 121.6412 | 1351.7
5500 |  | 1362.7 | 120.5045 | 1362.7 | 1362.7 | 120.5045 | 1362.7 | 1362.7 | 120.5045 | 1362.7 | 72.1 | 15.1 | 1362.7 | 120.5045 | 1362.7
5501 |  | 1407.1 | 121.2013 | 1407.1 | 1407.1 | 121.2013 | 1407.1 | 1407.1 | 121.2013 | 1407.1 | 72.1 | 15.4 | 1407.1 | 121.2013 | 1407.1
5502 |  | 1424.1 | 120.766 | 1424.1 | 1424.1 | 120.766 | 1424.1 | 1424.1 | 120.766 | 1424.1 | 72.6 | 17.47 | 1424.1 | 120.766 | 1424.1
5503 |  | 1405.9 | 120.9544 | 1405.9 | 1405.9 | 120.9544 | 1405.9 | 1405.9 | 120.9544 | 1405.9 | 71.8 | 9.03 | 1405.9 | 120.9544 | 1405.9
5504 |  | 1444.8 | 120.2467 | 1444.8 | 1444.8 | 120.2467 | 1444.8 | 1444.8 | 120.2467 | 1444.8 | 71.9 | 9.27 | 1444.8 | 120.2467 | 1444.8
5505 |  | 1429.2 | 121.3888 | 1429.2 | 1429.2 | 121.3888 | 1429.2 | 1429.2 | 121.3888 | 1429.2 | 71.4 | 12.11 | 1429.2 | 121.3888 | 1429.2
5506 |  | 1434 | 118.6262 | 1434 | 1434 | 118.6262 | 1434 | 1434 | 118.6262 | 1434 | 70.6 | 14.52 | 1434 | 118.6262 | 1434
5507 |  | 1435.4 | 119.7353 | 1435.4 | 1435.4 | 119.7353 | 1435.4 | 1435.4 | 119.7353 | 1435.4 | 71.8 | 11.1567 | 1435.4 | 119.7353 | 1435.4
5508 |  | 1433.8 | 121.3626 | 1433.8 | 1433.8 | 121.3626 | 1433.8 | 1433.8 | 121.3626 | 1433.8 | 71.1 | 16.79 | 1433.8 | 121.3626 | 1433.8
5509 |  | 1377.8 | 124.0289 | 1377.8 | 1377.8 | 124.0289 | 1377.8 | 1377.8 | 124.0289 | 1377.8 | 69.1 | 10.62 | 1377.8 | 124.0289 | 1377.8
5510 |  | 1387.2 | 123.8379 | 1387.2 | 1387.2 | 123.8379 | 1387.2 | 1387.2 | 123.8379 | 1387.2 | 69.6 | 9.83 | 1387.2 | 123.8379 | 1387.2
5511 |  | 1380.6 | 119.513 | 1380.6 | 1380.6 | 119.513 | 1380.6 | 1380.6 | 119.513 | 1380.6 | 72 | 12.3 | 1380.6 | 119.513 | 1380.6
5512 |  | 1432.1 | 95.141 | 1432.1 | 1432.1 | 95.141 | 1432.1 | 1432.1 | 95.141 | 1432.1 | 71.3 | 11.38 | 1432.1 | 95.141 | 1432.1
5513 |  | 1434.4 | 123.387 | 1434.4 | 1434.4 | 123.387 | 1434.4 | 1434.4 | 123.387 | 1434.4 | 71.5 | 11.59 | 1434.4 | 123.387 | 1434.4
5514 |  | 1518.8 | 121.4818 | 1518.8 | 1518.8 | 121.4818 | 1518.8 | 1518.8 | 121.4818 | 1518.8 | 72.5 | 15.54 | 1518.8 | 121.4818 | 1518.8
5515 |  | 1850.2 | 122.5378 | 1850.2 | 1850.2 | 122.5378 | 1850.2 | 1850.2 | 122.5378 | 1850.2 | 71.3 | 9.62 | 1850.2 | 122.5378 | 1850.2
5516 |  | 1827 | 123.8085 | 1827 | 1827 | 123.8085 | 1827 | 1827 | 123.8085 | 1827 | 72.3 | 10.395 | 1827 | 123.8085 | 1827
5517 |  | 1815.6 | 122.2082 | 1815.6 | 1815.6 | 122.2082 | 1815.6 | 1815.6 | 122.2082 | 1815.6 | 72.3 | 10.53 | 1815.6 | 122.2082 | 1815.6
5518 |  | 1723.2 | 121.9291 | 1723.2 | 1723.2 | 121.9291 | 1723.2 | 1723.2 | 121.9291 | 1723.2 | 72 | 13.75 | 1723.2 | 121.9291 | 1723.2
5519 |  | 1610.6 | 121.4743 | 1610.6 | 1610.6 | 121.4743 | 1610.6 | 1610.6 | 121.4743 | 1610.6 | 73 | 18.2 | 1610.6 | 121.4743 | 1610.6
5520 |  | 1456 | 121.1501 | 1456 | 1456 | 121.1501 | 1456 | 1456 | 121.1501 | 1456 | 72.2 | 20.77 | 1456 | 121.1501 | 1456
5521 |  | 1468.6 | 122.7205 | 1468.6 | 1468.6 | 122.7205 | 1468.6 | 1468.6 | 122.7205 | 1468.6 | 73.1 | 20.87 | 1468.6 | 122.7205 | 1468.6
5522 |  | 1417.5 | 121.8344 | 1417.5 | 1417.5 | 121.8344 | 1417.5 | 1417.5 | 121.8344 | 1417.5 | 72.8 | 15.34 | 1417.5 | 121.8344 | 1417.5
5523 |  | 1426.1 | 123.5469 | 1426.1 | 1426.1 | 123.5469 | 1426.1 | 1426.1 | 123.5469 | 1426.1 | 71.7 | 15.56 | 1426.1 | 123.5469 | 1426.1
5524 |  | 1379.4 | 123.4402 | 1379.4 | 1379.4 | 123.4402 | 1379.4 | 1379.4 | 123.4402 | 1379.4 | 72 | 12.56 | 1379.4 | 123.4402 | 1379.4
5525 |  | 1443.1 | 124.2037 | 1443.1 | 1443.1 | 124.2037 | 1443.1 | 1443.1 | 124.2037 | 1443.1 | 72.4 | 8.72 | 1443.1 | 124.2037 | 1443.1
5526 |  | 1408.6 | 121.4967 | 1408.6 | 1408.6 | 121.4967 | 1408.6 | 1408.6 | 121.4967 | 1408.6 | 71 | 10.06 | 1408.6 | 121.4967 | 1408.6
5527 |  | 1443.1 | 120.4204 | 1443.1 | 1443.1 | 120.4204 | 1443.1 | 1443.1 | 120.4204 | 1443.1 | 71.9 | 11.86 | 1443.1 | 120.4204 | 1443.1
5528 |  | 1470.3 | 119.7094 | 1470.3 | 1470.3 | 119.7094 | 1470.3 | 1470.3 | 119.7094 | 1470.3 | 72.1 | 9.19 | 1470.3 | 119.7094 | 1470.3
5529 |  | 1463.4 | 124.1281 | 1463.4 | 1463.4 | 124.1281 | 1463.4 | 1463.4 | 124.1281 | 1463.4 | 72.2 | 10.29 | 1463.4 | 124.1281 | 1463.4
5530 |  | 1482.9 | 112.0793 | 1482.9 | 1482.9 | 112.0793 | 1482.9 | 1482.9 | 112.0793 | 1482.9 | 71.9 | 11.63 | 1482.9 | 112.0793 | 1482.9
5531 |  | 1475.8 | 123.3287 | 1475.8 | 1475.8 | 123.3287 | 1475.8 | 1475.8 | 123.3287 | 1475.8 | 71.6 | 10.0633 | 1475.8 | 123.3287 | 1475.8
5532 |  | 1478.3 | 123.3178 | 1478.3 | 1478.3 | 123.3178 | 1478.3 | 1478.3 | 123.3178 | 1478.3 | 72.3 | 14.14 | 1478.3 | 123.3178 | 1478.3
5533 |  | 1458.9 | 122.0619 | 1458.9 | 1458.9 | 122.0619 | 1458.9 | 1458.9 | 122.0619 | 1458.9 | 71 | 13.17 | 1458.9 | 122.0619 | 1458.9
5534 |  | 1437.5 | 124.3744 | 1437.5 | 1437.5 | 124.3744 | 1437.5 | 1437.5 | 124.3744 | 1437.5 | 72.9 | 10.2 | 1437.5 | 124.3744 | 1437.5
5535 |  | 1430.2 | 121.0765 | 1430.2 | 1430.2 | 121.0765 | 1430.2 | 1430.2 | 121.0765 | 1430.2 | 71.3 | 10.66 | 1430.2 | 121.0765 | 1430.2
5536 |  | 1474.3 | 119.868 | 1474.3 | 1474.3 | 119.868 | 1474.3 | 1474.3 | 119.868 | 1474.3 | 72.3 | 10.64 | 1474.3 | 119.868 | 1474.3
5537 |  | 1435.9 | 123.243 | 1435.9 | 1435.9 | 123.243 | 1435.9 | 1435.9 | 123.243 | 1435.9 | 72.7 | 10.02 | 1435.9 | 123.243 | 1435.9
5538 |  | 1484.2 | 121.6783 | 1484.2 | 1484.2 | 121.6783 | 1484.2 | 1484.2 | 121.6783 | 1484.2 | 72.2 | 10.06 | 1484.2 | 121.6783 | 1484.2
5539 |  | 1762.1 | 123.3195 | 1762.1 | 1762.1 | 123.3195 | 1762.1 | 1762.1 | 123.3195 | 1762.1 | 72.2 | 7.76 | 1762.1 | 123.3195 | 1762.1
5540 |  | 1781.9 | 123.6865 | 1781.9 | 1781.9 | 123.6865 | 1781.9 | 1781.9 | 123.6865 | 1781.9 | 72.9 | 7.66 | 1781.9 | 123.6865 | 1781.9
5541 |  | 1777.9 | 121.7168 | 1777.9 | 1777.9 | 121.7168 | 1777.9 | 1777.9 | 121.7168 | 1777.9 | 71.6 | 12.83 | 1777.9 | 121.7168 | 1777.9
5542 |  | 1688 | 121.5138 | 1688 | 1688 | 121.5138 | 1688 | 1688 | 121.5138 | 1688 | 71.4 | 12.4 | 1688 | 121.5138 | 1688
5543 |  | 1576.7 | 122.5821 | 1576.7 | 1576.7 | 122.5821 | 1576.7 | 1576.7 | 122.5821 | 1576.7 | 72.6 | 8.92 | 1576.7 | 122.5821 | 1576.7
5544 |  | 1474.1 | 119.106 | 1474.1 | 1474.1 | 119.106 | 1474.1 | 1474.1 | 119.106 | 1474.1 | 71.9 | 13.14 | 1474.1 | 119.106 | 1474.1
5545 |  | 1441.5 | 118.7686 | 1441.5 | 1441.5 | 118.7686 | 1441.5 | 1441.5 | 118.7686 | 1441.5 | 72.7 | 15.16 | 1441.5 | 118.7686 | 1441.5
5546 |  | 1442 | 120.8444 | 1442 | 1442 | 120.8444 | 1442 | 1442 | 120.8444 | 1442 | 71.5 | 12.86 | 1442 | 120.8444 | 1442
5547 |  | 1410.5 | 122.2494 | 1410.5 | 1410.5 | 122.2494 | 1410.5 | 1410.5 | 122.2494 | 1410.5 | 72.6 | 11.78 | 1410.5 | 122.2494 | 1410.5
5548 |  | 1400.1 | 123.218 | 1400.1 | 1400.1 | 123.218 | 1400.1 | 1400.1 | 123.218 | 1400.1 | 72.9 | 7.95 | 1400.1 | 123.218 | 1400.1
5549 |  | 1420.6 | 123.3483 | 1420.6 | 1420.6 | 123.3483 | 1420.6 | 1420.6 | 123.3483 | 1420.6 | 71.5 | 7.83 | 1420.6 | 123.3483 | 1420.6
5550 |  | 1356.5 | 120.2733 | 1356.5 | 1356.5 | 120.2733 | 1356.5 | 1356.5 | 120.2733 | 1356.5 | 72.4 | 10.8 | 1356.5 | 120.2733 | 1356.5
5551 |  | 1351.6 | 120.4719 | 1351.6 | 1351.6 | 120.4719 | 1351.6 | 1351.6 | 120.4719 | 1351.6 | 71.7 | 7.09 | 1351.6 | 120.4719 | 1351.6
5552 |  | 1347.5 | 119.0551 | 1347.5 | 1347.5 | 119.0551 | 1347.5 | 1347.5 | 119.0551 | 1347.5 | 72.3 | 8.12 | 1347.5 | 119.0551 | 1347.5
5553 |  | 1365 | 121.6525 | 1365 | 1365 | 121.6525 | 1365 | 1365 | 121.6525 | 1365 | 71.9 | 8.92 | 1365 | 121.6525 | 1365
5554 |  | 1316.9 | 125.7018 | 1316.9 | 1316.9 | 125.7018 | 1316.9 | 1316.9 | 125.7018 | 1316.9 | 71.9 | 8.65 | 1316.9 | 125.7018 | 1316.9
5555 |  | 1297.4 | 120.4976 | 1297.4 | 1297.4 | 120.4976 | 1297.4 | 1297.4 | 120.4976 | 1297.4 | 71.6 | 8.97 | 1297.4 | 120.4976 | 1297.4
5556 |  | 1285.2 | 116.6627 | 1285.2 | 1285.2 | 116.6627 | 1285.2 | 1285.2 | 116.6627 | 1285.2 | 71.8 | 8.9 | 1285.2 | 116.6627 | 1285.2
5557 |  | 1294.1 | 122.4925 | 1294.1 | 1294.1 | 122.4925 | 1294.1 | 1294.1 | 122.4925 | 1294.1 | 72.3 | 8.77 | 1294.1 | 122.4925 | 1294.1
5558 |  | 1306.2 | 123.7688 | 1306.2 | 1306.2 | 123.7688 | 1306.2 | 1306.2 | 123.7688 | 1306.2 | 72.3 | 9.14 | 1306.2 | 123.7688 | 1306.2
5559 |  | 1292.9 | 123.6485 | 1292.9 | 1292.9 | 123.6485 | 1292.9 | 1292.9 | 123.6485 | 1292.9 | 71.3 | 9.32 | 1292.9 | 123.6485 | 1292.9
5560 |  | 1330.8 | 121.8297 | 1330.8 | 1330.8 | 121.8297 | 1330.8 | 1330.8 | 121.8297 | 1330.8 | 71.8 | 9.32 | 1330.8 | 121.8297 | 1330.8
5561 |  | 1366.3 | 124.2627 | 1366.3 | 1366.3 | 124.2627 | 1366.3 | 1366.3 | 124.2627 | 1366.3 | 71.9 | 8.52 | 1366.3 | 124.2627 | 1366.3
5562 |  | 1416.1 | 122.6489 | 1416.1 | 1416.1 | 122.6489 | 1416.1 | 1416.1 | 122.6489 | 1416.1 | 72.3 | 8.26 | 1416.1 | 122.6489 | 1416.1
5563 |  | 1554.6 | 122.1956 | 1554.6 | 1554.6 | 122.1956 | 1554.6 | 1554.6 | 122.1956 | 1554.6 | 68.2 | 8.17 | 1554.6 | 122.1956 | 1554.6
5564 |  | 1718 | 125.3905 | 1718 | 1718 | 125.3905 | 1718 | 1718 | 125.3905 | 1718 | 71.2 | 7.78 | 1718 | 125.3905 | 1718
5565 |  | 1609.3 | 122.5229 | 1609.3 | 1609.3 | 122.5229 | 1609.3 | 1609.3 | 122.5229 | 1609.3 | 70.6 | 13.61 | 1609.3 | 122.5229 | 1609.3
5566 |  | 1598.2 | 124.7976 | 1598.2 | 1598.2 | 124.7976 | 1598.2 | 1598.2 | 124.7976 | 1598.2 | 71.6 | 11.31 | 1598.2 | 124.7976 | 1598.2
5567 |  | 1519.4 | 124.6373 | 1519.4 | 1519.4 | 124.6373 | 1519.4 | 1519.4 | 124.6373 | 1519.4 | 72.1 | 13.16 | 1519.4 | 124.6373 | 1519.4
5568 |  | 1384.4 | 125.6028 | 1384.4 | 1384.4 | 125.6028 | 1384.4 | 1384.4 | 125.6028 | 1384.4 | 71.4 | 16.81 | 1384.4 | 125.6028 | 1384.4
5569 |  | 1333.6 | 115.4787 | 1333.6 | 1333.6 | 115.4787 | 1333.6 | 1333.6 | 115.4787 | 1333.6 | 71.2 | 12.11 | 1333.6 | 115.4787 | 1333.6
5570 |  | 1354.8 | 117.1883 | 1354.8 | 1354.8 | 117.1883 | 1354.8 | 1354.8 | 117.1883 | 1354.8 | 71.1 | 8.78 | 1354.8 | 117.1883 | 1354.8
5571 |  | 1352 | 118.2541 | 1352 | 1352 | 118.2541 | 1352 | 1352 | 118.2541 | 1352 | 71 | 12.64 | 1352 | 118.2541 | 1352
5572 |  | 1331.5 | 117.0016 | 1331.5 | 1331.5 | 117.0016 | 1331.5 | 1331.5 | 117.0016 | 1331.5 | 70.8 | 11.16 | 1331.5 | 117.0016 | 1331.5
5573 |  | 1332.1 | 118.6432 | 1332.1 | 1332.1 | 118.6432 | 1332.1 | 1332.1 | 118.6432 | 1332.1 | 70.8 | 10.97 | 1332.1 | 118.6432 | 1332.1
5574 |  | 1337.4 | 115.5311 | 1337.4 | 1337.4 | 115.5311 | 1337.4 | 1337.4 | 115.5311 | 1337.4 | 71 | 11.82 | 1337.4 | 115.5311 | 1337.4
5575 |  | 1317.7 | 115.5726 | 1317.7 | 1317.7 | 115.5726 | 1317.7 | 1317.7 | 115.5726 | 1317.7 | 70.4 | 8.53 | 1317.7 | 115.5726 | 1317.7
5576 |  | 1326.4 | 116.7075 | 1326.4 | 1326.4 | 116.7075 | 1326.4 | 1326.4 | 116.7075 | 1326.4 | 69.5 | 8.93 | 1326.4 | 116.7075 | 1326.4
5577 |  | 1309.6 | 118.2841 | 1309.6 | 1309.6 | 118.2841 | 1309.6 | 1309.6 | 118.2841 | 1309.6 | 71.1 | 7.55 | 1309.6 | 118.2841 | 1309.6
5578 |  | 1250.4 | 119.9702 | 1250.4 | 1250.4 | 119.9702 | 1250.4 | 1250.4 | 119.9702 | 1250.4 | 70.9 | 7.86 | 1250.4 | 119.9702 | 1250.4
5579 |  | 1243.3 | 121.859 | 1243.3 | 1243.3 | 120.7599 | 1243.3 | 1243.3 | 121.859 | 1243.3 | 71.1 | 8.285 | 1243.3 | 121.859 | 1243.3
5580 |  | 1236.2 | 121.5496 | 1236.2 | 1236.2 | 121.5496 | 1236.2 | 1236.2 | 121.5496 | 1236.2 | 71.9 | 8.71 | 1236.2 | 121.5496 | 1236.2
5581 |  | 1283.3 | 121.6998 | 1283.3 | 1283.3 | 121.6998 | 1283.3 | 1283.3 | 121.6998 | 1283.3 | 71.3 | 8.45 | 1283.3 | 121.6998 | 1283.3
5582 |  | 1306 | 121.2394 | 1306 | 1306 | 121.2394 | 1306 | 1306 | 121.2394 | 1306 | 71.6 | 8.36 | 1306 | 121.2394 | 1306
5583 |  | 1293.1 | 122.5434 | 1293.1 | 1293.1 | 122.5434 | 1293.1 | 1293.1 | 122.5434 | 1293.1 | 71.5 | 8.28 | 1293.1 | 122.5434 | 1293.1
5584 |  | 1325.5 | 121.2021 | 1325.5 | 1325.5 | 121.2021 | 1325.5 | 1325.5 | 121.2021 | 1325.5 | 71.3 | 8.3 | 1325.5 | 121.2021 | 1325.5
5585 |  | 1355.1 | 120.5179 | 1355.1 | 1355.1 | 120.5179 | 1355.1 | 1355.1 | 120.5179 | 1355.1 | 71.8 | 7.9 | 1355.1 | 120.5179 | 1355.1
5586 |  | 1413.7 | 118.5548 | 1413.7 | 1413.7 | 118.5548 | 1413.7 | 1413.7 | 118.5548 | 1413.7 | 71.8 | 8 | 1413.7 | 118.5548 | 1413.7
5587 |  | 1661.2 | 119.909 | 1661.2 | 1661.2 | 119.909 | 1661.2 | 1661.2 | 119.909 | 1661.2 | 70.3 | 7.07 | 1661.2 | 119.909 | 1661.2
5588 |  | 1722.1 | 117.3115 | 1722.1 | 1722.1 | 117.3115 | 1722.1 | 1722.1 | 117.3115 | 1722.1 | 71.4 | 7.75 | 1722.1 | 117.3115 | 1722.1
5589 |  | 1714.6 | 119.0508 | 1714.6 | 1714.6 | 119.0508 | 1714.6 | 1714.6 | 119.0508 | 1714.6 | 71.7 | 14.23 | 1714.6 | 119.0508 | 1714.6
5590 |  | 1623.1 | 123.215 | 1623.1 | 1623.1 | 123.215 | 1623.1 | 1623.1 | 123.215 | 1623.1 | 72.3 | 12.24 | 1623.1 | 123.215 | 1623.1
5591 |  | 1479.3 | 122.9473 | 1479.3 | 1479.3 | 122.9473 | 1479.3 | 1479.3 | 122.9473 | 1479.3 | 72.3 | 10.04 | 1479.3 | 122.9473 | 1479.3
5592 |  | 1431.7 | 122.8116 | 1431.7 | 1431.7 | 122.8116 | 1431.7 | 1431.7 | 122.8116 | 1431.7 | 71.7 | 18.905 | 1431.7 | 122.8116 | 1431.7
5593 |  | 1411.4 | 123.9575 | 1411.4 | 1411.4 | 123.9575 | 1411.4 | 1411.4 | 123.9575 | 1411.4 | 71.3 | 16.53 | 1411.4 | 123.9575 | 1411.4
5594 |  | 1359.4 | 123.7937 | 1359.4 | 1359.4 | 123.7937 | 1359.4 | 1359.4 | 123.7937 | 1359.4 | 71.4 | 19.23 | 1359.4 | 123.7937 | 1359.4
5595 |  | 1340.7 | 60.2559 | 1340.7 | 1340.7 | 60.2559 | 1340.7 | 1340.7 | 60.2559 | 1340.7 | 71.1 | 17.6 | 1340.7 | 60.2559 | 1340.7
5596 |  | 1297 | 59.5621 | 1297 | 1297 | 59.5621 | 1297 | 1297 | 59.5621 | 1297 | 71.6 | 22.26 | 1297 | 59.5621 | 1297
5597 |  | 1346.3 | 120.1418 | 1346.3 | 1346.3 | 120.1418 | 1346.3 | 1346.3 | 120.1418 | 1346.3 | 71.7 | 15.08 | 1346.3 | 120.1418 | 1346.3
5598 |  | 1403 | 119.2873 | 1403 | 1403 | 119.2873 | 1403 | 1403 | 119.2873 | 1403 | 72.3 | 16.63 | 1403 | 119.2873 | 1403
5599 |  | 1368.6 | 123.1899 | 1368.6 | 1368.6 | 123.1899 | 1368.6 | 1368.6 | 123.1899 | 1368.6 | 72.2 | 17.66 | 1368.6 | 123.1899 | 1368.6
5600 |  | 1424.8 | 125.345 | 1424.8 | 1424.8 | 125.345 | 1424.8 | 1424.8 | 125.345 | 1424.8 | 71.9 | 10.26 | 1424.8 | 125.345 | 1424.8
5601 |  | 1455.2 | 126.1995 | 1455.2 | 1455.2 | 126.1995 | 1455.2 | 1455.2 | 126.1995 | 1455.2 | 72.2 | 16.56 | 1455.2 | 126.1995 | 1455.2
5602 |  | 1417.7 | 125.7284 | 1417.7 | 1417.7 | 125.7284 | 1417.7 | 1417.7 | 125.7284 | 1417.7 | 72.5 | 13.38 | 1417.7 | 125.7284 | 1417.7
5603 |  | 1495.7 | 126.9206 | 1495.7 | 1495.7 | 126.9206 | 1495.7 | 1495.7 | 126.9206 | 1495.7 | 72.2 | 21.67 | 1495.7 | 126.9206 | 1495.7
5604 |  | 1480 | 126.1755 | 1480 | 1480 | 126.1755 | 1480 | 1480 | 126.1755 | 1480 | 71.9 | 14.61 | 1480 | 126.1755 | 1480
5605 |  | 1498.4 | 124.9218 | 1498.4 | 1498.4 | 124.9218 | 1498.4 | 1498.4 | 124.9218 | 1498.4 | 72.1 | 21.2 | 1498.4 | 124.9218 | 1498.4
5606 |  | 1502.8 | 124.4028 | 1502.8 | 1502.8 | 124.4028 | 1502.8 | 1502.8 | 124.4028 | 1502.8 | 72.1 | 12.03 | 1502.8 | 124.4028 | 1502.8
5607 |  | 1527.4 | 124.4879 | 1527.4 | 1527.4 | 124.4879 | 1527.4 | 1527.4 | 124.4879 | 1527.4 | 71.5 | 16.35 | 1527.4 | 124.4879 | 1527.4
5608 |  | 1525.5 | 125.4003 | 1525.5 | 1525.5 | 125.4003 | 1525.5 | 1525.5 | 125.4003 | 1525.5 | 71.7 | 20.53 | 1525.5 | 125.4003 | 1525.5
5609 |  | 1515.1 | 120.0306 | 1515.1 | 1515.1 | 120.0306 | 1515.1 | 1515.1 | 120.0306 | 1515.1 | 72.3 | 15.02 | 1515.1 | 120.0306 | 1515.1
5610 |  | 1543.2 | 119.2859 | 1543.2 | 1543.2 | 119.2859 | 1543.2 | 1543.2 | 119.2859 | 1543.2 | 71.1 | 17.77 | 1543.2 | 119.2859 | 1543.2
5611 |  | 1787.3 | 119.2178 | 1787.3 | 1787.3 | 119.2178 | 1787.3 | 1787.3 | 119.2178 | 1787.3 | 72.1 | 18.07 | 1787.3 | 119.2178 | 1787.3
5612 |  | 1822.4 | 118.0691 | 1822.4 | 1822.4 | 118.0691 | 1822.4 | 1822.4 | 118.0691 | 1822.4 | 72.5 | 18.27 | 1822.4 | 118.0691 | 1822.4
5613 |  | 1808.8 | 120.4194 | 1808.8 | 1808.8 | 120.4194 | 1808.8 | 1808.8 | 120.4194 | 1808.8 | 72.2 | 12.95 | 1808.8 | 120.4194 | 1808.8
5614 |  | 1717.6 | 119.7198 | 1717.6 | 1717.6 | 119.7198 | 1717.6 | 1717.6 | 119.7198 | 1717.6 | 71.4 | 17.7 | 1717.6 | 119.7198 | 1717.6
5615 |  | 1614.7 | 117.4703 | 1614.7 | 1614.7 | 117.4703 | 1614.7 | 1614.7 | 117.4703 | 1614.7 | 72.4 | 15.26 | 1614.7 | 117.4703 | 1614.7
5616 |  | 1509.3 | 114.606 | 1509.3 | 1509.3 | 114.606 | 1509.3 | 1509.3 | 114.606 | 1509.3 | 72.6 | 21 | 1509.3 | 114.606 | 1509.3
5617 |  | 1453.1 | 115.3524 | 1453.1 | 1453.1 | 115.3524 | 1453.1 | 1453.1 | 115.3524 | 1453.1 | 72.6 | 17.26 | 1453.1 | 115.3524 | 1453.1
5618 |  | 1456.1 | 115.4213 | 1456.1 | 1456.1 | 115.4213 | 1456.1 | 1456.1 | 115.4213 | 1456.1 | 73.2 | 19.08 | 1456.1 | 115.4213 | 1456.1
5619 |  | 1445.4 | 114.5251 | 1445.4 | 1445.4 | 114.5251 | 1445.4 | 1445.4 | 114.5251 | 1445.4 | 73.1 | 17.16 | 1445.4 | 114.5251 | 1445.4
5620 |  | 1413.6 | 114.6693 | 1413.6 | 1413.6 | 114.6693 | 1413.6 | 1413.6 | 114.6693 | 1413.6 | 72.9 | 23.03 | 1413.6 | 114.6693 | 1413.6
5621 |  | 1426.7 | 114.656 | 1426.7 | 1426.7 | 114.656 | 1426.7 | 1426.7 | 114.656 | 1426.7 | 72.9 | 19.83 | 1426.7 | 114.656 | 1426.7
5622 |  | 1434.6 | 116.2896 | 1434.6 | 1434.6 | 116.2896 | 1434.6 | 1434.6 | 116.2896 | 1434.6 | 72.2 | 14.35 | 1434.6 | 116.2896 | 1434.6
5623 |  | 1429.9 | 112.7019 | 1429.9 | 1429.9 | 112.7019 | 1429.9 | 1429.9 | 112.7019 | 1429.9 | 71.5 | 10.34 | 1429.9 | 112.7019 | 1429.9
5624 |  | 1407.3 | 112.4715 | 1407.3 | 1407.3 | 112.4715 | 1407.3 | 1407.3 | 112.4715 | 1407.3 | 72.5 | 9.43 | 1407.3 | 112.4715 | 1407.3
5625 |  | 1456.8 | 113.6045 | 1456.8 | 1456.8 | 113.6045 | 1456.8 | 1456.8 | 113.6045 | 1456.8 | 70.5 | 9.99 | 1456.8 | 113.6045 | 1456.8
5626 |  | 1491.7 | 110.2094 | 1491.7 | 1491.7 | 110.2094 | 1491.7 | 1491.7 | 110.2094 | 1491.7 | 71.8 | 12.71 | 1491.7 | 110.2094 | 1491.7
5627 |  | 1494.1 | 113.5472 | 1494.1 | 1494.1 | 113.5472 | 1494.1 | 1494.1 | 113.5472 | 1494.1 | 72.4 | 11.48 | 1494.1 | 113.5472 | 1494.1
5628 |  | 1461.8 | 110.4363 | 1461.8 | 1461.8 | 110.4363 | 1461.8 | 1461.8 | 110.4363 | 1461.8 | 72.7 | 10.78 | 1461.8 | 110.4363 | 1461.8
5629 |  | 1464.8 | 105.7394 | 1464.8 | 1464.8 | 105.7394 | 1464.8 | 1464.8 | 105.7394 | 1464.8 | 72.5 | 17.36 | 1464.8 | 105.7394 | 1464.8
5630 |  | 1502.1 | 105.2088 | 1502.1 | 1502.1 | 105.2088 | 1502.1 | 1502.1 | 105.2088 | 1502.1 | 72.3 | 12.965 | 1502.1 | 105.2088 | 1502.1
5631 |  | 1526 | 107.3557 | 1526 | 1526 | 107.3557 | 1526 | 1526 | 107.3557 | 1526 | 72.6 | 18.57 | 1526 | 107.3557 | 1526
5632 |  | 1556.3 | 114.4225 | 1556.3 | 1556.3 | 114.4225 | 1556.3 | 1556.3 | 114.4225 | 1556.3 | 72.6 | 18.94 | 1556.3 | 114.4225 | 1556.3
5633 |  | 1576.1 | 119.7425 | 1576.1 | 1576.1 | 119.7425 | 1576.1 | 1576.1 | 119.7425 | 1576.1 | 73.5 | 10.29 | 1576.1 | 119.7425 | 1576.1
5634 |  | 1654.9 | 121.434 | 1654.9 | 1654.9 | 121.434 | 1654.9 | 1654.9 | 121.434 | 1654.9 | 72.1 | 16.71 | 1654.9 | 121.434 | 1654.9
5635 |  | 1686 | 123.7532 | 1686 | 1686 | 123.7532 | 1686 | 1686 | 123.7532 | 1686 | 73.2 | 17.73 | 1686 | 123.7532 | 1686
5636 |  | 1741.1 | 121.2805 | 1741.1 | 1741.1 | 121.2805 | 1741.1 | 1741.1 | 121.2805 | 1741.1 | 71.9 | 9.03 | 1741.1 | 121.2805 | 1741.1
5637 |  | 1752 | 123.39 | 1752 | 1752 | 123.39 | 1752 | 1752 | 123.39 | 1752 | 73 | 10.06 | 1752 | 123.39 | 1752
5638 |  | 1773.7 | 122.6582 | 1773.7 | 1773.7 | 122.6582 | 1773.7 | 1773.7 | 122.6582 | 1773.7 | 73.1 | 13.02 | 1773.7 | 122.6582 | 1773.7
5639 |  | 1631.7 | 121.5382 | 1631.7 | 1631.7 | 121.5382 | 1631.7 | 1631.7 | 121.5382 | 1631.7 | 71.5 | 12.98 | 1631.7 | 121.5382 | 1631.7
5640 |  | 1562 | 120.6462 | 1562 | 1562 | 120.6462 | 1562 | 1562 | 120.6462 | 1562 | 73 | 18.21 | 1562 | 120.6462 | 1562
5641 |  | 1503.2 | 120.1476 | 1503.2 | 1503.2 | 120.1476 | 1503.2 | 1503.2 | 120.1476 | 1503.2 | 72.8 | 18.84 | 1503.2 | 120.1476 | 1503.2
5642 |  | 1470.5 | 122.8025 | 1470.5 | 1470.5 | 122.8025 | 1470.5 | 1470.5 | 122.8025 | 1470.5 | 73.4 | 21.77 | 1470.5 | 122.8025 | 1470.5
5643 |  | 1472.5 | 123.0758 | 1472.5 | 1472.5 | 123.0758 | 1472.5 | 1472.5 | 123.0758 | 1472.5 | 73.2 | 23.02 | 1472.5 | 123.0758 | 1472.5
5644 |  | 1449.1 | 125.7731 | 1449.1 | 1449.1 | 125.7731 | 1449.1 | 1449.1 | 125.7731 | 1449.1 | 72.5 | 18.07 | 1449.1 | 125.7731 | 1449.1
5645 |  | 1480.9 | 125.5579 | 1480.9 | 1480.9 | 125.5579 | 1480.9 | 1480.9 | 125.5579 | 1480.9 | 72.7 | 14.9 | 1480.9 | 125.5579 | 1480.9
5646 |  | 1449.9 | 124.4847 | 1449.9 | 1449.9 | 124.4847 | 1449.9 | 1449.9 | 124.4847 | 1449.9 | 73.2 | 14.38 | 1449.9 | 124.4847 | 1449.9
5647 |  | 1414.3 | 100.7542 | 1414.3 | 1414.3 | 100.7542 | 1414.3 | 1414.3 | 100.7542 | 1414.3 | 71.6 | 9.55 | 1414.3 | 100.7542 | 1414.3
5648 |  | 1391.1 | 98.5971 | 1391.1 | 1391.1 | 98.5971 | 1391.1 | 1391.1 | 98.5971 | 1391.1 | 72.5 | 9.53 | 1391.1 | 98.5971 | 1391.1
5649 |  | 1417.4 | 84.0936 | 1417.4 | 1417.4 | 84.0936 | 1417.4 | 1417.4 | 84.0936 | 1417.4 | 72.2 | 16.45 | 1417.4 | 84.0936 | 1417.4
5650 |  | 1419.8 | 73.0803 | 1419.8 | 1419.8 | 73.0803 | 1419.8 | 1419.8 | 73.0803 | 1419.8 | 72.4 | 14.74 | 1419.8 | 73.0803 | 1419.8
5651 |  | 1432.7 | 70.7113 | 1432.7 | 1432.7 | 70.7113 | 1432.7 | 1432.7 | 70.7113 | 1432.7 | 71.4 | 12.54 | 1432.7 | 70.7113 | 1432.7
5652 |  | 1433.3 | 68.4837 | 1433.3 | 1433.3 | 68.4837 | 1433.3 | 1433.3 | 68.4837 | 1433.3 | 70.3 | 11.84 | 1433.3 | 68.4837 | 1433.3
5653 |  | 1461.9 | 66.8936 | 1461.9 | 1461.9 | 66.8936 | 1461.9 | 1461.9 | 66.8936 | 1461.9 | 70.8 | 9.77 | 1461.9 | 66.8936 | 1461.9
5654 |  | 1437.3 | 66.3198 | 1437.3 | 1437.3 | 66.3198 | 1437.3 | 1437.3 | 66.3198 | 1437.3 | 71.7 | 13.9 | 1437.3 | 66.3198 | 1437.3
5655 |  | 1489.8 | 65.8549 | 1489.8 | 1489.8 | 68.0291 | 1489.8 | 1489.8 | 65.8549 | 1489.8 | 73.3 | 12.33 | 1489.8 | 65.8549 | 1489.8
5656 |  | 1533.2 | 69.7384 | 1533.2 | 1533.2 | 69.7384 | 1533.2 | 1533.2 | 69.7384 | 1533.2 | 72.4 | 14.675 | 1533.2 | 69.7384 | 1533.2
5657 |  | 1513.4 | 71.041 | 1513.4 | 1513.4 | 71.041 | 1513.4 | 1513.4 | 71.041 | 1513.4 | 73.4 | 9.13 | 1513.4 | 71.041 | 1513.4
5658 |  | 1512.9 | 71.3879 | 1512.9 | 1512.9 | 71.3879 | 1512.9 | 1512.9 | 71.3879 | 1512.9 | 70.1 | 9.02 | 1512.9 | 71.3879 | 1512.9
5659 |  | 1741.9 | 71.8183 | 1741.9 | 1741.9 | 71.8183 | 1741.9 | 1741.9 | 71.8183 | 1741.9 | 71.7 | 11.8 | 1741.9 | 71.8183 | 1741.9
5660 |  | 1767.8 | 71.8724 | 1767.8 | 1767.8 | 71.8724 | 1767.8 | 1767.8 | 71.8724 | 1767.8 | 71.5 | 17.62 | 1767.8 | 71.8724 | 1767.8
5661 |  | 1760.2 | 69.6703 | 1760.2 | 1760.2 | 69.6703 | 1760.2 | 1760.2 | 69.6703 | 1760.2 | 71.8 | 13.3 | 1760.2 | 69.6703 | 1760.2
5662 |  | 1686.9 | 69.4467 | 1686.9 | 1686.9 | 69.4467 | 1686.9 | 1686.9 | 69.4467 | 1686.9 | 72.7 | 18.38 | 1686.9 | 69.4467 | 1686.9
5663 |  | 1531.2 | 67.77 | 1531.2 | 1531.2 | 67.77 | 1531.2 | 1531.2 | 67.77 | 1531.2 | 71.9 | 19.49 | 1531.2 | 67.77 | 1531.2
5664 |  | 1484.7 | 68.2089 | 1484.7 | 1484.7 | 68.2089 | 1484.7 | 1484.7 | 68.2089 | 1484.7 | 71.3 | 19.11 | 1484.7 | 68.2089 | 1484.7
5665 |  | 1412.3 | 66.718 | 1412.3 | 1412.3 | 66.718 | 1412.3 | 1412.3 | 66.718 | 1412.3 | 72 | 20.86 | 1412.3 | 66.718 | 1412.3
5666 |  | 1390.1 | 68.2385 | 1390.1 | 1390.1 | 68.2385 | 1390.1 | 1390.1 | 68.2385 | 1390.1 | 71.2 | 18.96 | 1390.1 | 68.2385 | 1390.1
5667 |  | 1351.1 | 69.8957 | 1351.1 | 1351.1 | 69.8957 | 1351.1 | 1351.1 | 69.8957 | 1351.1 | 71.6 | 22.58 | 1351.1 | 69.8957 | 1351.1
5668 |  | 1380.4 | 70.3617 | 1380.4 | 1380.4 | 70.3617 | 1380.4 | 1380.4 | 70.3617 | 1380.4 | 72.1 | 16.28 | 1380.4 | 70.3617 | 1380.4
5669 |  | 1424.4 | 71.3588 | 1424.4 | 1424.4 | 71.3588 | 1424.4 | 1424.4 | 71.3588 | 1424.4 | 72.1 | 20.46 | 1424.4 | 71.3588 | 1424.4
5670 |  | 1378.7 | 70.9981 | 1378.7 | 1378.7 | 70.9981 | 1378.7 | 1378.7 | 70.9981 | 1378.7 | 72.6 | 15.79 | 1378.7 | 70.9981 | 1378.7
5671 |  | 1374.7 | 73.0874 | 1374.7 | 1374.7 | 73.0874 | 1374.7 | 1374.7 | 73.0874 | 1374.7 | 71.8 | 9.85 | 1374.7 | 73.0874 | 1374.7
5672 |  | 1415.8 | 71.0303 | 1415.8 | 1415.8 | 71.0303 | 1415.8 | 1415.8 | 71.0303 | 1415.8 | 71.9 | 13.66 | 1415.8 | 71.0303 | 1415.8
5673 |  | 1412.5 | 67.8379 | 1412.5 | 1412.5 | 67.8379 | 1412.5 | 1412.5 | 67.8379 | 1412.5 | 71.4 | 17.28 | 1412.5 | 67.8379 | 1412.5
5674 |  | 1495.8 | 69.487 | 1495.8 | 1495.8 | 69.487 | 1495.8 | 1495.8 | 69.487 | 1495.8 | 70.6 | 14.74 | 1495.8 | 69.487 | 1495.8
5675 |  | 1485.8 | 71.1122 | 1485.8 | 1485.8 | 71.1122 | 1485.8 | 1485.8 | 71.1122 | 1485.8 | 71.8 | 21.8 | 1485.8 | 71.1122 | 1485.8
5676 |  | 1464.8 | 66.2117 | 1464.8 | 1464.8 | 66.2117 | 1464.8 | 1464.8 | 66.2117 | 1464.8 | 71.1 | 14.04 | 1464.8 | 66.2117 | 1464.8
5677 |  | 1476.3 | 87.9956 | 1476.3 | 1476.3 | 87.9956 | 1476.3 | 1476.3 | 87.9956 | 1476.3 | 69.1 | 16.8 | 1476.3 | 87.9956 | 1476.3
5678 |  | 1455.7 | 89.6178 | 1455.7 | 1455.7 | 89.6178 | 1455.7 | 1455.7 | 89.6178 | 1455.7 | 69.6 | 10.78 | 1455.7 | 89.6178 | 1455.7
5679 |  | 1321.1 | 87.8167 | 1321.1 | 1321.1 | 87.8167 | 1321.1 | 1321.1 | 87.8167 | 1321.1 | 72 | 12.2 | 1321.1 | 87.8167 | 1321.1
5680 |  | 1551.9 | 92.2917 | 1551.9 | 1551.9 | 92.2917 | 1551.9 | 1551.9 | 92.2917 | 1551.9 | 71.3 | 10.41 | 1551.9 | 92.2917 | 1551.9
5681 |  | 1523.4 | 93.0476 | 1523.4 | 1523.4 | 93.0476 | 1523.4 | 1523.4 | 93.0476 | 1523.4 | 71.5 | 17.11 | 1523.4 | 93.0476 | 1523.4
5682 |  | 1525.1 | 91.4633 | 1525.1 | 1525.1 | 91.4633 | 1525.1 | 1525.1 | 91.4633 | 1525.1 | 72.5 | 16.24 | 1525.1 | 91.4633 | 1525.1
5683 |  | 1740.9 | 94.8455 | 1740.9 | 1740.9 | 94.8455 | 1740.9 | 1740.9 | 94.8455 | 1740.9 | 71.3 | 10.27 | 1740.9 | 94.8455 | 1740.9
5684 |  | 1802 | 95.3625 | 1802 | 1802 | 95.3625 | 1802 | 1802 | 95.3625 | 1802 | 72.3 | 12 | 1802 | 95.3625 | 1802
5685 |  | 1799.9 | 97.3462 | 1799.9 | 1799.9 | 97.3462 | 1799.9 | 1799.9 | 97.3462 | 1799.9 | 72.3 | 14.83 | 1799.9 | 97.3462 | 1799.9
5686 |  | 1710.7 | 96.6022 | 1710.7 | 1710.7 | 96.6022 | 1710.7 | 1710.7 | 96.6022 | 1710.7 | 72 | 15.76 | 1710.7 | 96.6022 | 1710.7
5687 |  | 1619.9 | 98.0965 | 1619.9 | 1619.9 | 98.0965 | 1619.9 | 1619.9 | 98.0965 | 1619.9 | 73 | 21.27 | 1619.9 | 98.0965 | 1619.9
5688 |  | 1540.6 | 97.4324 | 1540.6 | 1540.6 | 97.4324 | 1540.6 | 1540.6 | 97.4324 | 1540.6 | 72.2 | 20.01 | 1540.6 | 97.4324 | 1540.6
5689 |  | 1480.4 | 96.8633 | 1480.4 | 1480.4 | 96.8633 | 1480.4 | 1480.4 | 96.8633 | 1480.4 | 73.1 | 11.65 | 1480.4 | 96.8633 | 1480.4
5690 |  | 1426.8 | 94.8961 | 1426.8 | 1426.8 | 94.8961 | 1426.8 | 1426.8 | 94.8961 | 1426.8 | 72.8 | 13 | 1426.8 | 94.8961 | 1426.8
5691 |  | 1407.8 | 94.9333 | 1407.8 | 1407.8 | 94.9333 | 1407.8 | 1407.8 | 94.9333 | 1407.8 | 71.7 | 13.37 | 1407.8 | 94.9333 | 1407.8
5692 |  | 1420.5 | 95.542 | 1420.5 | 1420.5 | 95.542 | 1420.5 | 1420.5 | 95.542 | 1420.5 | 72 | 19.88 | 1420.5 | 95.542 | 1420.5
5693 |  | 1447.2 | 99.0082 | 1447.2 | 1447.2 | 99.0082 | 1447.2 | 1447.2 | 99.0082 | 1447.2 | 72.4 | 19.3 | 1447.2 | 99.0082 | 1447.2
5694 |  | 1437.4 | 115.9712 | 1437.4 | 1437.4 | 115.9712 | 1437.4 | 1437.4 | 115.9712 | 1437.4 | 71 | 20.24 | 1437.4 | 115.9712 | 1437.4
5695 |  | 1416.6 | 117.9842 | 1416.6 | 1416.6 | 117.9842 | 1416.6 | 1416.6 | 117.9842 | 1416.6 | 71.9 | 9.96 | 1416.6 | 117.9842 | 1416.6
5696 |  | 1457.4 | 118.5841 | 1457.4 | 1457.4 | 118.5841 | 1457.4 | 1457.4 | 118.5841 | 1457.4 | 72.1 | 11.25 | 1457.4 | 118.5841 | 1457.4
5697 |  | 1496.4 | 118.0098 | 1496.4 | 1496.4 | 118.0098 | 1496.4 | 1496.4 | 118.0098 | 1496.4 | 72.2 | 11.54 | 1496.4 | 118.0098 | 1496.4
5698 |  | 1523.6 | 120.6017 | 1523.6 | 1523.6 | 120.6017 | 1523.6 | 1523.6 | 120.6017 | 1523.6 | 71.9 | 16.54 | 1523.6 | 120.6017 | 1523.6
5699 |  | 1533 | 119.0619 | 1533 | 1533 | 119.0619 | 1533 | 1533 | 119.0619 | 1533 | 71.6 | 21.15 | 1533 | 119.0619 | 1533
5700 |  | 1510.4 | 118.7299 | 1510.4 | 1510.4 | 118.7299 | 1510.4 | 1510.4 | 118.7299 | 1510.4 | 72.3 | 16.32 | 1510.4 | 118.7299 | 1510.4
5701 |  | 1499.2 | 122.5639 | 1499.2 | 1499.2 | 122.5639 | 1499.2 | 1499.2 | 122.5639 | 1499.2 | 71 | 15.11 | 1499.2 | 122.5639 | 1499.2
5702 |  | 1511.3 | 122.0726 | 1511.3 | 1511.3 | 122.0726 | 1511.3 | 1511.3 | 122.0726 | 1511.3 | 72.9 | 14.27 | 1511.3 | 122.0726 | 1511.3
5703 |  | 1548.7 | 120.5877 | 1548.7 | 1548.7 | 120.5877 | 1548.7 | 1548.7 | 120.5877 | 1548.7 | 71.3 | 16.62 | 1548.7 | 120.5877 | 1548.7
5704 |  | 1506.8 | 121.317 | 1506.8 | 1506.8 | 121.317 | 1506.8 | 1506.8 | 121.317 | 1506.8 | 72.3 | 14.09 | 1506.8 | 121.317 | 1506.8
5705 |  | 1540.9 | 120.9576 | 1540.9 | 1540.9 | 120.9576 | 1540.9 | 1540.9 | 120.9576 | 1540.9 | 72.7 | 16.37 | 1540.9 | 120.9576 | 1540.9
5706 |  | 1589.8 | 119.2435 | 1589.8 | 1589.8 | 119.2435 | 1589.8 | 1589.8 | 119.2435 | 1589.8 | 72.2 | 18.21 | 1589.8 | 119.2435 | 1589.8
5707 |  | 1837.7 | 119.2994 | 1837.7 | 1837.7 | 119.2994 | 1837.7 | 1837.7 | 119.2994 | 1837.7 | 72.2 | 11.47 | 1837.7 | 119.2994 | 1837.7
5708 |  | 1880 | 120.2367 | 1880 | 1880 | 120.2367 | 1880 | 1880 | 120.2367 | 1880 | 72.9 | 9.75 | 1880 | 120.2367 | 1880
5709 |  | 1865.5 | 120.2819 | 1865.5 | 1865.5 | 120.2819 | 1865.5 | 1865.5 | 120.2819 | 1865.5 | 71.6 | 13.75 | 1865.5 | 120.2819 | 1865.5
5710 |  | 1696.9 | 122.0141 | 1696.9 | 1696.9 | 122.0141 | 1696.9 | 1696.9 | 122.0141 | 1696.9 | 71.4 | 12.64 | 1696.9 | 122.0141 | 1696.9
5711 |  | 1706.2 | 121.9339 | 1706.2 | 1706.2 | 121.9339 | 1706.2 | 1706.2 | 121.9339 | 1706.2 | 72.6 | 17.77 | 1706.2 | 121.9339 | 1706.2
5712 |  | 1602.5 | 121.6008 | 1602.5 | 1602.5 | 121.6008 | 1602.5 | 1602.5 | 121.6008 | 1602.5 | 71.9 | 13.55 | 1602.5 | 121.6008 | 1602.5
5713 |  | 1459.4 | 122.1376 | 1459.4 | 1459.4 | 122.1376 | 1459.4 | 1459.4 | 122.1376 | 1459.4 | 72.7 | 11.32 | 1459.4 | 122.1376 | 1459.4
5714 |  | 1488.7 | 122.0349 | 1488.7 | 1488.7 | 122.0349 | 1488.7 | 1488.7 | 122.0349 | 1488.7 | 71.5 | 15.4 | 1488.7 | 122.0349 | 1488.7
5715 |  | 1470.3 | 122.8819 | 1470.3 | 1470.3 | 122.8819 | 1470.3 | 1470.3 | 122.8819 | 1470.3 | 72.6 | 18.76 | 1470.3 | 122.8819 | 1470.3
5716 |  | 1455.9 | 122.4998 | 1455.9 | 1455.9 | 122.4998 | 1455.9 | 1455.9 | 122.4998 | 1455.9 | 72.9 | 17.26 | 1455.9 | 122.4998 | 1455.9
5717 |  | 1466.4 | 121.8019 | 1466.4 | 1466.4 | 121.8019 | 1466.4 | 1466.4 | 121.8019 | 1466.4 | 71.5 | 16.61 | 1466.4 | 121.8019 | 1466.4
5718 |  | 1441.8 | 119.988 | 1441.8 | 1441.8 | 119.988 | 1441.8 | 1441.8 | 119.988 | 1441.8 | 72.4 | 19.19 | 1441.8 | 119.988 | 1441.8
5719 |  | 1412.5 | 119.0577 | 1412.5 | 1412.5 | 119.0577 | 1412.5 | 1412.5 | 119.0577 | 1412.5 | 71.7 | 17.67 | 1412.5 | 119.0577 | 1412.5
5720 |  | 1362.7 | 117.2101 | 1362.7 | 1362.7 | 117.2101 | 1362.7 | 1362.7 | 117.2101 | 1362.7 | 72.3 | 11.16 | 1362.7 | 117.2101 | 1362.7
5721 |  | 1306.8 | 110.4661 | 1306.8 | 1306.8 | 110.4661 | 1306.8 | 1306.8 | 110.4661 | 1306.8 | 71.9 | 10.7 | 1306.8 | 110.4661 | 1306.8
5722 |  | 1323 | 97.2421 | 1323 | 1323 | 97.2421 | 1323 | 1323 | 97.2421 | 1323 | 71.9 | 19.49 | 1323 | 97.2421 | 1323
5723 |  | 1344.4 | 97.9093 | 1344.4 | 1344.4 | 97.9093 | 1344.4 | 1344.4 | 97.9093 | 1344.4 | 71.6 | 20.5 | 1344.4 | 97.9093 | 1344.4
5724 |  | 1304.6 | 117.9906 | 1304.6 | 1304.6 | 117.9906 | 1304.6 | 1304.6 | 117.9906 | 1304.6 | 71.8 | 21.29 | 1304.6 | 117.9906 | 1304.6
5725 |  | 1323.1 | 117.969 | 1323.1 | 1323.1 | 117.969 | 1323.1 | 1323.1 | 117.969 | 1323.1 | 72.3 | 20.4 | 1323.1 | 117.969 | 1323.1
5726 |  | 1322 | 119.1974 | 1322 | 1322 | 120.0856 | 1322 | 1322 | 119.1974 | 1322 | 72.3 | 22.85 | 1322 | 119.1974 | 1322
5727 |  | 1344.1 | 122.2021 | 1344.1 | 1344.1 | 122.2021 | 1344.1 | 1344.1 | 122.2021 | 1344.1 | 71.3 | 15.45 | 1344.1 | 122.2021 | 1344.1
5728 |  | 1351.9 | 120.8137 | 1351.9 | 1351.9 | 120.8137 | 1351.9 | 1351.9 | 120.8137 | 1351.9 | 71.8 | 21.84 | 1351.9 | 120.8137 | 1351.9
5729 |  | 1366.4 | 121.905 | 1366.4 | 1366.4 | 121.905 | 1366.4 | 1366.4 | 121.905 | 1366.4 | 71.9 | 14.58 | 1366.4 | 121.905 | 1366.4
5730 |  | 1461.2 | 120.8747 | 1461.2 | 1461.2 | 120.8747 | 1461.2 | 1461.2 | 120.8747 | 1461.2 | 72.3 | 14.89 | 1461.2 | 120.8747 | 1461.2
5731 |  | 1716.2 | 122.3862 | 1716.2 | 1716.2 | 122.3862 | 1716.2 | 1716.2 | 122.3862 | 1716.2 | 68.2 | 11.59 | 1716.2 | 122.3862 | 1716.2
5732 |  | 1761.9 | 124.4596 | 1761.9 | 1761.9 | 124.4596 | 1761.9 | 1761.9 | 124.4596 | 1761.9 | 71.2 | 10.15 | 1761.9 | 124.4596 | 1761.9
5733 |  | 1739.2 | 123.3987 | 1739.2 | 1739.2 | 123.3987 | 1739.2 | 1739.2 | 123.3987 | 1739.2 | 70.6 | 12.14 | 1739.2 | 123.3987 | 1739.2
5734 |  | 1644 | 124.0914 | 1644 | 1644 | 124.0914 | 1644 | 1644 | 124.0914 | 1644 | 71.6 | 7.88 | 1644 | 124.0914 | 1644
5735 |  | 1532 | 124.5978 | 1532 | 1532 | 124.5978 | 1532 | 1532 | 124.5978 | 1532 | 72.1 | 8.02 | 1532 | 124.5978 | 1532
5736 |  | 1441.7 | 123.4544 | 1441.7 | 1441.7 | 123.4544 | 1441.7 | 1441.7 | 123.4544 | 1441.7 | 71.4 | 12.44 | 1441.7 | 123.4544 | 1441.7
5737 |  | 1390.5 | 122.8069 | 1390.5 | 1390.5 | 122.8069 | 1390.5 | 1390.5 | 122.8069 | 1390.5 | 71.2 | 11.8 | 1390.5 | 122.8069 | 1390.5
5738 |  | 1361.9 | 122.6454 | 1361.9 | 1361.9 | 122.6454 | 1361.9 | 1361.9 | 122.6454 | 1361.9 | 71.1 | 11.7 | 1361.9 | 122.6454 | 1361.9
5739 |  | 1325.8 | 121.9756 | 1325.8 | 1325.8 | 121.9756 | 1325.8 | 1325.8 | 121.9756 | 1325.8 | 71 | 13.32 | 1325.8 | 121.9756 | 1325.8
5740 |  | 1339.7 | 122.1748 | 1339.7 | 1339.7 | 122.1748 | 1339.7 | 1339.7 | 122.1748 | 1339.7 | 70.8 | 12.96 | 1339.7 | 122.1748 | 1339.7
5741 |  | 1348 | 121.4312 | 1348 | 1348 | 121.4312 | 1348 | 1348 | 121.4312 | 1348 | 70.8 | 11.7 | 1348 | 121.4312 | 1348
5742 |  | 1351.4 | 123.1647 | 1351.4 | 1351.4 | 123.1647 | 1351.4 | 1351.4 | 123.1647 | 1351.4 | 71 | 15.47 | 1351.4 | 123.1647 | 1351.4
5743 |  | 1330.1 | 119.9894 | 1330.1 | 1330.1 | 119.9894 | 1330.1 | 1330.1 | 119.9894 | 1330.1 | 70.4 | 12.67 | 1330.1 | 119.9894 | 1330.1
5744 |  | 1334 | 123.6583 | 1334 | 1334 | 123.6583 | 1334 | 1334 | 123.6583 | 1334 | 69.5 | 7.68 | 1334 | 123.6583 | 1334
5745 |  | 1269.7 | 121.3903 | 1269.7 | 1269.7 | 121.3903 | 1269.7 | 1269.7 | 121.3903 | 1269.7 | 71.1 | 8.88 | 1269.7 | 121.3903 | 1269.7
5746 |  | 1217.3 | 121.2497 | 1217.3 | 1217.3 | 121.2497 | 1217.3 | 1217.3 | 121.2497 | 1217.3 | 70.9 | 11.76 | 1217.3 | 121.2497 | 1217.3
5747 |  | 1393.9 | 121.4184 | 1393.9 | 1393.9 | 110.9688 | 1393.9 | 1393.9 | 121.4184 | 1393.9 | 71.1 | 21.23 | 1393.9 | 121.4184 | 1393.9
5748 |  | 1351.45 | 121.6076 | 1351.45 | 1351.45 | 121.6816 | 1351.45 | 1351.45 | 121.6076 | 1351.45 | 71.9 | 16.7375 | 1351.45 | 121.6076 | 1351.45
5749 |  | 1222.9 | 122.6804 | 1222.9 | 1222.9 | 122.6804 | 1222.9 | 1222.9 | 122.6804 | 1222.9 | 71.3 | 16.93 | 1222.9 | 122.6804 | 1222.9
5750 |  | 1242.1 | 121.9252 | 1242.1 | 1242.1 | 121.9252 | 1242.1 | 1242.1 | 121.9252 | 1242.1 | 71.6 | 15.43 | 1242.1 | 121.9252 | 1242.1
5751 |  | 1270 | 122.0965 | 1270 | 1270 | 122.0965 | 1270 | 1270 | 122.0965 | 1270 | 71.5 | 13.82 | 1270 | 122.0965 | 1270
5752 |  | 1304.5 | 121.6134 | 1304.5 | 1304.5 | 121.6134 | 1304.5 | 1304.5 | 121.6134 | 1304.5 | 71.3 | 10.95 | 1304.5 | 121.6134 | 1304.5
5753 |  | 1337.8 | 122.5791 | 1337.8 | 1337.8 | 122.5791 | 1337.8 | 1337.8 | 122.5791 | 1337.8 | 71.8 | 12.9 | 1337.8 | 122.5791 | 1337.8
5754 |  | 1408.3 | 119.8638 | 1408.3 | 1408.3 | 119.8638 | 1408.3 | 1408.3 | 119.8638 | 1408.3 | 71.8 | 16.28 | 1408.3 | 119.8638 | 1408.3
5755 |  | 1677 | 124.9238 | 1677 | 1677 | 124.9238 | 1677 | 1677 | 124.9238 | 1677 | 70.3 | 13.35 | 1677 | 124.9238 | 1677
5756 |  | 1703.6 | 125.3038 | 1703.6 | 1703.6 | 125.3038 | 1703.6 | 1703.6 | 125.3038 | 1703.6 | 71.4 | 9.49 | 1703.6 | 125.3038 | 1703.6
5757 |  | 1671.3 | 123.3468 | 1671.3 | 1671.3 | 123.3468 | 1671.3 | 1671.3 | 123.3468 | 1671.3 | 71.7 | 15.77 | 1671.3 | 123.3468 | 1671.3
5758 |  | 1564.6 | 124.0158 | 1564.6 | 1564.6 | 124.0158 | 1564.6 | 1564.6 | 124.0158 | 1564.6 | 72.3 | 23.7 | 1564.6 | 124.0158 | 1564.6
5759 |  | 1440.9 | 123.8756 | 1440.9 | 1440.9 | 123.8756 | 1440.9 | 1440.9 | 123.8756 | 1440.9 | 72.3 | 15.45 | 1440.9 | 123.8756 | 1440.9
5760 |  | 1387.6 | 123.1853 | 1387.6 | 1387.6 | 123.1853 | 1387.6 | 1387.6 | 123.1853 | 1387.6 | 71.7 | 15.77 | 1387.6 | 123.1853 | 1387.6
5761 |  | 1356.8 | 123.2022 | 1356.8 | 1356.8 | 123.2022 | 1356.8 | 1356.8 | 123.2022 | 1356.8 | 71.3 | 25.73 | 1356.8 | 123.2022 | 1356.8
5762 |  | 1317.9 | 121.8294 | 1317.9 | 1317.9 | 121.8294 | 1317.9 | 1317.9 | 121.8294 | 1317.9 | 71.4 | 18.62 | 1317.9 | 121.8294 | 1317.9
5763 |  | 1271.4 | 121.9558 | 1271.4 | 1271.4 | 121.9558 | 1271.4 | 1271.4 | 121.9558 | 1271.4 | 71.1 | 20.76 | 1271.4 | 121.9558 | 1271.4
5764 |  | 1289.2 | 122.2334 | 1289.2 | 1289.2 | 122.2334 | 1289.2 | 1289.2 | 122.2334 | 1289.2 | 71.6 | 13.57 | 1289.2 | 122.2334 | 1289.2
5765 |  | 1291.6 | 125.2342 | 1291.6 | 1291.6 | 125.2342 | 1291.6 | 1291.6 | 125.2342 | 1291.6 | 71.7 | 10.1 | 1291.6 | 125.2342 | 1291.6
5766 |  | 1298.2 | 123.0231 | 1298.2 | 1298.2 | 123.0231 | 1298.2 | 1298.2 | 123.0231 | 1298.2 | 72.3 | 14.82 | 1298.2 | 123.0231 | 1298.2
5767 |  | 1364.3 | 120.3527 | 1364.3 | 1364.3 | 120.3527 | 1364.3 | 1364.3 | 120.3527 | 1364.3 | 72.2 | 13.17 | 1364.3 | 120.3527 | 1364.3
5768 |  | 1310.4 | 121.1242 | 1310.4 | 1310.4 | 121.1242 | 1310.4 | 1310.4 | 121.1242 | 1310.4 | 71.9 | 11.18 | 1310.4 | 121.1242 | 1310.4
5769 |  | 1399.4 | 121.133 | 1399.4 | 1399.4 | 121.133 | 1399.4 | 1399.4 | 121.133 | 1399.4 | 72.2 | 24.4 | 1399.4 | 121.133 | 1399.4
5770 |  | 1456.7 | 123.1512 | 1456.7 | 1456.7 | 123.1512 | 1456.7 | 1456.7 | 123.1512 | 1456.7 | 72.5 | 23.13 | 1456.7 | 123.1512 | 1456.7
5771 |  | 1443.4 | 124.0284 | 1443.4 | 1443.4 | 124.0284 | 1443.4 | 1443.4 | 124.0284 | 1443.4 | 72.2 | 21.96 | 1443.4 | 124.0284 | 1443.4
5772 |  | 1398.3 | 125.3726 | 1398.3 | 1398.3 | 125.3726 | 1398.3 | 1398.3 | 125.3726 | 1398.3 | 71.9 | 12.185 | 1398.3 | 125.3726 | 1398.3
5773 |  | 1426.4 | 124.3067 | 1426.4 | 1426.4 | 124.3067 | 1426.4 | 1426.4 | 124.3067 | 1426.4 | 72.1 | 21.96 | 1426.4 | 124.3067 | 1426.4
5774 |  | 1446.5 | 121.0787 | 1446.5 | 1446.5 | 121.0787 | 1446.5 | 1446.5 | 121.0787 | 1446.5 | 72.1 | 15.48 | 1446.5 | 121.0787 | 1446.5
5775 |  | 1422.4 | 104.4667 | 1422.4 | 1422.4 | 104.4667 | 1422.4 | 1422.4 | 104.4667 | 1422.4 | 71.5 | 19.51 | 1422.4 | 104.4667 | 1422.4
5776 |  | 1456.3 | 102.5748 | 1456.3 | 1456.3 | 102.5748 | 1456.3 | 1456.3 | 102.5748 | 1456.3 | 71.7 | 15.025 | 1456.3 | 102.5748 | 1456.3
5777 |  | 1505.2 | 124.484 | 1505.2 | 1505.2 | 124.484 | 1505.2 | 1505.2 | 124.484 | 1505.2 | 72.3 | 13.51 | 1505.2 | 124.484 | 1505.2
5778 |  | 1544.4 | 121.5946 | 1544.4 | 1544.4 | 121.5946 | 1544.4 | 1544.4 | 121.5946 | 1544.4 | 71.1 | 12.25 | 1544.4 | 121.5946 | 1544.4
5779 |  | 1801.8 | 122.4074 | 1801.8 | 1801.8 | 122.4074 | 1801.8 | 1801.8 | 122.4074 | 1801.8 | 72.1 | 16.55 | 1801.8 | 122.4074 | 1801.8
5780 |  | 1847.9 | 124.3249 | 1847.9 | 1847.9 | 124.3249 | 1847.9 | 1847.9 | 124.3249 | 1847.9 | 72.5 | 14.15 | 1847.9 | 124.3249 | 1847.9
5781 |  | 1810 | 121.6127 | 1810 | 1810 | 121.6127 | 1810 | 1810 | 121.6127 | 1810 | 72.2 | 13.5 | 1810 | 121.6127 | 1810
5782 |  | 1772.8 | 123.3979 | 1772.8 | 1772.8 | 123.3979 | 1772.8 | 1772.8 | 123.3979 | 1772.8 | 71.4 | 19.51 | 1772.8 | 123.3979 | 1772.8
5783 |  | 1568.7 | 122.271 | 1568.7 | 1568.7 | 122.271 | 1568.7 | 1568.7 | 122.271 | 1568.7 | 72.4 | 19.69 | 1568.7 | 122.271 | 1568.7
5784 |  | 1500.5 | 121.8364 | 1500.5 | 1500.5 | 121.8364 | 1500.5 | 1500.5 | 121.8364 | 1500.5 | 72.6 | 12.62 | 1500.5 | 121.8364 | 1500.5
5785 |  | 1504.6 | 121.3644 | 1504.6 | 1504.6 | 121.3644 | 1504.6 | 1504.6 | 121.3644 | 1504.6 | 72.6 | 8.97 | 1504.6 | 121.3644 | 1504.6
5786 |  | 1422.5 | 121.273 | 1422.5 | 1422.5 | 121.273 | 1422.5 | 1422.5 | 121.273 | 1422.5 | 73.2 | 14.73 | 1422.5 | 121.273 | 1422.5
5787 |  | 1419.2 | 121.5047 | 1419.2 | 1419.2 | 121.5047 | 1419.2 | 1419.2 | 121.5047 | 1419.2 | 73.1 | 19.9 | 1419.2 | 121.5047 | 1419.2
5788 |  | 1435.8 | 121.3353 | 1435.8 | 1435.8 | 121.3353 | 1435.8 | 1435.8 | 121.3353 | 1435.8 | 72.9 | 18.83 | 1435.8 | 121.3353 | 1435.8
5789 |  | 1442.4 | 122.3442 | 1442.4 | 1442.4 | 122.3442 | 1442.4 | 1442.4 | 122.3442 | 1442.4 | 72.9 | 19.7 | 1442.4 | 122.3442 | 1442.4
5790 |  | 1465.4 | 121.7846 | 1465.4 | 1465.4 | 121.7846 | 1465.4 | 1465.4 | 121.7846 | 1465.4 | 72.2 | 14.755 | 1465.4 | 121.7846 | 1465.4
5791 |  | 1433.4 | 122.2454 | 1433.4 | 1433.4 | 122.2454 | 1433.4 | 1433.4 | 122.2454 | 1433.4 | 71.5 | 14.96 | 1433.4 | 122.2454 | 1433.4
5792 |  | 1429.9 | 122.5298 | 1429.9 | 1429.9 | 122.5298 | 1429.9 | 1429.9 | 122.5298 | 1429.9 | 72.5 | 8.98 | 1429.9 | 122.5298 | 1429.9
5793 |  | 1454.4 | 124.067 | 1454.4 | 1454.4 | 124.067 | 1454.4 | 1454.4 | 124.067 | 1454.4 | 70.5 | 10.11 | 1454.4 | 124.067 | 1454.4
5794 |  | 1516.9 | 120.9907 | 1516.9 | 1516.9 | 120.9907 | 1516.9 | 1516.9 | 120.9907 | 1516.9 | 71.8 | 14.81 | 1516.9 | 120.9907 | 1516.9
5795 |  | 1484.7 | 120.0173 | 1484.7 | 1484.7 | 120.0173 | 1484.7 | 1484.7 | 120.0173 | 1484.7 | 72.4 | 18.92 | 1484.7 | 120.0173 | 1484.7
5796 |  | 1455.6 | 118.9544 | 1455.6 | 1455.6 | 118.9544 | 1455.6 | 1455.6 | 118.9544 | 1455.6 | 72.7 | 12.67 | 1455.6 | 118.9544 | 1455.6
5797 |  | 1417.6 | 125.6146 | 1417.6 | 1417.6 | 125.6146 | 1417.6 | 1417.6 | 125.6146 | 1417.6 | 72.5 | 12.16 | 1417.6 | 125.6146 | 1417.6
5798 |  | 1346.4 | 124.6061 | 1346.4 | 1346.4 | 124.6061 | 1346.4 | 1346.4 | 124.6061 | 1346.4 | 72.3 | 18.37 | 1346.4 | 124.6061 | 1346.4
5799 |  | 1386.2 | 124.654 | 1386.2 | 1386.2 | 124.654 | 1386.2 | 1386.2 | 124.654 | 1386.2 | 72.6 | 13.23 | 1386.2 | 124.654 | 1386.2
5800 |  | 1407.1 | 124.6235 | 1407.1 | 1407.1 | 124.6235 | 1407.1 | 1407.1 | 124.6235 | 1407.1 | 72.6 | 19.1 | 1407.1 | 124.6235 | 1407.1
5801 |  | 1394 | 126.6081 | 1394 | 1394 | 126.6081 | 1394 | 1394 | 126.6081 | 1394 | 73.5 | 24.58 | 1394 | 126.6081 | 1394
5802 |  | 1449.3 | 120.9585 | 1449.3 | 1449.3 | 120.9585 | 1449.3 | 1449.3 | 120.9585 | 1449.3 | 72.1 | 16.86 | 1449.3 | 120.9585 | 1449.3
5803 |  | 1687.3 | 121.8593 | 1687.3 | 1687.3 | 121.8593 | 1687.3 | 1687.3 | 121.8593 | 1687.3 | 73.2 | 24.1 | 1687.3 | 121.8593 | 1687.3
5804 |  | 1745.4 | 119.9916 | 1745.4 | 1745.4 | 119.9916 | 1745.4 | 1745.4 | 119.9916 | 1745.4 | 71.9 | 9.65 | 1745.4 | 119.9916 | 1745.4
5805 |  | 1705.5 | 122.2037 | 1705.5 | 1705.5 | 122.2037 | 1705.5 | 1705.5 | 122.2037 | 1705.5 | 73 | 15.47 | 1705.5 | 122.2037 | 1705.5
5806 |  | 1608.1 | 124.0435 | 1608.1 | 1608.1 | 124.0435 | 1608.1 | 1608.1 | 124.0435 | 1608.1 | 73.1 | 9.9 | 1608.1 | 124.0435 | 1608.1
5807 |  | 1465.9 | 123.3638 | 1465.9 | 1465.9 | 123.3638 | 1465.9 | 1465.9 | 123.3638 | 1465.9 | 71.5 | 19.97 | 1465.9 | 123.3638 | 1465.9
5808 |  | 1404.1 | 122.8374 | 1404.1 | 1404.1 | 122.8374 | 1404.1 | 1404.1 | 122.8374 | 1404.1 | 73 | 18.73 | 1404.1 | 122.8374 | 1404.1
5809 |  | 1366.5 | 59.0734 | 1366.5 | 1366.5 | 59.0734 | 1366.5 | 1366.5 | 59.0734 | 1366.5 | 72.8 | 17.03 | 1366.5 | 59.0734 | 1366.5
5810 |  | 1345.5 | 57.631 | 1345.5 | 1345.5 | 57.631 | 1345.5 | 1345.5 | 57.631 | 1345.5 | 73.4 | 16.94 | 1345.5 | 57.631 | 1345.5
5811 |  | 1308.4 | 58.1226 | 1308.4 | 1308.4 | 58.1226 | 1308.4 | 1308.4 | 58.1226 | 1308.4 | 73.2 | 14.73 | 1308.4 | 58.1226 | 1308.4
5812 |  | 1313.2 | 123.619 | 1313.2 | 1313.2 | 123.619 | 1313.2 | 1313.2 | 123.619 | 1313.2 | 72.5 | 21.94 | 1313.2 | 123.619 | 1313.2
5813 |  | 1329.3 | 122.6691 | 1329.3 | 1329.3 | 122.6691 | 1329.3 | 1329.3 | 122.6691 | 1329.3 | 72.7 | 13.64 | 1329.3 | 122.6691 | 1329.3
5814 |  | 1336 | 128.4703 | 1336 | 1336 | 128.4703 | 1336 | 1336 | 128.4703 | 1336 | 73.2 | 14.69 | 1336 | 128.4703 | 1336
5815 |  | 1354.4 | 129.2998 | 1354.4 | 1354.4 | 129.2998 | 1354.4 | 1354.4 | 129.2998 | 1354.4 | 71.6 | 11.29 | 1354.4 | 129.2998 | 1354.4
5816 |  | 1382.7 | 124.9513 | 1382.7 | 1382.7 | 124.9513 | 1382.7 | 1382.7 | 124.9513 | 1382.7 | 72.5 | 9.43 | 1382.7 | 124.9513 | 1382.7
5817 |  | 1398.8 | 126.5601 | 1398.8 | 1398.8 | 126.5601 | 1398.8 | 1398.8 | 126.5601 | 1398.8 | 72.2 | 15.11 | 1398.8 | 126.5601 | 1398.8
5818 |  | 1471.9 | 127.5105 | 1471.9 | 1471.9 | 127.5105 | 1471.9 | 1471.9 | 127.5105 | 1471.9 | 72.4 | 10.43 | 1471.9 | 127.5105 | 1471.9
5819 |  | 1476.9 | 124.0028 | 1476.9 | 1476.9 | 124.0028 | 1476.9 | 1476.9 | 124.0028 | 1476.9 | 71.4 | 19.595 | 1476.9 | 124.0028 | 1476.9
5820 |  | 1429.6 | 123.7359 | 1429.6 | 1429.6 | 123.7359 | 1429.6 | 1429.6 | 123.7359 | 1429.6 | 70.3 | 17.745 | 1429.6 | 123.7359 | 1429.6
5821 |  | 1433.6 | 123.3424 | 1433.6 | 1433.6 | 123.3424 | 1433.6 | 1433.6 | 123.3424 | 1433.6 | 70.8 | 14.995 | 1433.6 | 123.3424 | 1433.6
5822 |  | 1447.6 | 123.4224 | 1447.6 | 1447.6 | 123.4224 | 1447.6 | 1447.6 | 123.4224 | 1447.6 | 71.7 | 24.61 | 1447.6 | 123.4224 | 1447.6
5823 |  | 1500.2 | 122.1102 | 1500.2 | 1500.2 | 122.1102 | 1500.2 | 1500.2 | 122.1102 | 1500.2 | 73.3 | 18.65 | 1500.2 | 122.1102 | 1500.2
5824 |  | 1511.5 | 125.5977 | 1511.5 | 1511.5 | 125.5977 | 1511.5 | 1511.5 | 125.5977 | 1511.5 | 72.4 | 19.385 | 1511.5 | 125.5977 | 1511.5
5825 |  | 1528.9 | 125.4068 | 1528.9 | 1528.9 | 125.4068 | 1528.9 | 1528.9 | 125.4068 | 1528.9 | 73.4 | 20.3 | 1528.9 | 125.4068 | 1528.9
5826 |  | 1515 | 123.5243 | 1515 | 1515 | 123.5243 | 1515 | 1515 | 123.5243 | 1515 | 70.1 | 13.99 | 1515 | 123.5243 | 1515
5827 |  | 1767.6 | 126.1319 | 1767.6 | 1767.6 | 126.1319 | 1767.6 | 1767.6 | 126.1319 | 1767.6 | 71.7 | 17.795 | 1767.6 | 126.1319 | 1767.6
5828 |  | 1772.1 | 125.0747 | 1772.1 | 1772.1 | 125.0747 | 1772.1 | 1772.1 | 125.0747 | 1772.1 | 71.5 | 11.79 | 1772.1 | 125.0747 | 1772.1
5829 |  | 1771.9 | 125.5974 | 1771.9 | 1771.9 | 125.5974 | 1771.9 | 1771.9 | 125.5974 | 1771.9 | 71.8 | 22.9 | 1771.9 | 125.5974 | 1771.9
5830 |  | 1683.9 | 125.488 | 1683.9 | 1683.9 | 125.488 | 1683.9 | 1683.9 | 125.488 | 1683.9 | 72.7 | 22.12 | 1683.9 | 125.488 | 1683.9
5831 |  | 1537.8 | 125.7667 | 1537.8 | 1537.8 | 125.7667 | 1537.8 | 1537.8 | 125.7667 | 1537.8 | 71.9 | 12.11 | 1537.8 | 125.7667 | 1537.8
5832 |  | 1448 | 125.0674 | 1448 | 1448 | 125.0674 | 1448 | 1448 | 125.0674 | 1448 | 71.3 | 11.07 | 1448 | 125.0674 | 1448
5833 |  | 1399.5 | 122.3778 | 1399.5 | 1399.5 | 122.3778 | 1399.5 | 1399.5 | 122.3778 | 1399.5 | 72 | 13.26 | 1399.5 | 122.3778 | 1399.5
5834 |  | 1375.5 | 122.9124 | 1375.5 | 1375.5 | 122.9124 | 1375.5 | 1375.5 | 122.9124 | 1375.5 | 71.2 | 12.95 | 1375.5 | 122.9124 | 1375.5
5835 |  | 1375.7 | 123.3122 | 1375.7 | 1375.7 | 123.3122 | 1375.7 | 1375.7 | 123.3122 | 1375.7 | 71.6 | 9.35 | 1375.7 | 123.3122 | 1375.7
5836 |  | 1377.5 | 124.4097 | 1377.5 | 1377.5 | 124.4097 | 1377.5 | 1377.5 | 124.4097 | 1377.5 | 72.1 | 13.6 | 1377.5 | 124.4097 | 1377.5
5837 |  | 1392.4 | 122.7583 | 1392.4 | 1392.4 | 122.7583 | 1392.4 | 1392.4 | 122.7583 | 1392.4 | 72.1 | 11.93 | 1392.4 | 122.7583 | 1392.4
5838 |  | 1373.4 | 119.972 | 1373.4 | 1373.4 | 119.972 | 1373.4 | 1373.4 | 119.972 | 1373.4 | 72.6 | 17.7 | 1373.4 | 119.972 | 1373.4
5839 |  | 1353.3 | 117.4681 | 1353.3 | 1353.3 | 117.4681 | 1353.3 | 1353.3 | 117.4681 | 1353.3 | 71.8 | 14.4 | 1353.3 | 117.4681 | 1353.3
5840 |  | 1426 | 119.8574 | 1426 | 1426 | 119.8574 | 1426 | 1426 | 119.8574 | 1426 | 71.9 | 10.37 | 1426 | 119.8574 | 1426
5841 |  | 1469.4 | 121.5013 | 1469.4 | 1469.4 | 121.5013 | 1469.4 | 1469.4 | 121.5013 | 1469.4 | 71.4 | 17.77 | 1469.4 | 121.5013 | 1469.4
5842 |  | 1391.1 | 122.1714 | 1391.1 | 1391.1 | 122.1714 | 1391.1 | 1391.1 | 122.1714 | 1391.1 | 70.6 | 12.98 | 1391.1 | 122.1714 | 1391.1
5843 |  | 1363.9 | 120.284 | 1363.9 | 1363.9 | 120.284 | 1363.9 | 1363.9 | 120.284 | 1363.9 | 71.8 | 14.18 | 1363.9 | 120.284 | 1363.9
5844 |  | 1332.6 | 119.5083 | 1332.6 | 1332.6 | 119.5083 | 1332.6 | 1332.6 | 119.5083 | 1332.6 | 71.1 | 16.02 | 1332.6 | 119.5083 | 1332.6
5845 |  | 1314.7 | 120.5909 | 1314.7 | 1314.7 | 120.5909 | 1314.7 | 1314.7 | 120.5909 | 1314.7 | 69.1 | 23.65 | 1314.7 | 120.5909 | 1314.7
5846 |  | 1355.2 | 120.2421 | 1355.2 | 1355.2 | 120.2421 | 1355.2 | 1355.2 | 120.2421 | 1355.2 | 69.6 | 18.26 | 1355.2 | 120.2421 | 1355.2
5847 |  | 1369.2 | 121.1494 | 1369.2 | 1369.2 | 121.1494 | 1369.2 | 1369.2 | 121.1494 | 1369.2 | 72 | 21.22 | 1369.2 | 121.1494 | 1369.2
5848 |  | 1362.3 | 120.6753 | 1362.3 | 1362.3 | 120.6753 | 1362.3 | 1362.3 | 120.6753 | 1362.3 | 71.3 | 20.55 | 1362.3 | 120.6753 | 1362.3
5849 |  | 1383.2 | 122.1166 | 1383.2 | 1383.2 | 122.1166 | 1383.2 | 1383.2 | 122.1166 | 1383.2 | 71.5 | 12.33 | 1383.2 | 122.1166 | 1383.2
5850 |  | 1500.7 | 122.5693 | 1500.7 | 1500.7 | 122.5693 | 1500.7 | 1500.7 | 122.5693 | 1500.7 | 72.5 | 11.05 | 1500.7 | 122.5693 | 1500.7
5851 |  | 1766.8 | 124.8134 | 1766.8 | 1766.8 | 124.8134 | 1766.8 | 1766.8 | 124.8134 | 1766.8 | 71.3 | 20.84 | 1766.8 | 124.8134 | 1766.8
5852 |  | 1805.4731 | 122.9802 | 1805.4731 | 1805.4731 | 122.9802 | 1805.4731 | 1805.4731 | 122.9802 | 1805.4731 | 72.3 | 9.74 | 1805.4731 | 122.9802 | 1805.4731
5853 |  | 1825.3 | 124.5377 | 1825.3 | 1825.3 | 124.5377 | 1825.3 | 1825.3 | 124.5377 | 1825.3 | 72.3 | 20.35 | 1825.3 | 124.5377 | 1825.3
5854 |  | 1702.3 | 126.7265 | 1702.3 | 1702.3 | 126.7265 | 1702.3 | 1702.3 | 126.7265 | 1702.3 | 72 | 17.04 | 1702.3 | 126.7265 | 1702.3
5855 |  | 1472.2 | 126.2652 | 1472.2 | 1472.2 | 126.2652 | 1472.2 | 1472.2 | 126.2652 | 1472.2 | 73 | 12.25 | 1472.2 | 126.2652 | 1472.2
5856 |  | 1498.1 | 125.3448 | 1498.1 | 1498.1 | 125.3448 | 1498.1 | 1498.1 | 125.3448 | 1498.1 | 72.2 | 16.38 | 1498.1 | 125.3448 | 1498.1
5857 |  | 1413.8 | 124.974 | 1413.8 | 1413.8 | 124.974 | 1413.8 | 1413.8 | 124.974 | 1413.8 | 73.1 | 12.45 | 1413.8 | 124.974 | 1413.8
5858 |  | 1385 | 124.6 | 1385 | 1385 | 124.6 | 1385 | 1385 | 124.6 | 1385 | 72.8 | 17.64 | 1385 | 124.6 | 1385
5859 |  | 1412.2 | 123.5578 | 1412.2 | 1412.2 | 123.5578 | 1412.2 | 1412.2 | 123.5578 | 1412.2 | 71.7 | 15.38 | 1412.2 | 123.5578 | 1412.2
5860 |  | 1402.1 | 124.9263 | 1402.1 | 1402.1 | 124.9263 | 1402.1 | 1402.1 | 124.9263 | 1402.1 | 72 | 14.48 | 1402.1 | 124.9263 | 1402.1
5861 |  | 1448.9 | 122.9654 | 1448.9 | 1448.9 | 122.9654 | 1448.9 | 1448.9 | 122.9654 | 1448.9 | 72.4 | 16.93 | 1448.9 | 122.9654 | 1448.9
5862 |  | 1380.9 | 124.7569 | 1380.9 | 1380.9 | 124.7569 | 1380.9 | 1380.9 | 124.7569 | 1380.9 | 71 | 24.61 | 1380.9 | 124.7569 | 1380.9
5863 |  | 1402.3 | 123.6988 | 1402.3 | 1402.3 | 123.6988 | 1402.3 | 1402.3 | 123.6988 | 1402.3 | 71.9 | 17.76 | 1402.3 | 123.6988 | 1402.3
5864 |  | 1423.3 | 123.8277 | 1423.3 | 1423.3 | 123.8277 | 1423.3 | 1423.3 | 123.8277 | 1423.3 | 72.1 | 11.54 | 1423.3 | 123.8277 | 1423.3
5865 |  | 1454.1 | 121.7886 | 1454.1 | 1454.1 | 121.7886 | 1454.1 | 1454.1 | 121.7886 | 1454.1 | 72.2 | 14.24 | 1454.1 | 121.7886 | 1454.1
5866 |  | 1449.3 | 123.0195 | 1449.3 | 1449.3 | 123.0195 | 1449.3 | 1449.3 | 123.0195 | 1449.3 | 71.9 | 16.08 | 1449.3 | 123.0195 | 1449.3
5867 |  | 1421 | 122.5746 | 1421 | 1421 | 122.5746 | 1421 | 1421 | 122.5746 | 1421 | 71.6 | 11.84 | 1421 | 122.5746 | 1421
5868 |  | 1405.1 | 118.3426 | 1405.1 | 1405.1 | 118.3426 | 1405.1 | 1405.1 | 118.3426 | 1405.1 | 72.3 | 20.13 | 1405.1 | 118.3426 | 1405.1
5869 |  | 1426.7 | 120.7658 | 1426.7 | 1426.7 | 120.7658 | 1426.7 | 1426.7 | 120.7658 | 1426.7 | 71 | 13.7 | 1426.7 | 120.7658 | 1426.7
5870 |  | 1478.8 | 120.4557 | 1478.8 | 1478.8 | 120.4557 | 1478.8 | 1478.8 | 120.4557 | 1478.8 | 72.9 | 22.18 | 1478.8 | 120.4557 | 1478.8
5871 |  | 1452.1 | 121.6469 | 1452.1 | 1452.1 | 121.6469 | 1452.1 | 1452.1 | 121.6469 | 1452.1 | 71.3 | 20.67 | 1452.1 | 121.6469 | 1452.1
5872 |  | 1449.3 | 124.3794 | 1449.3 | 1449.3 | 124.3794 | 1449.3 | 1449.3 | 124.3794 | 1449.3 | 72.3 | 19.8 | 1449.3 | 124.3794 | 1449.3
5873 |  | 1478.3 | 123.0403 | 1478.3 | 1478.3 | 123.0403 | 1478.3 | 1478.3 | 123.0403 | 1478.3 | 72.7 | 19.82 | 1478.3 | 123.0403 | 1478.3
5874 |  | 1617.7 | 119.4578 | 1617.7 | 1617.7 | 119.4578 | 1617.7 | 1617.7 | 119.4578 | 1617.7 | 72.2 | 13.124 | 1617.7 | 119.4578 | 1617.7
5875 |  | 1773.8 | 123.7619 | 1773.8 | 1773.8 | 123.7619 | 1773.8 | 1773.8 | 123.7619 | 1773.8 | 72.2 | 13.44 | 1773.8 | 123.7619 | 1773.8
5876 |  | 1794.9 | 123.6628 | 1794.9 | 1794.9 | 123.6628 | 1794.9 | 1794.9 | 123.6628 | 1794.9 | 72.9 | 13.15 | 1794.9 | 123.6628 | 1794.9
5877 |  | 1731.1 | 124.8886 | 1731.1 | 1731.1 | 124.8886 | 1731.1 | 1731.1 | 124.8886 | 1731.1 | 71.6 | 18.84 | 1731.1 | 124.8886 | 1731.1
5878 |  | 1650.9 | 124.7812 | 1650.9 | 1650.9 | 124.7812 | 1650.9 | 1650.9 | 124.7812 | 1650.9 | 71.4 | 16.84 | 1650.9 | 124.7812 | 1650.9
5879 |  | 1554.1 | 124.7933 | 1554.1 | 1554.1 | 124.7933 | 1554.1 | 1554.1 | 124.7933 | 1554.1 | 72.6 | 17.34 | 1554.1 | 124.7933 | 1554.1
5880 |  | 1476.3 | 125.7411 | 1476.3 | 1476.3 | 125.7411 | 1476.3 | 1476.3 | 125.7411 | 1476.3 | 71.9 | 13.75 | 1476.3 | 125.7411 | 1476.3
5881 |  | 1399.2 | 125.5299 | 1399.2 | 1399.2 | 125.5299 | 1399.2 | 1399.2 | 125.5299 | 1399.2 | 72.7 | 21.75 | 1399.2 | 125.5299 | 1399.2
5882 |  | 1381 | 125.0057 | 1381 | 1381 | 125.0057 | 1381 | 1381 | 125.0057 | 1381 | 71.5 | 20.53 | 1381 | 125.0057 | 1381
5883 |  | 1351.2 | 124.544 | 1351.2 | 1351.2 | 124.544 | 1351.2 | 1351.2 | 124.544 | 1351.2 | 72.6 | 12.57 | 1351.2 | 124.544 | 1351.2
5884 |  | 1396.5 | 124.1097 | 1396.5 | 1396.5 | 124.1097 | 1396.5 | 1396.5 | 124.1097 | 1396.5 | 72.9 | 19.68 | 1396.5 | 124.1097 | 1396.5
5885 |  | 1321.8 | 125.1517 | 1321.8 | 1321.8 | 125.1517 | 1321.8 | 1321.8 | 125.1517 | 1321.8 | 71.5 | 13.52 | 1321.8 | 125.1517 | 1321.8
5886 |  | 1304.6 | 124.303 | 1304.6 | 1304.6 | 124.303 | 1304.6 | 1304.6 | 124.303 | 1304.6 | 72.4 | 17.7 | 1304.6 | 124.303 | 1304.6
5887 |  | 1264.4 | 124.3728 | 1264.4 | 1264.4 | 124.3728 | 1264.4 | 1264.4 | 124.3728 | 1264.4 | 71.7 | 15.265 | 1264.4 | 124.3728 | 1264.4
5888 |  | 1297.4 | 124.5106 | 1297.4 | 1297.4 | 124.5106 | 1297.4 | 1297.4 | 124.5106 | 1297.4 | 72.3 | 10.455 | 1297.4 | 124.5106 | 1297.4
5889 |  | 1256.5 | 123.0478 | 1256.5 | 1256.5 | 123.0478 | 1256.5 | 1256.5 | 123.0478 | 1256.5 | 71.9 | 12.21 | 1256.5 | 123.0478 | 1256.5
5890 |  | 1283.4 | 125.662 | 1283.4 | 1283.4 | 125.662 | 1283.4 | 1283.4 | 125.662 | 1283.4 | 71.9 | 19.18 | 1283.4 | 125.662 | 1283.4
5891 |  | 1285.4 | 125.1501 | 1285.4 | 1285.4 | 125.1501 | 1285.4 | 1285.4 | 125.1501 | 1285.4 | 71.6 | 15.03 | 1285.4 | 125.1501 | 1285.4
5892 |  | 1285.5 | 125.3053 | 1285.5 | 1285.5 | 125.3053 | 1285.5 | 1285.5 | 125.3053 | 1285.5 | 71.8 | 21.74 | 1285.5 | 125.3053 | 1285.5
5893 |  | 1319.4 | 125.61 | 1319.4 | 1319.4 | 125.61 | 1319.4 | 1319.4 | 125.61 | 1319.4 | 72.3 | 16.12 | 1319.4 | 125.61 | 1319.4
5894 |  | 1328.3 | 125.6161 | 1328.3 | 1328.3 | 125.6161 | 1328.3 | 1328.3 | 125.6161 | 1328.3 | 72.3 | 10.41 | 1328.3 | 125.6161 | 1328.3
5895 |  | 1346.1 | 125.0897 | 1346.1 | 1346.1 | 125.0897 | 1346.1 | 1346.1 | 125.0897 | 1346.1 | 71.3 | 13.33 | 1346.1 | 125.0897 | 1346.1
5896 |  | 1370.9 | 124.336 | 1370.9 | 1370.9 | 124.336 | 1370.9 | 1370.9 | 124.336 | 1370.9 | 71.8 | 13.73 | 1370.9 | 124.336 | 1370.9
5897 |  | 1395.1 | 125.109 | 1395.1 | 1395.1 | 125.109 | 1395.1 | 1395.1 | 125.109 | 1395.1 | 71.9 | 25.31 | 1395.1 | 125.109 | 1395.1
5898 |  | 1409.1 | 123.9096 | 1409.1 | 1409.1 | 123.9096 | 1409.1 | 1409.1 | 123.9096 | 1409.1 | 72.3 | 15.198 | 1409.1 | 123.9096 | 1409.1
5899 |  | 1638 | 122.8071 | 1638 | 1638 | 122.8071 | 1638 | 1638 | 122.8071 | 1638 | 68.2 | 14.17 | 1638 | 122.8071 | 1638
5900 |  | 1739.1 | 122.8873 | 1739.1 | 1739.1 | 122.8873 | 1739.1 | 1739.1 | 122.8873 | 1739.1 | 71.2 | 15.22 | 1739.1 | 122.8873 | 1739.1
5901 |  | 1712.2 | 125.2783 | 1712.2 | 1712.2 | 125.2783 | 1712.2 | 1712.2 | 125.2783 | 1712.2 | 70.6 | 10.03 | 1712.2 | 125.2783 | 1712.2
5902 |  | 1652.2 | 128.2431 | 1652.2 | 1652.2 | 128.2431 | 1652.2 | 1652.2 | 128.2431 | 1652.2 | 71.6 | 12.765 | 1652.2 | 128.2431 | 1652.2
5903 |  | 1510.7 | 125.7116 | 1510.7 | 1510.7 | 125.7116 | 1510.7 | 1510.7 | 125.7116 | 1510.7 | 72.1 | 12.8 | 1510.7 | 125.7116 | 1510.7
5904 |  | 1445.4 | 124.5582 | 1445.4 | 1445.4 | 124.5582 | 1445.4 | 1445.4 | 124.5582 | 1445.4 | 71.4 | 9.47 | 1445.4 | 124.5582 | 1445.4
5905 |  | 1414.7 | 124.2307 | 1414.7 | 1414.7 | 124.2307 | 1414.7 | 1414.7 | 124.2307 | 1414.7 | 71.2 | 14.28 | 1414.7 | 124.2307 | 1414.7
5906 |  | 1364.4 | 122.9708 | 1364.4 | 1364.4 | 122.9708 | 1364.4 | 1364.4 | 122.9708 | 1364.4 | 71.1 | 14.39 | 1364.4 | 122.9708 | 1364.4
5907 |  | 1341.3 | 122.0935 | 1341.3 | 1341.3 | 122.0935 | 1341.3 | 1341.3 | 122.0935 | 1341.3 | 71 | 11.52 | 1341.3 | 122.0935 | 1341.3
5908 |  | 1301 | 121.5838 | 1301 | 1301 | 121.5838 | 1301 | 1301 | 121.5838 | 1301 | 70.8 | 19.22 | 1301 | 121.5838 | 1301
5909 |  | 1326.3 | 122.1052 | 1326.3 | 1326.3 | 122.1052 | 1326.3 | 1326.3 | 122.1052 | 1326.3 | 70.8 | 14.89 | 1326.3 | 122.1052 | 1326.3
5910 |  | 1294.5 | 121.7535 | 1294.5 | 1294.5 | 121.7535 | 1294.5 | 1294.5 | 121.7535 | 1294.5 | 71 | 16.115 | 1294.5 | 121.7535 | 1294.5
5911 |  | 1303.5 | 123.7624 | 1303.5 | 1303.5 | 123.7624 | 1303.5 | 1303.5 | 123.7624 | 1303.5 | 70.4 | 11.5475 | 1303.5 | 123.7624 | 1303.5
5912 |  | 1300.6 | 122.4487 | 1300.6 | 1300.6 | 122.4487 | 1300.6 | 1300.6 | 122.4487 | 1300.6 | 69.5 | 9.37 | 1300.6 | 122.4487 | 1300.6
5913 |  | 1301.7 | 122.4074 | 1301.7 | 1301.7 | 122.4074 | 1301.7 | 1301.7 | 122.4074 | 1301.7 | 71.1 | 10.18 | 1301.7 | 122.4074 | 1301.7
5914 |  | 1223.4 | 123.0422 | 1223.4 | 1223.4 | 123.0422 | 1223.4 | 1223.4 | 123.0422 | 1223.4 | 70.9 | 7.54 | 1223.4 | 123.0422 | 1223.4
5915 |  | 1221 | 120.666 | 1221 | 1221 | 120.666 | 1221 | 1221 | 120.666 | 1221 | 71.1 | 9.62 | 1221 | 120.666 | 1221
5916 |  | 1233 | 119.4447 | 1233 | 1233 | 119.4447 | 1233 | 1233 | 119.4447 | 1233 | 71.9 | 7.58 | 1233 | 119.4447 | 1233
5917 |  | 1307.6 | 120.5675 | 1307.6 | 1307.6 | 120.5675 | 1307.6 | 1307.6 | 120.5675 | 1307.6 | 71.3 | 6.97 | 1307.6 | 120.5675 | 1307.6
5918 |  | 1302.2 | 122.6599 | 1302.2 | 1302.2 | 122.6599 | 1302.2 | 1302.2 | 122.6599 | 1302.2 | 71.6 | 8.06 | 1302.2 | 122.6599 | 1302.2
5919 |  | 1334.2 | 95.9007 | 1334.2 | 1334.2 | 95.9007 | 1334.2 | 1334.2 | 95.9007 | 1334.2 | 71.5 | 7.74 | 1334.2 | 95.9007 | 1334.2
5920 |  | 1328.9 | 96.3268 | 1328.9 | 1328.9 | 96.3268 | 1328.9 | 1328.9 | 96.3268 | 1328.9 | 71.3 | 8.69 | 1328.9 | 96.3268 | 1328.9
5921 |  | 1327.2 | 98.1366 | 1327.2 | 1327.2 | 98.1366 | 1327.2 | 1327.2 | 98.1366 | 1327.2 | 71.8 | 7.48 | 1327.2 | 98.1366 | 1327.2
5922 |  | 1384.2 | 108.4895 | 1384.2 | 1384.2 | 108.4895 | 1384.2 | 1384.2 | 108.4895 | 1384.2 | 71.8 | 8.38 | 1384.2 | 108.4895 | 1384.2
5923 |  | 1664.1 | 121.8718 | 1664.1 | 1664.1 | 121.8718 | 1664.1 | 1664.1 | 121.8718 | 1664.1 | 70.3 | 7.53 | 1664.1 | 121.8718 | 1664.1
5924 |  | 1711.2 | 122.5178 | 1711.2 | 1711.2 | 122.5178 | 1711.2 | 1711.2 | 122.5178 | 1711.2 | 71.4 | 7.72 | 1711.2 | 122.5178 | 1711.2
5925 |  | 1740.5 | 121.7966 | 1740.5 | 1740.5 | 121.7966 | 1740.5 | 1740.5 | 121.7966 | 1740.5 | 71.7 | 9.65 | 1740.5 | 121.7966 | 1740.5
5926 |  | 1576 | 123.1448 | 1576 | 1576 | 123.1448 | 1576 | 1576 | 123.1448 | 1576 | 72.3 | 8.69 | 1576 | 123.1448 | 1576
5927 |  | 1479.3 | 125.1106 | 1479.3 | 1479.3 | 125.1106 | 1479.3 | 1479.3 | 125.1106 | 1479.3 | 72.3 | 8.26 | 1479.3 | 125.1106 | 1479.3
5928 |  | 1419 | 125.488 | 1419 | 1419 | 125.488 | 1419 | 1419 | 125.488 | 1419 | 71.7 | 9.92 | 1419 | 125.488 | 1419
5929 |  | 1289.3 | 124.0012 | 1289.3 | 1289.3 | 124.0012 | 1289.3 | 1289.3 | 124.0012 | 1289.3 | 71.3 | 13.74 | 1289.3 | 124.0012 | 1289.3
5930 |  | 1380.9 | 121.8549 | 1380.9 | 1380.9 | 121.8549 | 1380.9 | 1380.9 | 121.8549 | 1380.9 | 71.4 | 8.25 | 1380.9 | 121.8549 | 1380.9
5931 |  | 1350.4 | 120.6512 | 1350.4 | 1350.4 | 120.6512 | 1350.4 | 1350.4 | 120.6512 | 1350.4 | 71.1 | 10.47 | 1350.4 | 120.6512 | 1350.4
5932 |  | 1327.1 | 122.7423 | 1327.1 | 1327.1 | 122.7423 | 1327.1 | 1327.1 | 122.7423 | 1327.1 | 71.6 | 18.76 | 1327.1 | 122.7423 | 1327.1
5933 |  | 1343.2 | 123.9322 | 1343.2 | 1343.2 | 123.9322 | 1343.2 | 1343.2 | 123.9322 | 1343.2 | 71.7 | 16.26 | 1343.2 | 123.9322 | 1343.2
5934 |  | 1350.2 | 122.6784 | 1350.2 | 1350.2 | 122.6784 | 1350.2 | 1350.2 | 122.6784 | 1350.2 | 72.3 | 14.53 | 1350.2 | 122.6784 | 1350.2
5935 |  | 1323.1 | 121.0206 | 1323.1 | 1323.1 | 121.0206 | 1323.1 | 1323.1 | 121.0206 | 1323.1 | 72.2 | 7.83 | 1323.1 | 121.0206 | 1323.1
5936 |  | 1342.3 | 121.3645 | 1342.3 | 1342.3 | 121.3645 | 1342.3 | 1342.3 | 121.3645 | 1342.3 | 71.9 | 16.12 | 1342.3 | 121.3645 | 1342.3
5937 |  | 1401.8 | 121.7191 | 1401.8 | 1401.8 | 121.7191 | 1401.8 | 1401.8 | 121.7191 | 1401.8 | 72.2 | 10.15 | 1401.8 | 121.7191 | 1401.8
5938 |  | 1450.9 | 124.8429 | 1450.9 | 1450.9 | 124.8429 | 1450.9 | 1450.9 | 124.8429 | 1450.9 | 72.5 | 13.56 | 1450.9 | 124.8429 | 1450.9
5939 |  | 1469.6 | 124.7907 | 1469.6 | 1469.6 | 124.7907 | 1469.6 | 1469.6 | 124.7907 | 1469.6 | 72.2 | 11.64 | 1469.6 | 124.7907 | 1469.6
5940 |  | 1384.4 | 119.9295 | 1384.4 | 1384.4 | 119.9295 | 1384.4 | 1384.4 | 119.9295 | 1384.4 | 71.9 | 17.17 | 1384.4 | 119.9295 | 1384.4
5941 |  | 1399.7 | 73.7981 | 1399.7 | 1399.7 | 73.7981 | 1399.7 | 1399.7 | 73.7981 | 1399.7 | 72.1 | 19.76 | 1399.7 | 73.7981 | 1399.7
5942 |  | 1460.7 | 119.847 | 1460.7 | 1460.7 | 119.847 | 1460.7 | 1460.7 | 119.847 | 1460.7 | 72.1 | 17.84 | 1460.7 | 119.847 | 1460.7
5943 |  | 1514 | 120.2247 | 1514 | 1514 | 120.2247 | 1514 | 1514 | 120.2247 | 1514 | 71.5 | 17.48 | 1514 | 120.2247 | 1514
5944 |  | 1501.9 | 123.0894 | 1501.9 | 1501.9 | 123.0894 | 1501.9 | 1501.9 | 123.0894 | 1501.9 | 71.7 | 16.94 | 1501.9 | 123.0894 | 1501.9
5945 |  | 1508.2 | 125.5486 | 1508.2 | 1508.2 | 125.5486 | 1508.2 | 1508.2 | 125.5486 | 1508.2 | 72.3 | 15.75 | 1508.2 | 125.5486 | 1508.2
5946 |  | 1472.5 | 126.7485 | 1472.5 | 1472.5 | 126.7485 | 1472.5 | 1472.5 | 126.7485 | 1472.5 | 71.1 | 15.49 | 1472.5 | 126.7485 | 1472.5
5947 |  | 1791.5 | 126.1601 | 1791.5 | 1791.5 | 126.1601 | 1791.5 | 1791.5 | 126.1601 | 1791.5 | 72.1 | 16.5 | 1791.5 | 126.1601 | 1791.5
5948 |  | 1818.6 | 121.442 | 1818.6 | 1818.6 | 121.442 | 1818.6 | 1818.6 | 121.442 | 1818.6 | 72.5 | 12.01 | 1818.6 | 121.442 | 1818.6
5949 |  | 1779.6 | 123.7114 | 1779.6 | 1779.6 | 123.7114 | 1779.6 | 1779.6 | 123.7114 | 1779.6 | 72.2 | 20.58 | 1779.6 | 123.7114 | 1779.6
5950 |  | 1747.4 | 118.9315 | 1747.4 | 1747.4 | 118.9315 | 1747.4 | 1747.4 | 118.9315 | 1747.4 | 71.4 | 14.76 | 1747.4 | 118.9315 | 1747.4
5951 |  | 1549.5 | 120.6631 | 1549.5 | 1549.5 | 120.6631 | 1549.5 | 1549.5 | 120.6631 | 1549.5 | 72.4 | 21.66 | 1549.5 | 120.6631 | 1549.5
5952 |  | 1499.4 | 121.4379 | 1499.4 | 1499.4 | 121.4379 | 1499.4 | 1499.4 | 121.4379 | 1499.4 | 72.6 | 17.96 | 1499.4 | 121.4379 | 1499.4
5953 |  | 1481.3 | 122.3129 | 1481.3 | 1481.3 | 122.3129 | 1481.3 | 1481.3 | 122.3129 | 1481.3 | 72.6 | 15.22 | 1481.3 | 122.3129 | 1481.3
5954 |  | 1409.3 | 121.3525 | 1409.3 | 1409.3 | 121.3525 | 1409.3 | 1409.3 | 121.3525 | 1409.3 | 73.2 | 22.84 | 1409.3 | 121.3525 | 1409.3
5955 |  | 1383.9 | 122.1382 | 1383.9 | 1383.9 | 122.1382 | 1383.9 | 1383.9 | 122.1382 | 1383.9 | 73.1 | 20.37 | 1383.9 | 122.1382 | 1383.9
5956 |  | 1427.8 | 123.0892 | 1427.8 | 1427.8 | 123.0892 | 1427.8 | 1427.8 | 123.0892 | 1427.8 | 72.9 | 18.45 | 1427.8 | 123.0892 | 1427.8
5957 |  | 1447 | 123.2356 | 1447 | 1447 | 123.2356 | 1447 | 1447 | 123.2356 | 1447 | 72.9 | 16.91 | 1447 | 123.2356 | 1447
5958 |  | 1437.9 | 122.6273 | 1437.9 | 1437.9 | 122.6273 | 1437.9 | 1437.9 | 122.6273 | 1437.9 | 72.2 | 18.15 | 1437.9 | 122.6273 | 1437.9
5959 |  | 1416.1 | 119.2151 | 1416.1 | 1416.1 | 119.2151 | 1416.1 | 1416.1 | 119.2151 | 1416.1 | 71.5 | 18.22 | 1416.1 | 119.2151 | 1416.1
5960 |  | 1463.7 | 119.2332 | 1463.7 | 1463.7 | 119.2332 | 1463.7 | 1463.7 | 119.2332 | 1463.7 | 72.5 | 17.26 | 1463.7 | 119.2332 | 1463.7
5961 |  | 1463 | 123.5413 | 1463 | 1463 | 123.5413 | 1463 | 1463 | 123.5413 | 1463 | 70.5 | 12.09 | 1463 | 123.5413 | 1463
5962 |  | 1494.8 | 126.2353 | 1494.8 | 1494.8 | 126.2353 | 1494.8 | 1494.8 | 126.2353 | 1494.8 | 71.8 | 23.47 | 1494.8 | 126.2353 | 1494.8
5963 |  | 1498 | 122.0758 | 1498 | 1498 | 122.0758 | 1498 | 1498 | 122.0758 | 1498 | 72.4 | 21.85 | 1498 | 122.0758 | 1498
5964 |  | 1480.8 | 122.1913 | 1480.8 | 1480.8 | 122.1913 | 1480.8 | 1480.8 | 122.1913 | 1480.8 | 72.7 | 18.05 | 1480.8 | 122.1913 | 1480.8
5965 |  | 1470 | 121.6238 | 1470 | 1470 | 121.6238 | 1470 | 1470 | 121.6238 | 1470 | 72.5 | 13.23 | 1470 | 121.6238 | 1470
5966 |  | 1484.9 | 115.7984 | 1484.9 | 1484.9 | 115.7984 | 1484.9 | 1484.9 | 115.7984 | 1484.9 | 72.3 | 21.14 | 1484.9 | 115.7984 | 1484.9
5967 |  | 1511 | 114.5735 | 1511 | 1511 | 114.5735 | 1511 | 1511 | 114.5735 | 1511 | 72.6 | 18.47 | 1511 | 114.5735 | 1511
5968 |  | 1512.9 | 113.7959 | 1512.9 | 1512.9 | 113.7959 | 1512.9 | 1512.9 | 113.7959 | 1512.9 | 72.6 | 23.37 | 1512.9 | 113.7959 | 1512.9
5969 |  | 1561 | 121.4563 | 1561 | 1561 | 121.4563 | 1561 | 1561 | 121.4563 | 1561 | 73.5 | 16.03 | 1561 | 121.4563 | 1561
5970 |  | 1576 | 119.8218 | 1576 | 1576 | 119.8218 | 1576 | 1576 | 119.8218 | 1576 | 72.1 | 18.33 | 1576 | 119.8218 | 1576
5971 |  | 1812.9 | 119.0746 | 1812.9 | 1812.9 | 119.0746 | 1812.9 | 1812.9 | 119.0746 | 1812.9 | 73.2 | 18.94 | 1812.9 | 119.0746 | 1812.9
5972 |  | 1862 | 122.3362 | 1862 | 1862 | 122.3362 | 1862 | 1862 | 122.3362 | 1862 | 71.9 | 8.5 | 1862 | 122.3362 | 1862
5973 |  | 1846.9 | 121.3787 | 1846.9 | 1846.9 | 121.3787 | 1846.9 | 1846.9 | 121.3787 | 1846.9 | 73 | 12.4 | 1846.9 | 121.3787 | 1846.9
5974 |  | 1797.9 | 121.7681 | 1797.9 | 1797.9 | 121.7681 | 1797.9 | 1797.9 | 121.7681 | 1797.9 | 73.1 | 18.4 | 1797.9 | 121.7681 | 1797.9
5975 |  | 1577.8 | 123.0421 | 1577.8 | 1577.8 | 123.0421 | 1577.8 | 1577.8 | 123.0421 | 1577.8 | 71.5 | 18.495 | 1577.8 | 123.0421 | 1577.8
5976 |  | 1581.1 | 123.2733 | 1581.1 | 1581.1 | 123.2733 | 1581.1 | 1581.1 | 123.2733 | 1581.1 | 73 | 10.15 | 1581.1 | 123.2733 | 1581.1
5977 |  | 1447.9 | 123.1639 | 1447.9 | 1447.9 | 123.1639 | 1447.9 | 1447.9 | 123.1639 | 1447.9 | 72.8 | 16.94 | 1447.9 | 123.1639 | 1447.9
5978 |  | 1479.8 | 122.8933 | 1479.8 | 1479.8 | 122.8933 | 1479.8 | 1479.8 | 122.8933 | 1479.8 | 73.4 | 21.62 | 1479.8 | 122.8933 | 1479.8
5979 |  | 1475.9 | 123.4542 | 1475.9 | 1475.9 | 123.4542 | 1475.9 | 1475.9 | 123.4542 | 1475.9 | 73.2 | 17.64 | 1475.9 | 123.4542 | 1475.9
5980 |  | 1479.3 | 122.4078 | 1479.3 | 1479.3 | 122.4078 | 1479.3 | 1479.3 | 122.4078 | 1479.3 | 72.5 | 16.55 | 1479.3 | 122.4078 | 1479.3
5981 |  | 1485.5 | 122.6697 | 1485.5 | 1485.5 | 122.6697 | 1485.5 | 1485.5 | 122.6697 | 1485.5 | 72.7 | 17.72 | 1485.5 | 122.6697 | 1485.5
5982 |  | 1482 | 121.8355 | 1482 | 1482 | 121.8355 | 1482 | 1482 | 121.8355 | 1482 | 73.2 | 24.37 | 1482 | 121.8355 | 1482
5983 |  | 1463.8 | 122.447 | 1463.8 | 1463.8 | 122.447 | 1463.8 | 1463.8 | 122.447 | 1463.8 | 71.6 | 11.91 | 1463.8 | 122.447 | 1463.8
5984 |  | 1480.4 | 118.5627 | 1480.4 | 1480.4 | 118.5627 | 1480.4 | 1480.4 | 118.5627 | 1480.4 | 72.5 | 11.72 | 1480.4 | 118.5627 | 1480.4
5985 |  | 1510.6 | 120.4268 | 1510.6 | 1510.6 | 120.4268 | 1510.6 | 1510.6 | 120.4268 | 1510.6 | 72.2 | 12.76 | 1510.6 | 120.4268 | 1510.6
5986 |  | 1529.4 | 123.0468 | 1529.4 | 1529.4 | 123.0468 | 1529.4 | 1529.4 | 123.0468 | 1529.4 | 72.4 | 17.18 | 1529.4 | 123.0468 | 1529.4
5987 |  | 1533.5 | 122.4656 | 1533.5 | 1533.5 | 122.4656 | 1533.5 | 1533.5 | 122.4656 | 1533.5 | 71.4 | 15.18 | 1533.5 | 122.4656 | 1533.5
5988 |  | 1497.4 | 126.3677 | 1497.4 | 1497.4 | 126.3677 | 1497.4 | 1497.4 | 126.3677 | 1497.4 | 70.3 | 16.34 | 1497.4 | 126.3677 | 1497.4
5989 |  | 1540.6 | 122.6026 | 1540.6 | 1540.6 | 122.6026 | 1540.6 | 1540.6 | 122.6026 | 1540.6 | 70.8 | 21.63 | 1540.6 | 122.6026 | 1540.6
5990 |  | 1570.7 | 123.9723 | 1570.7 | 1570.7 | 123.9723 | 1570.7 | 1570.7 | 123.9723 | 1570.7 | 71.7 | 18.91 | 1570.7 | 123.9723 | 1570.7
5991 |  | 1535.4 | 125.6349 | 1535.4 | 1535.4 | 125.6349 | 1535.4 | 1535.4 | 125.6349 | 1535.4 | 73.3 | 10.59 | 1535.4 | 125.6349 | 1535.4
5992 |  | 1614.8 | 125.5465 | 1614.8 | 1614.8 | 125.5465 | 1614.8 | 1614.8 | 125.5465 | 1614.8 | 72.4 | 21.87 | 1614.8 | 125.5465 | 1614.8
5993 |  | 1589.5 | 125.1202 | 1589.5 | 1589.5 | 125.1202 | 1589.5 | 1589.5 | 125.1202 | 1589.5 | 73.4 | 24.61 | 1589.5 | 125.1202 | 1589.5
5994 |  | 1617.7 | 122.3313 | 1617.7 | 1617.7 | 122.3313 | 1617.7 | 1617.7 | 122.3313 | 1617.7 | 70.1 | 19.43 | 1617.7 | 122.3313 | 1617.7
5995 |  | 1775.9171 | 125.754 | 1775.9171 | 1775.9171 | 125.754 | 1775.9171 | 1775.9171 | 125.754 | 1775.9171 | 71.7 | 18.68 | 1775.9171 | 125.754 | 1775.9171
5996 |  | 1851.5039 | 124.4966 | 1851.5039 | 1851.5039 | 124.4966 | 1851.5039 | 1851.5039 | 124.4966 | 1851.5039 | 71.5 | 10.61 | 1851.5039 | 124.4966 | 1851.5039
5997 |  | 1827.1 | 124.9513 | 1827.1 | 1827.1 | 124.9513 | 1827.1 | 1827.1 | 124.9513 | 1827.1 | 71.8 | 19.52 | 1827.1 | 124.9513 | 1827.1
5998 |  | 1750.7 | 124.5683 | 1750.7 | 1750.7 | 124.5683 | 1750.7 | 1750.7 | 124.5683 | 1750.7 | 72.7 | 15.16 | 1750.7 | 124.5683 | 1750.7
5999 |  | 1534.5 | 125.3891 | 1534.5 | 1534.5 | 125.3891 | 1534.5 | 1534.5 | 125.3891 | 1534.5 | 71.9 | 15.33 | 1534.5 | 125.3891 | 1534.5
6000 |  | 1521.7 | 124.4209 | 1521.7 | 1521.7 | 124.4209 | 1521.7 | 1521.7 | 124.4209 | 1521.7 | 71.3 | 14.39 | 1521.7 | 124.4209 | 1521.7
6001 |  | 1485.2 | 124.3065 | 1485.2 | 1485.2 | 124.3065 | 1485.2 | 1485.2 | 124.3065 | 1485.2 | 72 | 12.24 | 1485.2 | 124.3065 | 1485.2
6002 |  | 1469.6 | 122.384 | 1469.6 | 1469.6 | 122.384 | 1469.6 | 1469.6 | 122.384 | 1469.6 | 71.2 | 14.49 | 1469.6 | 122.384 | 1469.6
6003 |  | 1414.7 | 121.6753 | 1414.7 | 1414.7 | 121.6753 | 1414.7 | 1414.7 | 121.6753 | 1414.7 | 71.6 | 17.59 | 1414.7 | 121.6753 | 1414.7
6004 |  | 1441.5 | 122.6583 | 1441.5 | 1441.5 | 122.6583 | 1441.5 | 1441.5 | 122.6583 | 1441.5 | 72.1 | 12.47 | 1441.5 | 122.6583 | 1441.5
6005 |  | 1455.3 | 123.1454 | 1455.3 | 1455.3 | 123.1454 | 1455.3 | 1455.3 | 123.1454 | 1455.3 | 72.1 | 13.38 | 1455.3 | 123.1454 | 1455.3
6006 |  | 1478.5 | 122.3301 | 1478.5 | 1478.5 | 122.3301 | 1478.5 | 1478.5 | 122.3301 | 1478.5 | 72.6 | 12.61 | 1478.5 | 122.3301 | 1478.5
6007 |  | 1477.7 | 120.9512 | 1477.7 | 1477.7 | 120.9512 | 1477.7 | 1477.7 | 120.9512 | 1477.7 | 71.8 | 11.58 | 1477.7 | 120.9512 | 1477.7
6008 |  | 1463 | 119.6095 | 1463 | 1463 | 119.6095 | 1463 | 1463 | 119.6095 | 1463 | 71.9 | 11.31 | 1463 | 119.6095 | 1463
6009 |  | 1475.8 | 120.3643 | 1475.8 | 1475.8 | 120.3643 | 1475.8 | 1475.8 | 120.3643 | 1475.8 | 71.4 | 13.92 | 1475.8 | 120.3643 | 1475.8
6010 |  | 1500.6 | 120.87 | 1500.6 | 1500.6 | 120.87 | 1500.6 | 1500.6 | 120.87 | 1500.6 | 70.6 | 16.72 | 1500.6 | 120.87 | 1500.6
6011 |  | 1509.1 | 122.1037 | 1509.1 | 1509.1 | 122.1037 | 1509.1 | 1509.1 | 122.1037 | 1509.1 | 71.8 | 14.05 | 1509.1 | 122.1037 | 1509.1
6012 |  | 1544.9 | 120.8918 | 1544.9 | 1544.9 | 120.8918 | 1544.9 | 1544.9 | 120.8918 | 1544.9 | 71.1 | 19.1 | 1544.9 | 120.8918 | 1544.9
6013 |  | 1507 | 122.5946 | 1507 | 1507 | 122.5946 | 1507 | 1507 | 122.5946 | 1507 | 69.1 | 12.87 | 1507 | 122.5946 | 1507
6014 |  | 1539.2 | 122.5458 | 1539.2 | 1539.2 | 122.5458 | 1539.2 | 1539.2 | 122.5458 | 1539.2 | 69.6 | 21.86 | 1539.2 | 122.5458 | 1539.2
6015 |  | 1557.5 | 120.6047 | 1557.5 | 1557.5 | 120.6047 | 1557.5 | 1557.5 | 120.6047 | 1557.5 | 72 | 24.48 | 1557.5 | 120.6047 | 1557.5
6016 |  | 1595.9 | 120.6624 | 1595.9 | 1595.9 | 120.6624 | 1595.9 | 1595.9 | 120.6624 | 1595.9 | 71.3 | 20.49 | 1595.9 | 120.6624 | 1595.9
6017 |  | 1583.1 | 121.5477 | 1583.1 | 1583.1 | 121.5477 | 1583.1 | 1583.1 | 121.5477 | 1583.1 | 71.5 | 17.68 | 1583.1 | 121.5477 | 1583.1
6018 |  | 1575.2 | 120.3266 | 1575.2 | 1575.2 | 120.3266 | 1575.2 | 1575.2 | 120.3266 | 1575.2 | 72.5 | 9.35 | 1575.2 | 120.3266 | 1575.2
6019 |  | 1866.2 | 123.8314 | 1866.2 | 1866.2 | 123.8314 | 1866.2 | 1866.2 | 123.8314 | 1866.2 | 71.3 | 14.73 | 1866.2 | 123.8314 | 1866.2
6020 |  | 1871.3 | 120.2989 | 1871.3 | 1871.3 | 120.2989 | 1871.3 | 1871.3 | 120.2989 | 1871.3 | 72.3 | 8.55 | 1871.3 | 120.2989 | 1871.3
6021 |  | 1883.2 | 122.0967 | 1883.2 | 1883.2 | 122.0967 | 1883.2 | 1883.2 | 122.0967 | 1883.2 | 72.3 | 13.82 | 1883.2 | 122.0967 | 1883.2
6022 |  | 1793.1 | 123.508 | 1793.1 | 1793.1 | 123.508 | 1793.1 | 1793.1 | 123.508 | 1793.1 | 72 | 14.15 | 1793.1 | 123.508 | 1793.1
6023 |  | 1641.3 | 124.0128 | 1641.3 | 1641.3 | 124.0128 | 1641.3 | 1641.3 | 124.0128 | 1641.3 | 73 | 13.77 | 1641.3 | 124.0128 | 1641.3
6024 |  | 1556.1 | 125.0538 | 1556.1 | 1556.1 | 125.0538 | 1556.1 | 1556.1 | 125.0538 | 1556.1 | 72.2 | 15.22 | 1556.1 | 125.0538 | 1556.1
6025 |  | 1491.2 | 125.3233 | 1491.2 | 1491.2 | 125.3233 | 1491.2 | 1491.2 | 125.3233 | 1491.2 | 73.1 | 15.73 | 1491.2 | 125.3233 | 1491.2
6026 |  | 1483.4 | 123.9705 | 1483.4 | 1483.4 | 123.9705 | 1483.4 | 1483.4 | 123.9705 | 1483.4 | 72.8 | 10.82 | 1483.4 | 123.9705 | 1483.4
6027 |  | 1492.2 | 122.7121 | 1492.2 | 1492.2 | 122.7121 | 1492.2 | 1492.2 | 122.7121 | 1492.2 | 71.7 | 13.84 | 1492.2 | 122.7121 | 1492.2
6028 |  | 1441.7 | 122.9931 | 1441.7 | 1441.7 | 122.9931 | 1441.7 | 1441.7 | 122.9931 | 1441.7 | 72 | 16.95 | 1441.7 | 122.9931 | 1441.7
6029 |  | 1487.2 | 124.0677 | 1487.2 | 1487.2 | 124.0677 | 1487.2 | 1487.2 | 124.0677 | 1487.2 | 72.4 | 21.43 | 1487.2 | 124.0677 | 1487.2
6030 |  | 1440.6 | 126.9356 | 1440.6 | 1440.6 | 126.9356 | 1440.6 | 1440.6 | 126.9356 | 1440.6 | 71 | 17.65 | 1440.6 | 126.9356 | 1440.6
6031 |  | 1437.4 | 123.1971 | 1437.4 | 1437.4 | 123.1971 | 1437.4 | 1437.4 | 123.1971 | 1437.4 | 71.9 | 18.35 | 1437.4 | 123.1971 | 1437.4
6032 |  | 1457.2 | 124.4537 | 1457.2 | 1457.2 | 124.4537 | 1457.2 | 1457.2 | 124.4537 | 1457.2 | 72.1 | 9.02 | 1457.2 | 124.4537 | 1457.2
6033 |  | 1515.5 | 122.3785 | 1515.5 | 1515.5 | 122.3785 | 1515.5 | 1515.5 | 122.3785 | 1515.5 | 72.2 | 17.99 | 1515.5 | 122.3785 | 1515.5
6034 |  | 1483.5 | 123.3935 | 1483.5 | 1483.5 | 123.3935 | 1483.5 | 1483.5 | 123.3935 | 1483.5 | 71.9 | 18.03 | 1483.5 | 123.3935 | 1483.5
6035 |  | 1464.5 | 98.0658 | 1464.5 | 1464.5 | 98.0658 | 1464.5 | 1464.5 | 98.0658 | 1464.5 | 71.6 | 23.11 | 1464.5 | 98.0658 | 1464.5
6036 |  | 1498.8 | 124.7995 | 1498.8 | 1498.8 | 124.7995 | 1498.8 | 1498.8 | 124.7995 | 1498.8 | 72.3 | 15.88 | 1498.8 | 124.7995 | 1498.8
6037 |  | 1470.8 | 121.7608 | 1470.8 | 1470.8 | 121.7608 | 1470.8 | 1470.8 | 121.7608 | 1470.8 | 71 | 13.38 | 1470.8 | 121.7608 | 1470.8
6038 |  | 1464.9 | 123.0852 | 1464.9 | 1464.9 | 123.0852 | 1464.9 | 1464.9 | 123.0852 | 1464.9 | 72.9 | 17.72 | 1464.9 | 123.0852 | 1464.9
6039 |  | 1540.6 | 124.4588 | 1540.6 | 1540.6 | 124.4588 | 1540.6 | 1540.6 | 124.4588 | 1540.6 | 71.3 | 22.08 | 1540.6 | 124.4588 | 1540.6
6040 |  | 1542.5 | 125.1269 | 1542.5 | 1542.5 | 125.1269 | 1542.5 | 1542.5 | 125.1269 | 1542.5 | 72.3 | 13.94 | 1542.5 | 125.1269 | 1542.5
6041 |  | 1542.3 | 126.7703 | 1542.3 | 1542.3 | 126.7703 | 1542.3 | 1542.3 | 126.7703 | 1542.3 | 72.7 | 14.23 | 1542.3 | 126.7703 | 1542.3
6042 |  | 1645.7 | 126.2757 | 1645.7 | 1645.7 | 126.2757 | 1645.7 | 1645.7 | 126.2757 | 1645.7 | 72.2 | 15.97 | 1645.7 | 126.2757 | 1645.7
6043 |  | 1868.422 | 124.3567 | 1868.422 | 1868.422 | 124.3567 | 1868.422 | 1868.422 | 124.3567 | 1868.422 | 72.2 | 17.15 | 1868.422 | 124.3567 | 1868.422
6044 |  | 1889.0125 | 127.0372 | 1889.0125 | 1889.0125 | 127.0372 | 1889.0125 | 1889.0125 | 127.0372 | 1889.0125 | 72.9 | 8.94 | 1889.0125 | 127.0372 | 1889.0125
6045 |  | 1898.4 | 127.5551 | 1898.4 | 1898.4 | 127.5551 | 1898.4 | 1898.4 | 127.5551 | 1898.4 | 71.6 | 13.03 | 1898.4 | 127.5551 | 1898.4
6046 |  | 1795.4 | 125.9816 | 1795.4 | 1795.4 | 125.9816 | 1795.4 | 1795.4 | 125.9816 | 1795.4 | 71.4 | 20.42 | 1795.4 | 125.9816 | 1795.4
6047 |  | 1625.8 | 125.7605 | 1625.8 | 1625.8 | 125.7605 | 1625.8 | 1625.8 | 125.7605 | 1625.8 | 72.6 | 21.15 | 1625.8 | 125.7605 | 1625.8
6048 |  | 1575 | 123.9504 | 1575 | 1575 | 123.9504 | 1575 | 1575 | 123.9504 | 1575 | 71.9 | 14.53 | 1575 | 123.9504 | 1575
6049 |  | 1549.1 | 124.6944 | 1549.1 | 1549.1 | 124.6944 | 1549.1 | 1549.1 | 124.6944 | 1549.1 | 72.7 | 9.88 | 1549.1 | 124.6944 | 1549.1
6050 |  | 1503.8 | 124.4784 | 1503.8 | 1503.8 | 124.4784 | 1503.8 | 1503.8 | 124.4784 | 1503.8 | 71.5 | 11.44 | 1503.8 | 124.4784 | 1503.8
6051 |  | 1527.9 | 125.3316 | 1527.9 | 1527.9 | 125.3316 | 1527.9 | 1527.9 | 125.3316 | 1527.9 | 72.6 | 10.07 | 1527.9 | 125.3316 | 1527.9
6052 |  | 1488.7 | 122.94 | 1488.7 | 1488.7 | 122.94 | 1488.7 | 1488.7 | 122.94 | 1488.7 | 72.9 | 10.14 | 1488.7 | 122.94 | 1488.7
6053 |  | 1521.2 | 123.0041 | 1521.2 | 1521.2 | 123.0041 | 1521.2 | 1521.2 | 123.0041 | 1521.2 | 71.5 | 9.39 | 1521.2 | 123.0041 | 1521.2
6054 |  | 1423.2 | 120.5434 | 1423.2 | 1423.2 | 120.5434 | 1423.2 | 1423.2 | 120.5434 | 1423.2 | 72.4 | 12.74 | 1423.2 | 120.5434 | 1423.2
6055 |  | 1409 | 119.7655 | 1409 | 1409 | 119.7655 | 1409 | 1409 | 119.7655 | 1409 | 71.7 | 7.72 | 1409 | 119.7655 | 1409
6056 |  | 1431.4 | 120.6641 | 1431.4 | 1431.4 | 120.6641 | 1431.4 | 1431.4 | 120.6641 | 1431.4 | 72.3 | 7.15 | 1431.4 | 120.6641 | 1431.4
6057 |  | 1361.9 | 125.1958 | 1361.9 | 1361.9 | 125.1958 | 1361.9 | 1361.9 | 125.1958 | 1361.9 | 71.9 | 11.59 | 1361.9 | 125.1958 | 1361.9
6058 |  | 1368.8 | 125.2361 | 1368.8 | 1368.8 | 125.2361 | 1368.8 | 1368.8 | 125.2361 | 1368.8 | 71.9 | 11.79 | 1368.8 | 125.2361 | 1368.8
6059 |  | 1377.8 | 124.1853 | 1377.8 | 1377.8 | 124.1853 | 1377.8 | 1377.8 | 124.1853 | 1377.8 | 71.6 | 9.15 | 1377.8 | 124.1853 | 1377.8
6060 |  | 1384.4 | 124.4707 | 1384.4 | 1384.4 | 124.4707 | 1384.4 | 1384.4 | 124.4707 | 1384.4 | 71.8 | 12.46 | 1384.4 | 124.4707 | 1384.4
6061 |  | 1384.4 | 122.4774 | 1384.4 | 1384.4 | 122.4774 | 1384.4 | 1384.4 | 122.4774 | 1384.4 | 72.3 | 14.56 | 1384.4 | 122.4774 | 1384.4
6062 |  | 1394.1 | 125.6594 | 1394.1 | 1394.1 | 125.6594 | 1394.1 | 1394.1 | 125.6594 | 1394.1 | 72.3 | 9.04 | 1394.1 | 125.6594 | 1394.1
6063 |  | 1431.8 | 122.659 | 1431.8 | 1431.8 | 122.659 | 1431.8 | 1431.8 | 122.659 | 1431.8 | 71.3 | 14.72 | 1431.8 | 122.659 | 1431.8
6064 |  | 1393.8 | 122.3296 | 1393.8 | 1393.8 | 122.3296 | 1393.8 | 1393.8 | 122.3296 | 1393.8 | 71.8 | 10.45 | 1393.8 | 122.3296 | 1393.8
6065 |  | 1437.7 | 122.9952 | 1437.7 | 1437.7 | 122.9952 | 1437.7 | 1437.7 | 122.9952 | 1437.7 | 71.9 | 10.87 | 1437.7 | 122.9952 | 1437.7
6066 |  | 1525.8 | 123.3622 | 1525.8 | 1525.8 | 123.3622 | 1525.8 | 1525.8 | 123.3622 | 1525.8 | 72.3 | 7.43 | 1525.8 | 123.3622 | 1525.8
6067 |  | 1680.4 | 124.5432 | 1680.4 | 1680.4 | 124.5432 | 1680.4 | 1680.4 | 124.5432 | 1680.4 | 68.2 | 7.23 | 1680.4 | 124.5432 | 1680.4
6068 |  | 1809.6 | 122.9981 | 1809.6 | 1809.6 | 122.9981 | 1809.6 | 1809.6 | 122.9981 | 1809.6 | 71.2 | 6.73 | 1809.6 | 122.9981 | 1809.6
6069 |  | 1724.7 | 125.2806 | 1724.7 | 1724.7 | 125.2806 | 1724.7 | 1724.7 | 125.2806 | 1724.7 | 70.6 | 6.62 | 1724.7 | 125.2806 | 1724.7
6070 |  | 1582.7 | 124.9366 | 1582.7 | 1582.7 | 124.9366 | 1582.7 | 1582.7 | 124.9366 | 1582.7 | 71.6 | 6.92 | 1582.7 | 124.9366 | 1582.7
6071 |  | 1450.2 | 124.9995 | 1450.2 | 1450.2 | 124.9995 | 1450.2 | 1450.2 | 124.9995 | 1450.2 | 72.1 | 6.85 | 1450.2 | 124.9995 | 1450.2
6072 |  | 1425.4 | 124.1739 | 1425.4 | 1425.4 | 124.1739 | 1425.4 | 1425.4 | 124.1739 | 1425.4 | 71.4 | 6.83 | 1425.4 | 124.1739 | 1425.4
6073 |  | 1399.3 | 120.284 | 1399.3 | 1399.3 | 120.284 | 1399.3 | 1399.3 | 120.284 | 1399.3 | 71.2 | 6.07 | 1399.3 | 120.284 | 1399.3
6074 |  | 1376.2 | 119.5083 | 1376.2 | 1376.2 | 119.5083 | 1376.2 | 1376.2 | 119.5083 | 1376.2 | 71.1 | 5.98 | 1376.2 | 119.5083 | 1376.2
6075 |  | 1359.5 | 120.5909 | 1359.5 | 1359.5 | 120.5909 | 1359.5 | 1359.5 | 120.5909 | 1359.5 | 71 | 5.34 | 1359.5 | 120.5909 | 1359.5
6076 |  | 1353.4 | 120.2421 | 1353.4 | 1353.4 | 120.2421 | 1353.4 | 1353.4 | 120.2421 | 1353.4 | 70.8 | 5.74 | 1353.4 | 120.2421 | 1353.4
6077 |  | 1384 | 121.1494 | 1384 | 1384 | 121.1494 | 1384 | 1384 | 121.1494 | 1384 | 70.8 | 6.04 | 1384 | 121.1494 | 1384
6078 |  | 1324.7 | 120.6753 | 1324.7 | 1324.7 | 120.6753 | 1324.7 | 1324.7 | 120.6753 | 1324.7 | 71 | 6.28 | 1324.7 | 120.6753 | 1324.7
6079 |  | 1352 | 122.1166 | 1352 | 1352 | 122.1166 | 1352 | 1352 | 122.1166 | 1352 | 70.4 | 6.52 | 1352 | 122.1166 | 1352
6080 |  | 1365.8 | 122.5693 | 1365.8 | 1365.8 | 122.5693 | 1365.8 | 1365.8 | 122.5693 | 1365.8 | 69.5 | 6.98 | 1365.8 | 122.5693 | 1365.8
6081 |  | 1306.9 | 124.8134 | 1306.9 | 1306.9 | 124.8134 | 1306.9 | 1306.9 | 124.8134 | 1306.9 | 71.1 | 6.98 | 1306.9 | 124.8134 | 1306.9
6082 |  | 1270.3 | 122.9802 | 1270.3 | 1270.3 | 122.9802 | 1270.3 | 1270.3 | 122.9802 | 1270.3 | 70.9 | 7.15 | 1270.3 | 122.9802 | 1270.3
6083 |  | 1264.7 | 122.1358 | 1264.7 | 1264.7 | 122.1358 | 1264.7 | 1264.7 | 122.1358 | 1264.7 | 71.1 | 7.12 | 1264.7 | 122.1358 | 1264.7
6084 |  | 1298.5 | 122.8611 | 1298.5 | 1298.5 | 122.8611 | 1298.5 | 1298.5 | 122.8611 | 1298.5 | 71.9 | 7.28 | 1298.5 | 122.8611 | 1298.5
6085 |  | 1330.2 | 123.9871 | 1330.2 | 1330.2 | 123.9871 | 1330.2 | 1330.2 | 123.9871 | 1330.2 | 71.3 | 6.98 | 1330.2 | 123.9871 | 1330.2
6086 |  | 1355.9 | 124.2511 | 1355.9 | 1355.9 | 124.2511 | 1355.9 | 1355.9 | 124.2511 | 1355.9 | 71.6 | 6.73 | 1355.9 | 124.2511 | 1355.9
6087 |  | 1372.3 | 123.2163 | 1372.3 | 1372.3 | 123.2163 | 1372.3 | 1372.3 | 123.2163 | 1372.3 | 71.5 | 6.54 | 1372.3 | 123.2163 | 1372.3
6088 |  | 1379.2 | 121.9096 | 1379.2 | 1379.2 | 121.9096 | 1379.2 | 1379.2 | 121.9096 | 1379.2 | 71.3 | 6.3 | 1379.2 | 121.9096 | 1379.2
6089 |  | 1400.2 | 123.4323 | 1400.2 | 1400.2 | 123.4323 | 1400.2 | 1400.2 | 123.4323 | 1400.2 | 71.8 | 6.91 | 1400.2 | 123.4323 | 1400.2
6090 |  | 1517.7 | 120.8539 | 1517.7 | 1517.7 | 120.8539 | 1517.7 | 1517.7 | 120.8539 | 1517.7 | 71.8 | 6.48 | 1517.7 | 120.8539 | 1517.7
6091 |  | 1630.4 | 123.9853 | 1630.4 | 1630.4 | 123.9853 | 1630.4 | 1630.4 | 123.9853 | 1630.4 | 70.3 | 6.55 | 1630.4 | 123.9853 | 1630.4
6092 |  | 1685.7 | 122.0354 | 1685.7 | 1685.7 | 122.0354 | 1685.7 | 1685.7 | 122.0354 | 1685.7 | 71.4 | 6.2 | 1685.7 | 122.0354 | 1685.7
6093 |  | 1684.1 | 126.0516 | 1684.1 | 1684.1 | 126.0516 | 1684.1 | 1684.1 | 126.0516 | 1684.1 | 71.7 | 6.29 | 1684.1 | 126.0516 | 1684.1
6094 |  | 1631 | 125.3595 | 1631 | 1631 | 125.3595 | 1631 | 1631 | 125.3595 | 1631 | 72.3 | 6.6 | 1631 | 125.3595 | 1631
6095 |  | 1443.9 | 123.7064 | 1443.9 | 1443.9 | 123.7064 | 1443.9 | 1443.9 | 123.7064 | 1443.9 | 72.3 | 6.05 | 1443.9 | 123.7064 | 1443.9
6096 |  | 1399.5 | 123.3592 | 1399.5 | 1399.5 | 123.3592 | 1399.5 | 1399.5 | 123.3592 | 1399.5 | 71.7 | 6.41 | 1399.5 | 123.3592 | 1399.5
6097 |  | 1374.4 | 124.5377 | 1374.4 | 1374.4 | 124.5377 | 1374.4 | 1374.4 | 124.5377 | 1374.4 | 71.3 | 6.78 | 1374.4 | 124.5377 | 1374.4
6098 |  | 1325.2 | 126.7265 | 1325.2 | 1325.2 | 126.7265 | 1325.2 | 1325.2 | 126.7265 | 1325.2 | 71.4 | 6.73 | 1325.2 | 126.7265 | 1325.2
6099 |  | 1326.9 | 126.2652 | 1326.9 | 1326.9 | 126.2652 | 1326.9 | 1326.9 | 126.2652 | 1326.9 | 71.1 | 7.08 | 1326.9 | 126.2652 | 1326.9
6100 |  | 1309.7 | 125.3448 | 1309.7 | 1309.7 | 125.3448 | 1309.7 | 1309.7 | 125.3448 | 1309.7 | 71.6 | 7.05 | 1309.7 | 125.3448 | 1309.7
6101 |  | 1375.1 | 123.2377 | 1375.1 | 1375.1 | 123.2377 | 1375.1 | 1375.1 | 123.2377 | 1375.1 | 71.7 | 7.29 | 1375.1 | 123.2377 | 1375.1
6102 |  | 1261.2 | 121.3955 | 1261.2 | 1261.2 | 121.3955 | 1261.2 | 1261.2 | 121.3955 | 1261.2 | 72.3 | 7.01 | 1261.2 | 121.3955 | 1261.2
6103 |  | 1265.3 | 122.3245 | 1265.3 | 1265.3 | 122.3245 | 1265.3 | 1265.3 | 122.3245 | 1265.3 | 72.2 | 6.44 | 1265.3 | 122.3245 | 1265.3
6104 |  | 1281.6 | 123.0169 | 1281.6 | 1281.6 | 123.0169 | 1281.6 | 1281.6 | 123.0169 | 1281.6 | 71.9 | 6.35 | 1281.6 | 123.0169 | 1281.6
6105 |  | 1367.8 | 121.8065 | 1367.8 | 1367.8 | 111.9334 | 1367.8 | 1367.8 | 121.8065 | 1367.8 | 72.2 | 11.28 | 1367.8 | 121.8065 | 1367.8
6106 |  | 1278.7 | 125.8987 | 1278.7 | 1278.7 | 125.8987 | 1278.7 | 1278.7 | 125.8987 | 1278.7 | 72.5 | 6.68 | 1278.7 | 125.8987 | 1278.7
6107 |  | 1306.5 | 122.9642 | 1306.5 | 1306.5 | 122.9642 | 1306.5 | 1306.5 | 122.9642 | 1306.5 | 72.2 | 7.44 | 1306.5 | 122.9642 | 1306.5
6108 |  | 1307.9 | 123.3252 | 1307.9 | 1307.9 | 123.3252 | 1307.9 | 1307.9 | 123.3252 | 1307.9 | 71.9 | 7.82 | 1307.9 | 123.3252 | 1307.9
6109 |  | 1304.1 | 123.4622 | 1304.1 | 1304.1 | 123.4622 | 1304.1 | 1304.1 | 123.4622 | 1304.1 | 72.1 | 7.5 | 1304.1 | 123.4622 | 1304.1
6110 |  | 1305.2 | 123.7791 | 1305.2 | 1305.2 | 123.7791 | 1305.2 | 1305.2 | 123.7791 | 1305.2 | 72.1 | 7.26 | 1305.2 | 123.7791 | 1305.2
6111 |  | 1274.6 | 122.1356 | 1274.6 | 1274.6 | 122.1356 | 1274.6 | 1274.6 | 122.1356 | 1274.6 | 71.5 | 7.05 | 1274.6 | 122.1356 | 1274.6
6112 |  | 1300.4 | 120.3831 | 1300.4 | 1300.4 | 120.3831 | 1300.4 | 1300.4 | 120.3831 | 1300.4 | 71.7 | 7.46 | 1300.4 | 120.3831 | 1300.4
6113 |  | 1326.8 | 120.9109 | 1326.8 | 1326.8 | 120.9109 | 1326.8 | 1326.8 | 120.9109 | 1326.8 | 72.3 | 6.81 | 1326.8 | 120.9109 | 1326.8
6114 |  | 1472.7 | 120.7426 | 1472.7 | 1472.7 | 120.7426 | 1472.7 | 1472.7 | 120.7426 | 1472.7 | 71.1 | 5.75 | 1472.7 | 120.7426 | 1472.7
6115 |  | 1708.7 | 121.8456 | 1708.7 | 1708.7 | 121.8456 | 1708.7 | 1708.7 | 121.8456 | 1708.7 | 72.1 | 6.99 | 1708.7 | 121.8456 | 1708.7
6116 |  | 1747.1 | 119.3968 | 1747.1 | 1747.1 | 119.3968 | 1747.1 | 1747.1 | 119.3968 | 1747.1 | 72.5 | 6.48 | 1747.1 | 119.3968 | 1747.1
6117 |  | 1727 | 121.4927 | 1727 | 1727 | 121.4927 | 1727 | 1727 | 121.4927 | 1727 | 72.2 | 6.48 | 1727 | 121.4927 | 1727
6118 |  | 1654.6 | 120.8575 | 1654.6 | 1654.6 | 120.8575 | 1654.6 | 1654.6 | 120.8575 | 1654.6 | 71.4 | 7.24 | 1654.6 | 120.8575 | 1654.6
6119 |  | 1506.1 | 121.22 | 1506.1 | 1506.1 | 121.22 | 1506.1 | 1506.1 | 121.22 | 1506.1 | 72.4 | 10.27 | 1506.1 | 121.22 | 1506.1
6120 |  | 1449.7 | 122.552 | 1449.7 | 1449.7 | 122.552 | 1449.7 | 1449.7 | 122.552 | 1449.7 | 72.6 | 7.82 | 1449.7 | 122.552 | 1449.7
6121 |  | 1395.8 | 122.4139 | 1395.8 | 1395.8 | 122.4139 | 1395.8 | 1395.8 | 122.4139 | 1395.8 | 72.6 | 13.43 | 1395.8 | 122.4139 | 1395.8
6122 |  | 1367.3 | 122.4416 | 1367.3 | 1367.3 | 122.4416 | 1367.3 | 1367.3 | 122.4416 | 1367.3 | 73.2 | 11.8 | 1367.3 | 122.4416 | 1367.3
6123 |  | 1351.2 | 123.1888 | 1351.2 | 1351.2 | 123.1888 | 1351.2 | 1351.2 | 123.1888 | 1351.2 | 73.1 | 9.88 | 1351.2 | 123.1888 | 1351.2
6124 |  | 1328.9 | 123.2693 | 1328.9 | 1328.9 | 123.2693 | 1328.9 | 1328.9 | 123.2693 | 1328.9 | 72.9 | 10.99 | 1328.9 | 123.2693 | 1328.9
6125 |  | 1367.4 | 122.9245 | 1367.4 | 1367.4 | 122.9245 | 1367.4 | 1367.4 | 122.9245 | 1367.4 | 72.9 | 11.98 | 1367.4 | 122.9245 | 1367.4
6126 |  | 1290 | 117.4438 | 1290 | 1290 | 117.4438 | 1290 | 1290 | 117.4438 | 1290 | 72.2 | 8.98 | 1290 | 117.4438 | 1290
6127 |  | 1420.5 | 98.7644 | 1420.5 | 1420.5 | 98.7644 | 1420.5 | 1420.5 | 98.7644 | 1420.5 | 71.5 | 13.77 | 1420.5 | 98.7644 | 1420.5
6128 |  | 1374.3 | 99.731 | 1374.3 | 1374.3 | 99.731 | 1374.3 | 1374.3 | 99.731 | 1374.3 | 72.5 | 8.96 | 1374.3 | 99.731 | 1374.3
6129 |  | 1428.7 | 99.0533 | 1428.7 | 1428.7 | 99.0533 | 1428.7 | 1428.7 | 99.0533 | 1428.7 | 70.5 | 15.58 | 1428.7 | 99.0533 | 1428.7
6130 |  | 1439.6 | 100.0911 | 1439.6 | 1439.6 | 100.0911 | 1439.6 | 1439.6 | 100.0911 | 1439.6 | 71.8 | 15.17 | 1439.6 | 100.0911 | 1439.6
6131 |  | 1531.4 | 94.5781 | 1531.4 | 1531.4 | 94.5781 | 1531.4 | 1531.4 | 94.5781 | 1531.4 | 72.4 | 13.59 | 1531.4 | 94.5781 | 1531.4
6132 |  | 1479.9 | 93.2897 | 1479.9 | 1479.9 | 93.2897 | 1479.9 | 1479.9 | 93.2897 | 1479.9 | 72.7 | 15.86 | 1479.9 | 93.2897 | 1479.9
6133 |  | 1480.7 | 91.7793 | 1480.7 | 1480.7 | 91.7793 | 1480.7 | 1480.7 | 91.7793 | 1480.7 | 72.5 | 15.01 | 1480.7 | 91.7793 | 1480.7
6134 |  | 1500.6 | 92.2538 | 1500.6 | 1500.6 | 92.2538 | 1500.6 | 1500.6 | 92.2538 | 1500.6 | 72.3 | 11.01 | 1500.6 | 92.2538 | 1500.6
6135 |  | 1482.3 | 91.4563 | 1482.3 | 1482.3 | 91.4563 | 1482.3 | 1482.3 | 91.4563 | 1482.3 | 72.6 | 10.47 | 1482.3 | 91.4563 | 1482.3
6136 |  | 1496 | 93.302 | 1496 | 1496 | 93.302 | 1496 | 1496 | 93.302 | 1496 | 72.6 | 18.6 | 1496 | 93.302 | 1496
6137 |  | 1525.1 | 93.4508 | 1525.1 | 1525.1 | 93.4508 | 1525.1 | 1525.1 | 93.4508 | 1525.1 | 73.5 | 10.07 | 1525.1 | 93.4508 | 1525.1
6138 |  | 1558.4 | 96.1695 | 1558.4 | 1558.4 | 96.1695 | 1558.4 | 1558.4 | 96.1695 | 1558.4 | 72.1 | 9.08 | 1558.4 | 96.1695 | 1558.4
6139 |  | 1828.2561 | 103.2874 | 1828.2561 | 1828.2561 | 103.2874 | 1828.2561 | 1828.2561 | 103.2874 | 1828.2561 | 73.2 | 9.94 | 1828.2561 | 103.2874 | 1828.2561
6140 |  | 1812.1783 | 102.2473 | 1812.1783 | 1812.1783 | 102.2473 | 1812.1783 | 1812.1783 | 102.2473 | 1812.1783 | 71.9 | 8.73 | 1812.1783 | 102.2473 | 1812.1783
6141 |  | 1791.4 | 119.9278 | 1791.4 | 1791.4 | 119.9278 | 1791.4 | 1791.4 | 119.9278 | 1791.4 | 73 | 12.71 | 1791.4 | 119.9278 | 1791.4
6142 |  | 1699.1 | 119.6729 | 1699.1 | 1699.1 | 119.6729 | 1699.1 | 1699.1 | 119.6729 | 1699.1 | 73.1 | 8.79 | 1699.1 | 119.6729 | 1699.1
6143 |  | 1557.2 | 120.3756 | 1557.2 | 1557.2 | 120.3756 | 1557.2 | 1557.2 | 120.3756 | 1557.2 | 71.5 | 8.83 | 1557.2 | 120.3756 | 1557.2
6144 |  | 1525.6 | 119.9293 | 1525.6 | 1525.6 | 119.9293 | 1525.6 | 1525.6 | 119.9293 | 1525.6 | 73 | 9.08 | 1525.6 | 119.9293 | 1525.6
6145 |  | 1427.3 | 119.365 | 1427.3 | 1427.3 | 119.365 | 1427.3 | 1427.3 | 119.365 | 1427.3 | 72.8 | 16.06 | 1427.3 | 119.365 | 1427.3
6146 |  | 1436.5 | 119.2772 | 1436.5 | 1436.5 | 119.2772 | 1436.5 | 1436.5 | 119.2772 | 1436.5 | 73.4 | 8.56 | 1436.5 | 119.2772 | 1436.5
6147 |  | 1420.2 | 118.941 | 1420.2 | 1420.2 | 118.941 | 1420.2 | 1420.2 | 118.941 | 1420.2 | 73.2 | 13.35 | 1420.2 | 118.941 | 1420.2
6148 |  | 1462.1 | 118.4661 | 1462.1 | 1462.1 | 118.4661 | 1462.1 | 1462.1 | 118.4661 | 1462.1 | 72.5 | 11.37 | 1462.1 | 118.4661 | 1462.1
6149 |  | 1471.5 | 118.9753 | 1471.5 | 1471.5 | 118.9753 | 1471.5 | 1471.5 | 118.9753 | 1471.5 | 72.7 | 14.88 | 1471.5 | 118.9753 | 1471.5
6150 |  | 1501.1 | 119.0425 | 1501.1 | 1501.1 | 119.0425 | 1501.1 | 1501.1 | 119.0425 | 1501.1 | 73.2 | 9.81 | 1501.1 | 119.0425 | 1501.1
6151 |  | 1444.6 | 119.8699 | 1444.6 | 1444.6 | 119.8699 | 1444.6 | 1444.6 | 119.8699 | 1444.6 | 71.6 | 14.59 | 1444.6 | 119.8699 | 1444.6
6152 |  | 1441 | 120.8035 | 1441 | 1441 | 120.8035 | 1441 | 1441 | 120.8035 | 1441 | 72.5 | 8.61 | 1441 | 120.8035 | 1441
6153 |  | 1422.4 | 120.1942 | 1422.4 | 1422.4 | 120.1942 | 1422.4 | 1422.4 | 120.1942 | 1422.4 | 72.2 | 10.66 | 1422.4 | 120.1942 | 1422.4
6154 |  | 1448.1 | 121.5751 | 1448.1 | 1448.1 | 121.5751 | 1448.1 | 1448.1 | 121.5751 | 1448.1 | 72.4 | 16.2 | 1448.1 | 121.5751 | 1448.1
6155 |  | 1418.6 | 121.5026 | 1418.6 | 1418.6 | 121.5026 | 1418.6 | 1418.6 | 121.5026 | 1418.6 | 71.4 | 15.065 | 1418.6 | 121.5026 | 1418.6
6156 |  | 1417 | 121.405 | 1417 | 1417 | 121.405 | 1417 | 1417 | 121.405 | 1417 | 70.3 | 11.61 | 1417 | 121.405 | 1417
6157 |  | 1404.5 | 120.4367 | 1404.5 | 1404.5 | 120.4367 | 1404.5 | 1404.5 | 120.4367 | 1404.5 | 70.8 | 14.34 | 1404.5 | 120.4367 | 1404.5
6158 |  | 1426 | 121.3749 | 1426 | 1426 | 121.3749 | 1426 | 1426 | 121.3749 | 1426 | 71.7 | 10.07 | 1426 | 121.3749 | 1426
6159 |  | 1440.9 | 123.2995 | 1440.9 | 1440.9 | 123.2995 | 1440.9 | 1440.9 | 123.2995 | 1440.9 | 73.3 | 17.94 | 1440.9 | 123.2995 | 1440.9
6160 |  | 1498.8 | 121.1169 | 1498.8 | 1498.8 | 121.1169 | 1498.8 | 1498.8 | 121.1169 | 1498.8 | 72.4 | 15.92 | 1498.8 | 121.1169 | 1498.8
6161 |  | 1409.1 | 121.9867 | 1409.1 | 1409.1 | 121.9867 | 1409.1 | 1409.1 | 121.9867 | 1409.1 | 73.4 | 11.82 | 1409.1 | 121.9867 | 1409.1
6162 |  | 1605.9 | 120.7515 | 1605.9 | 1605.9 | 120.7515 | 1605.9 | 1605.9 | 120.7515 | 1605.9 | 70.1 | 10.07 | 1605.9 | 120.7515 | 1605.9
6163 |  | 1765.2 | 122.5227 | 1765.2 | 1765.2 | 122.5227 | 1765.2 | 1765.2 | 122.5227 | 1765.2 | 71.7 | 9.2 | 1765.2 | 122.5227 | 1765.2
6164 |  | 1810 | 122.4789 | 1810 | 1810 | 122.4789 | 1810 | 1810 | 122.4789 | 1810 | 71.5 | 8.4 | 1810 | 122.4789 | 1810
6165 |  | 1786.8 | 121.6828 | 1786.8 | 1786.8 | 121.6828 | 1786.8 | 1786.8 | 121.6828 | 1786.8 | 71.8 | 8.3 | 1786.8 | 121.6828 | 1786.8
6166 |  | 1622.1 | 123.8399 | 1622.1 | 1622.1 | 123.8399 | 1622.1 | 1622.1 | 123.8399 | 1622.1 | 72.7 | 8.66 | 1622.1 | 123.8399 | 1622.1
6167 |  | 1556.3 | 122.4311 | 1556.3 | 1556.3 | 122.4311 | 1556.3 | 1556.3 | 122.4311 | 1556.3 | 71.9 | 10.1 | 1556.3 | 122.4311 | 1556.3
6168 |  | 1489.9 | 121.7391 | 1489.9 | 1489.9 | 121.7391 | 1489.9 | 1489.9 | 121.7391 | 1489.9 | 71.3 | 11.29 | 1489.9 | 121.7391 | 1489.9
6169 |  | 1425.8 | 121.0585 | 1425.8 | 1425.8 | 121.0585 | 1425.8 | 1425.8 | 121.0585 | 1425.8 | 72 | 9.47 | 1425.8 | 121.0585 | 1425.8
6170 |  | 1388.6 | 120.7935 | 1388.6 | 1388.6 | 120.7935 | 1388.6 | 1388.6 | 120.7935 | 1388.6 | 71.2 | 9.73 | 1388.6 | 120.7935 | 1388.6
6171 |  | 1418.3 | 119.9994 | 1418.3 | 1418.3 | 119.9994 | 1418.3 | 1418.3 | 119.9994 | 1418.3 | 71.6 | 12.36 | 1418.3 | 119.9994 | 1418.3
6172 |  | 1381.7 | 119.6366 | 1381.7 | 1381.7 | 119.6366 | 1381.7 | 1381.7 | 119.6366 | 1381.7 | 72.1 | 9.97 | 1381.7 | 119.6366 | 1381.7
6173 |  | 1408.2 | 122.1505 | 1408.2 | 1408.2 | 122.1505 | 1408.2 | 1408.2 | 122.1505 | 1408.2 | 72.1 | 10.2 | 1408.2 | 122.1505 | 1408.2
6174 |  | 1467.2 | 120.0399 | 1467.2 | 1467.2 | 120.0399 | 1467.2 | 1467.2 | 120.0399 | 1467.2 | 72.6 | 10.74 | 1467.2 | 120.0399 | 1467.2
6175 |  | 1413.1 | 121.128 | 1413.1 | 1413.1 | 121.128 | 1413.1 | 1413.1 | 121.128 | 1413.1 | 71.8 | 11.57 | 1413.1 | 121.128 | 1413.1
6176 |  | 1408.7 | 119.9529 | 1408.7 | 1408.7 | 119.9529 | 1408.7 | 1408.7 | 119.9529 | 1408.7 | 71.9 | 16.8 | 1408.7 | 119.9529 | 1408.7
6177 |  | 1412.2 | 121.0732 | 1412.2 | 1412.2 | 121.0732 | 1412.2 | 1412.2 | 121.0732 | 1412.2 | 71.4 | 12.53 | 1412.2 | 121.0732 | 1412.2
6178 |  | 1440.8 | 121.4839 | 1440.8 | 1440.8 | 121.4839 | 1440.8 | 1440.8 | 121.4839 | 1440.8 | 70.6 | 19.59 | 1440.8 | 121.4839 | 1440.8
6179 |  | 1438 | 120.8698 | 1438 | 1438 | 120.8698 | 1438 | 1438 | 120.8698 | 1438 | 71.8 | 16.54 | 1438 | 120.8698 | 1438
6180 |  | 1415 | 121.4976 | 1415 | 1415 | 121.4976 | 1415 | 1415 | 121.4976 | 1415 | 71.1 | 14.5 | 1415 | 121.4976 | 1415
6181 |  | 1406.8 | 118.3908 | 1406.8 | 1406.8 | 118.3908 | 1406.8 | 1406.8 | 118.3908 | 1406.8 | 69.1 | 15.16 | 1406.8 | 118.3908 | 1406.8
6182 |  | 1429.7 | 117.5564 | 1429.7 | 1429.7 | 117.5564 | 1429.7 | 1429.7 | 117.5564 | 1429.7 | 69.6 | 17.47 | 1429.7 | 117.5564 | 1429.7
6183 |  | 1471 | 119.8028 | 1471 | 1471 | 119.8028 | 1471 | 1471 | 119.8028 | 1471 | 72 | 18.89 | 1471 | 119.8028 | 1471
6184 |  | 1463.6 | 122.9417 | 1463.6 | 1463.6 | 122.9417 | 1463.6 | 1463.6 | 122.9417 | 1463.6 | 71.3 | 19.96 | 1463.6 | 122.9417 | 1463.6
6185 |  | 1474.5 | 121.4357 | 1474.5 | 1474.5 | 121.4357 | 1474.5 | 1474.5 | 121.4357 | 1474.5 | 71.5 | 14.04 | 1474.5 | 121.4357 | 1474.5
6186 |  | 1646.9 | 122.168 | 1646.9 | 1646.9 | 122.168 | 1646.9 | 1646.9 | 122.168 | 1646.9 | 72.5 | 11.06 | 1646.9 | 122.168 | 1646.9
6187 |  | 1753.9 | 122.8739 | 1753.9 | 1753.9 | 122.8739 | 1753.9 | 1753.9 | 122.8739 | 1753.9 | 71.3 | 18.21 | 1753.9 | 122.8739 | 1753.9
6188 |  | 1804.5 | 121.4763 | 1804.5 | 1804.5 | 121.4763 | 1804.5 | 1804.5 | 121.4763 | 1804.5 | 72.3 | 9.06 | 1804.5 | 121.4763 | 1804.5
6189 |  | 1814.3 | 123.6777 | 1814.3 | 1814.3 | 123.6777 | 1814.3 | 1814.3 | 123.6777 | 1814.3 | 72.3 | 15.39 | 1814.3 | 123.6777 | 1814.3
6190 |  | 1711.7 | 122.6958 | 1711.7 | 1711.7 | 122.6958 | 1711.7 | 1711.7 | 122.6958 | 1711.7 | 72 | 10.21 | 1711.7 | 122.6958 | 1711.7
6191 |  | 1618.3 | 124.4946 | 1618.3 | 1618.3 | 124.4946 | 1618.3 | 1618.3 | 124.4946 | 1618.3 | 73 | 18.29 | 1618.3 | 124.4946 | 1618.3
6192 |  | 1535.7 | 121.217 | 1535.7 | 1535.7 | 121.217 | 1535.7 | 1535.7 | 121.217 | 1535.7 | 72.2 | 15.27 | 1535.7 | 121.217 | 1535.7
6193 |  | 1500.7 | 122.9495 | 1500.7 | 1500.7 | 122.9495 | 1500.7 | 1500.7 | 122.9495 | 1500.7 | 73.1 | 12.79 | 1500.7 | 122.9495 | 1500.7
6194 |  | 1471.3 | 120.7569 | 1471.3 | 1471.3 | 120.7569 | 1471.3 | 1471.3 | 120.7569 | 1471.3 | 72.8 | 9.64 | 1471.3 | 120.7569 | 1471.3
6195 |  | 1452.8 | 121.2209 | 1452.8 | 1452.8 | 121.2209 | 1452.8 | 1452.8 | 121.2209 | 1452.8 | 71.7 | 13.71 | 1452.8 | 121.2209 | 1452.8
6196 |  | 1450.1 | 120.1812 | 1450.1 | 1450.1 | 120.1812 | 1450.1 | 1450.1 | 120.1812 | 1450.1 | 72 | 9.09 | 1450.1 | 120.1812 | 1450.1
6197 |  | 1483 | 122.3318 | 1483 | 1483 | 122.3318 | 1483 | 1483 | 122.3318 | 1483 | 72.4 | 12.29 | 1483 | 122.3318 | 1483
6198 |  | 1506.7 | 119.0701 | 1506.7 | 1506.7 | 119.0701 | 1506.7 | 1506.7 | 119.0701 | 1506.7 | 71 | 11.43 | 1506.7 | 119.0701 | 1506.7
6199 |  | 1442.8 | 118.2576 | 1442.8 | 1442.8 | 118.2576 | 1442.8 | 1442.8 | 118.2576 | 1442.8 | 71.9 | 18.21 | 1442.8 | 118.2576 | 1442.8
6200 |  | 1470.1 | 117.9773 | 1470.1 | 1470.1 | 117.9773 | 1470.1 | 1470.1 | 117.9773 | 1470.1 | 72.1 | 9.02 | 1470.1 | 117.9773 | 1470.1
6201 |  | 1475.1 | 118.6807 | 1475.1 | 1475.1 | 118.6807 | 1475.1 | 1475.1 | 118.6807 | 1475.1 | 72.2 | 18.21 | 1475.1 | 118.6807 | 1475.1
6202 |  | 1502.3 | 118.8758 | 1502.3 | 1502.3 | 118.8758 | 1502.3 | 1502.3 | 118.8758 | 1502.3 | 71.9 | 12.16 | 1502.3 | 118.8758 | 1502.3
6203 |  | 1553.2 | 118.2109 | 1553.2 | 1553.2 | 118.2109 | 1553.2 | 1553.2 | 118.2109 | 1553.2 | 71.6 | 14.4 | 1553.2 | 118.2109 | 1553.2
6204 |  | 1534.5 | 120.3553 | 1534.5 | 1534.5 | 120.3553 | 1534.5 | 1534.5 | 120.3553 | 1534.5 | 72.3 | 18.21 | 1534.5 | 120.3553 | 1534.5
6205 |  | 1544.8 | 120.816 | 1544.8 | 1544.8 | 120.816 | 1544.8 | 1544.8 | 120.816 | 1544.8 | 71 | 16.925 | 1544.8 | 120.816 | 1544.8
6206 |  | 1552 | 123.1407 | 1552 | 1552 | 123.1407 | 1552 | 1552 | 123.1407 | 1552 | 72.9 | 20.44 | 1552 | 123.1407 | 1552
6207 |  | 1562.4 | 119.9366 | 1562.4 | 1562.4 | 119.9366 | 1562.4 | 1562.4 | 119.9366 | 1562.4 | 71.3 | 13.76 | 1562.4 | 119.9366 | 1562.4
6208 |  | 1578.5 | 122.1291 | 1578.5 | 1578.5 | 122.1291 | 1578.5 | 1578.5 | 122.1291 | 1578.5 | 72.3 | 22.3 | 1578.5 | 122.1291 | 1578.5
6209 |  | 1567.1 | 122.2038 | 1567.1 | 1567.1 | 122.2038 | 1567.1 | 1567.1 | 122.2038 | 1567.1 | 72.7 | 14.31 | 1567.1 | 122.2038 | 1567.1
6210 |  | 1648.1 | 119.9712 | 1648.1 | 1648.1 | 119.9712 | 1648.1 | 1648.1 | 119.9712 | 1648.1 | 72.2 | 13.29 | 1648.1 | 119.9712 | 1648.1
6211 |  | 1871.6704 | 119.3549 | 1871.6704 | 1871.6704 | 119.3549 | 1871.6704 | 1871.6704 | 119.3549 | 1871.6704 | 72.2 | 17.44 | 1871.6704 | 119.3549 | 1871.6704
6212 |  | 1889.6496 | 122.7576 | 1889.6496 | 1889.6496 | 122.7576 | 1889.6496 | 1889.6496 | 122.7576 | 1889.6496 | 72.9 | 8.8 | 1889.6496 | 122.7576 | 1889.6496
6213 |  | 1870.2 | 123.6894 | 1870.2 | 1870.2 | 123.6894 | 1870.2 | 1870.2 | 123.6894 | 1870.2 | 71.6 | 19.81 | 1870.2 | 123.6894 | 1870.2
6214 |  | 1799.4 | 121.9578 | 1799.4 | 1799.4 | 121.9578 | 1799.4 | 1799.4 | 121.9578 | 1799.4 | 71.4 | 20.24 | 1799.4 | 121.9578 | 1799.4
6215 |  | 1670 | 122.1771 | 1670 | 1670 | 122.1771 | 1670 | 1670 | 122.1771 | 1670 | 72.6 | 16.01 | 1670 | 122.1771 | 1670
6216 |  | 1607 | 122.3596 | 1607 | 1607 | 122.3596 | 1607 | 1607 | 122.3596 | 1607 | 71.9 | 15.87 | 1607 | 122.3596 | 1607
6217 |  | 1528.1 | 121.4279 | 1528.1 | 1528.1 | 121.4279 | 1528.1 | 1528.1 | 121.4279 | 1528.1 | 72.7 | 10.6 | 1528.1 | 121.4279 | 1528.1
6218 |  | 1470.3 | 120.4893 | 1470.3 | 1470.3 | 120.4893 | 1470.3 | 1470.3 | 120.4893 | 1470.3 | 71.5 | 14.98 | 1470.3 | 120.4893 | 1470.3
6219 |  | 1457.8 | 120.7316 | 1457.8 | 1457.8 | 120.7316 | 1457.8 | 1457.8 | 120.7316 | 1457.8 | 72.6 | 14.67 | 1457.8 | 120.7316 | 1457.8
6220 |  | 1441.7 | 124.4861 | 1441.7 | 1441.7 | 124.4861 | 1441.7 | 1441.7 | 124.4861 | 1441.7 | 72.9 | 14.02 | 1441.7 | 124.4861 | 1441.7
6221 |  | 1432.2 | 123.5691 | 1432.2 | 1432.2 | 123.5691 | 1432.2 | 1432.2 | 123.5691 | 1432.2 | 71.5 | 12 | 1432.2 | 123.5691 | 1432.2
6222 |  | 1397 | 120.2086 | 1397 | 1397 | 120.2086 | 1397 | 1397 | 120.2086 | 1397 | 72.4 | 9.75 | 1397 | 120.2086 | 1397
6223 |  | 1371.4 | 120.8661 | 1371.4 | 1371.4 | 120.8661 | 1371.4 | 1371.4 | 120.8661 | 1371.4 | 71.7 | 12.05 | 1371.4 | 120.8661 | 1371.4
6224 |  | 1326.2 | 119.6298 | 1326.2 | 1326.2 | 119.6298 | 1326.2 | 1326.2 | 119.6298 | 1326.2 | 72.3 | 9.74 | 1326.2 | 119.6298 | 1326.2
6225 |  | 1339 | 120.2692 | 1339 | 1339 | 120.2692 | 1339 | 1339 | 120.2692 | 1339 | 71.9 | 15.71 | 1339 | 120.2692 | 1339
6226 |  | 1352.9 | 121.3534 | 1352.9 | 1352.9 | 121.3534 | 1352.9 | 1352.9 | 121.3534 | 1352.9 | 71.9 | 14.9 | 1352.9 | 121.3534 | 1352.9
6227 |  | 1397.1 | 121.097 | 1397.1 | 1397.1 | 121.097 | 1397.1 | 1397.1 | 121.097 | 1397.1 | 71.6 | 20.44 | 1397.1 | 121.097 | 1397.1
6228 |  | 1381.9 | 119.9571 | 1381.9 | 1381.9 | 119.9571 | 1381.9 | 1381.9 | 119.9571 | 1381.9 | 71.8 | 24.71 | 1381.9 | 119.9571 | 1381.9
6229 |  | 1413.7 | 122.1882 | 1413.7 | 1413.7 | 122.1882 | 1413.7 | 1413.7 | 122.1882 | 1413.7 | 72.3 | 18.69 | 1413.7 | 122.1882 | 1413.7
6230 |  | 1421.6 | 122.915 | 1421.6 | 1421.6 | 122.915 | 1421.6 | 1421.6 | 122.915 | 1421.6 | 72.3 | 17.85 | 1421.6 | 122.915 | 1421.6
6231 |  | 1388.8 | 123.1698 | 1388.8 | 1388.8 | 123.1698 | 1388.8 | 1388.8 | 123.1698 | 1388.8 | 71.3 | 19.78 | 1388.8 | 123.1698 | 1388.8
6232 |  | 1436.5 | 124.5525 | 1436.5 | 1436.5 | 124.5525 | 1436.5 | 1436.5 | 124.5525 | 1436.5 | 71.8 | 16.42 | 1436.5 | 124.5525 | 1436.5
6233 |  | 1434.3 | 123.4571 | 1434.3 | 1434.3 | 123.4571 | 1434.3 | 1434.3 | 123.4571 | 1434.3 | 71.9 | 12.53 | 1434.3 | 123.4571 | 1434.3
6234 |  | 1510.9 | 122.6839 | 1510.9 | 1510.9 | 122.6839 | 1510.9 | 1510.9 | 122.6839 | 1510.9 | 72.3 | 8.15 | 1510.9 | 122.6839 | 1510.9
6235 |  | 1713.1427 | 123.8951 | 1713.1427 | 1713.1427 | 123.8951 | 1713.1427 | 1713.1427 | 123.8951 | 1713.1427 | 68.2 | 7.74 | 1713.1427 | 123.8951 | 1713.1427
6236 |  | 1771.3939 | 125.0872 | 1771.3939 | 1771.3939 | 125.0872 | 1771.3939 | 1771.3939 | 125.0872 | 1771.3939 | 71.2 | 11.37 | 1771.3939 | 125.0872 | 1771.3939
6237 |  | 1723.2 | 123.2495 | 1723.2 | 1723.2 | 123.2495 | 1723.2 | 1723.2 | 123.2495 | 1723.2 | 70.6 | 11.28 | 1723.2 | 123.2495 | 1723.2
6238 |  | 1752.6 | 124.0677 | 1752.6 | 1752.6 | 124.0677 | 1752.6 | 1752.6 | 124.0677 | 1752.6 | 71.6 | 10.23 | 1752.6 | 124.0677 | 1752.6
6239 |  | 1523.5 | 125.2179 | 1523.5 | 1523.5 | 125.2179 | 1523.5 | 1523.5 | 125.2179 | 1523.5 | 72.1 | 9.71 | 1523.5 | 125.2179 | 1523.5
6240 |  | 1468.7 | 120.7527 | 1468.7 | 1468.7 | 120.7527 | 1468.7 | 1468.7 | 120.7527 | 1468.7 | 71.4 | 8.26 | 1468.7 | 120.7527 | 1468.7
6241 |  | 1386.5 | 123.546 | 1386.5 | 1386.5 | 123.546 | 1386.5 | 1386.5 | 123.546 | 1386.5 | 71.2 | 6.57 | 1386.5 | 123.546 | 1386.5
6242 |  | 1384.6 | 122.0932 | 1384.6 | 1384.6 | 122.0932 | 1384.6 | 1384.6 | 122.0932 | 1384.6 | 71.1 | 6.63 | 1384.6 | 122.0932 | 1384.6
6243 |  | 1391.2 | 121.663 | 1391.2 | 1391.2 | 121.663 | 1391.2 | 1391.2 | 121.663 | 1391.2 | 71 | 6.68 | 1391.2 | 121.663 | 1391.2
6244 |  | 1368.1 | 122.0551 | 1368.1 | 1368.1 | 122.0551 | 1368.1 | 1368.1 | 122.0551 | 1368.1 | 70.8 | 6.55 | 1368.1 | 122.0551 | 1368.1
6245 |  | 1401 | 123.7312 | 1401 | 1401 | 123.7312 | 1401 | 1401 | 123.7312 | 1401 | 70.8 | 7.02 | 1401 | 123.7312 | 1401
6246 |  | 1338.1 | 122.2467 | 1338.1 | 1338.1 | 122.2467 | 1338.1 | 1338.1 | 122.2467 | 1338.1 | 71 | 8.795 | 1338.1 | 122.2467 | 1338.1
6247 |  | 1363.5 | 123.2092 | 1363.5 | 1363.5 | 123.2092 | 1363.5 | 1363.5 | 123.2092 | 1363.5 | 70.4 | 6.67 | 1363.5 | 123.2092 | 1363.5
6248 |  | 1371.8 | 122.2303 | 1371.8 | 1371.8 | 122.2303 | 1371.8 | 1371.8 | 122.2303 | 1371.8 | 69.5 | 9.17 | 1371.8 | 122.2303 | 1371.8
6249 |  | 1301.1 | 123.7219 | 1301.1 | 1301.1 | 123.7219 | 1301.1 | 1301.1 | 123.7219 | 1301.1 | 71.1 | 6.71 | 1301.1 | 123.7219 | 1301.1
6250 |  | 1281.7 | 121.3267 | 1281.7 | 1281.7 | 121.3267 | 1281.7 | 1281.7 | 121.3267 | 1281.7 | 70.9 | 7.02 | 1281.7 | 121.3267 | 1281.7
6251 |  | 1266.7 | 125.5781 | 1266.7 | 1266.7 | 125.5781 | 1266.7 | 1266.7 | 125.5781 | 1266.7 | 71.1 | 7.03 | 1266.7 | 125.5781 | 1266.7
6252 |  | 1321.7 | 126.1801 | 1321.7 | 1321.7 | 126.1801 | 1321.7 | 1321.7 | 126.1801 | 1321.7 | 71.9 | 7.21 | 1321.7 | 126.1801 | 1321.7
6253 |  | 1359.6 | 120.5627 | 1359.6 | 1359.6 | 120.5627 | 1359.6 | 1359.6 | 120.5627 | 1359.6 | 71.3 | 6.84 | 1359.6 | 120.5627 | 1359.6
6254 |  | 1395.2 | 121.8011 | 1395.2 | 1395.2 | 121.8011 | 1395.2 | 1395.2 | 121.8011 | 1395.2 | 71.6 | 6.97 | 1395.2 | 121.8011 | 1395.2
6255 |  | 1393.8 | 122.5428 | 1393.8 | 1393.8 | 122.5428 | 1393.8 | 1393.8 | 122.5428 | 1393.8 | 71.5 | 7.02 | 1393.8 | 122.5428 | 1393.8
6256 |  | 1395.6 | 122.7467 | 1395.6 | 1395.6 | 122.7467 | 1395.6 | 1395.6 | 122.7467 | 1395.6 | 71.3 | 6.83 | 1395.6 | 122.7467 | 1395.6
6257 |  | 1432.9 | 123.3245 | 1432.9 | 1432.9 | 123.3245 | 1432.9 | 1432.9 | 123.3245 | 1432.9 | 71.8 | 7 | 1432.9 | 123.3245 | 1432.9
6258 |  | 1552.3 | 123.3098 | 1552.3 | 1552.3 | 123.3098 | 1552.3 | 1552.3 | 123.3098 | 1552.3 | 71.8 | 6.64 | 1552.3 | 123.3098 | 1552.3
6259 |  | 1763.1 | 122.4173 | 1763.1 | 1763.1 | 122.4173 | 1763.1 | 1763.1 | 122.4173 | 1763.1 | 70.3 | 7.52 | 1763.1 | 122.4173 | 1763.1
6260 |  | 1787.4 | 127.1776 | 1787.4 | 1787.4 | 127.1776 | 1787.4 | 1787.4 | 127.1776 | 1787.4 | 71.4 | 7.38 | 1787.4 | 127.1776 | 1787.4
6261 |  | 1822.8 | 125.7789 | 1822.8 | 1822.8 | 125.7789 | 1822.8 | 1822.8 | 125.7789 | 1822.8 | 71.7 | 7.73 | 1822.8 | 125.7789 | 1822.8
6262 |  | 1706.5 | 125.175 | 1706.5 | 1706.5 | 125.175 | 1706.5 | 1706.5 | 125.175 | 1706.5 | 72.3 | 7.91 | 1706.5 | 125.175 | 1706.5
6263 |  | 1610.3 | 123.0921 | 1610.3 | 1610.3 | 123.0921 | 1610.3 | 1610.3 | 123.0921 | 1610.3 | 72.3 | 11.62 | 1610.3 | 123.0921 | 1610.3
6264 |  | 1538.1 | 121.939 | 1538.1 | 1538.1 | 121.939 | 1538.1 | 1538.1 | 121.939 | 1538.1 | 71.7 | 14.1542 | 1538.1 | 121.939 | 1538.1
6265 |  | 1498.9 | 121.6905 | 1498.9 | 1498.9 | 121.6905 | 1498.9 | 1498.9 | 121.6905 | 1498.9 | 71.3 | 14.1633 | 1498.9 | 121.6905 | 1498.9
6266 |  | 1467.3 | 121.9351 | 1467.3 | 1467.3 | 121.9351 | 1467.3 | 1467.3 | 121.9351 | 1467.3 | 71.4 | 6.85 | 1467.3 | 121.9351 | 1467.3
6267 |  | 1426.3 | 123.3285 | 1426.3 | 1426.3 | 123.3285 | 1426.3 | 1426.3 | 123.3285 | 1426.3 | 71.1 | 7.03 | 1426.3 | 123.3285 | 1426.3
6268 |  | 1447.4 | 124.5659 | 1447.4 | 1447.4 | 124.5659 | 1447.4 | 1447.4 | 124.5659 | 1447.4 | 71.6 | 8.66 | 1447.4 | 124.5659 | 1447.4
6269 |  | 1514.1 | 124.2413 | 1514.1 | 1514.1 | 124.2413 | 1514.1 | 1514.1 | 124.2413 | 1514.1 | 71.7 | 7.77 | 1514.1 | 124.2413 | 1514.1
6270 |  | 1506.1 | 120.7299 | 1506.1 | 1506.1 | 120.7299 | 1506.1 | 1506.1 | 120.7299 | 1506.1 | 72.3 | 7.84 | 1506.1 | 120.7299 | 1506.1
6271 |  | 1436.5 | 122.8359 | 1436.5 | 1436.5 | 122.8359 | 1436.5 | 1436.5 | 122.8359 | 1436.5 | 72.2 | 10.7 | 1436.5 | 122.8359 | 1436.5
6272 |  | 1461.4 | 121.9513 | 1461.4 | 1461.4 | 121.9513 | 1461.4 | 1461.4 | 121.9513 | 1461.4 | 71.9 | 8.6 | 1461.4 | 121.9513 | 1461.4
6273 |  | 1474.2 | 120.2901 | 1474.2 | 1474.2 | 120.2901 | 1474.2 | 1474.2 | 120.2901 | 1474.2 | 72.2 | 17.26 | 1474.2 | 120.2901 | 1474.2
6274 |  | 1496.9 | 121.2892 | 1496.9 | 1496.9 | 121.2892 | 1496.9 | 1496.9 | 121.2892 | 1496.9 | 72.5 | 22.49 | 1496.9 | 121.2892 | 1496.9
6275 |  | 1498.1 | 122.8168 | 1498.1 | 1498.1 | 122.8168 | 1498.1 | 1498.1 | 122.8168 | 1498.1 | 72.2 | 17.66 | 1498.1 | 122.8168 | 1498.1
6276 |  | 1530.4 | 121.928 | 1530.4 | 1530.4 | 121.928 | 1530.4 | 1530.4 | 121.928 | 1530.4 | 71.9 | 20.06 | 1530.4 | 121.928 | 1530.4
6277 |  | 1515.9 | 122.13 | 1515.9 | 1515.9 | 122.13 | 1515.9 | 1515.9 | 122.13 | 1515.9 | 72.1 | 16.27 | 1515.9 | 122.13 | 1515.9
6278 |  | 1544.7 | 118.9861 | 1544.7 | 1544.7 | 118.9861 | 1544.7 | 1544.7 | 118.9861 | 1544.7 | 72.1 | 23.07 | 1544.7 | 118.9861 | 1544.7
6279 |  | 1547.6 | 118.4066 | 1547.6 | 1547.6 | 118.4066 | 1547.6 | 1547.6 | 118.4066 | 1547.6 | 71.5 | 19.5 | 1547.6 | 118.4066 | 1547.6
6280 |  | 1595.1 | 118.6591 | 1595.1 | 1595.1 | 118.6591 | 1595.1 | 1595.1 | 118.6591 | 1595.1 | 71.7 | 20.22 | 1595.1 | 118.6591 | 1595.1
6281 |  | 1576.4 | 120.503 | 1576.4 | 1576.4 | 120.503 | 1576.4 | 1576.4 | 120.503 | 1576.4 | 72.3 | 20.05 | 1576.4 | 120.503 | 1576.4
6282 |  | 1608.6 | 126.1413 | 1608.6 | 1608.6 | 126.1413 | 1608.6 | 1608.6 | 126.1413 | 1608.6 | 71.1 | 25.05 | 1608.6 | 126.1413 | 1608.6
6283 |  | 1846.8 | 122.6017 | 1846.8 | 1846.8 | 122.6017 | 1846.8 | 1846.8 | 122.6017 | 1846.8 | 72.1 | 21.07 | 1846.8 | 122.6017 | 1846.8
6284 |  | 1881.4 | 120.4337 | 1881.4 | 1881.4 | 120.4337 | 1881.4 | 1881.4 | 120.4337 | 1881.4 | 72.5 | 19.03 | 1881.4 | 120.4337 | 1881.4
6285 |  | 1876 | 121.662 | 1876 | 1876 | 121.662 | 1876 | 1876 | 121.662 | 1876 | 72.2 | 19.19 | 1876 | 121.662 | 1876
6286 |  | 1821.2 | 121.3489 | 1821.2 | 1821.2 | 121.3489 | 1821.2 | 1821.2 | 121.3489 | 1821.2 | 71.4 | 15.93 | 1821.2 | 121.3489 | 1821.2
6287 |  | 1635.7 | 120.5123 | 1635.7 | 1635.7 | 120.5123 | 1635.7 | 1635.7 | 120.5123 | 1635.7 | 72.4 | 13.53 | 1635.7 | 120.5123 | 1635.7
6288 |  | 1588 | 120.2954 | 1588 | 1588 | 120.2954 | 1588 | 1588 | 120.2954 | 1588 | 72.6 | 13.8221 | 1588 | 120.2954 | 1588
6289 |  | 1517.7 | 121.2921 | 1517.7 | 1517.7 | 121.2921 | 1517.7 | 1517.7 | 121.2921 | 1517.7 | 72.6 | 14.2617 | 1517.7 | 121.2921 | 1517.7
6290 |  | 1496.3 | 123.72 | 1496.3 | 1496.3 | 123.72 | 1496.3 | 1496.3 | 123.72 | 1496.3 | 73.2 | 7.07 | 1496.3 | 123.72 | 1496.3
6291 |  | 1482.6 | 125.3639 | 1482.6 | 1482.6 | 125.3639 | 1482.6 | 1482.6 | 125.3639 | 1482.6 | 73.1 | 7.38 | 1482.6 | 125.3639 | 1482.6
6292 |  | 1454.8 | 124.9339 | 1454.8 | 1454.8 | 124.9339 | 1454.8 | 1454.8 | 124.9339 | 1454.8 | 72.9 | 7.58 | 1454.8 | 124.9339 | 1454.8
6293 |  | 1515.1 | 120.5283 | 1515.1 | 1515.1 | 120.5283 | 1515.1 | 1515.1 | 120.5283 | 1515.1 | 72.9 | 13.92 | 1515.1 | 120.5283 | 1515.1
6294 |  | 1502.5 | 120.1209 | 1502.5 | 1502.5 | 120.1209 | 1502.5 | 1502.5 | 120.1209 | 1502.5 | 72.2 | 16.52 | 1502.5 | 120.1209 | 1502.5
6295 |  | 1439.9 | 123.2978 | 1439.9 | 1439.9 | 123.2978 | 1439.9 | 1439.9 | 123.2978 | 1439.9 | 71.5 | 16.04 | 1439.9 | 123.2978 | 1439.9
6296 |  | 1441.6 | 124.3513 | 1441.6 | 1441.6 | 124.3513 | 1441.6 | 1441.6 | 124.3513 | 1441.6 | 72.5 | 11.44 | 1441.6 | 124.3513 | 1441.6
6297 |  | 1442.6 | 122.3415 | 1442.6 | 1442.6 | 122.3415 | 1442.6 | 1442.6 | 122.3415 | 1442.6 | 70.5 | 16.53 | 1442.6 | 122.3415 | 1442.6
6298 |  | 1455.3 | 121.4882 | 1455.3 | 1455.3 | 121.4882 | 1455.3 | 1455.3 | 121.4882 | 1455.3 | 71.8 | 21.21 | 1455.3 | 121.4882 | 1455.3
6299 |  | 1449 | 120.3782 | 1449 | 1449 | 120.3782 | 1449 | 1449 | 120.3782 | 1449 | 72.4 | 16.04 | 1449 | 120.3782 | 1449
6300 |  | 1394.1 | 114.0477 | 1394.1 | 1394.1 | 114.0477 | 1394.1 | 1394.1 | 114.0477 | 1394.1 | 72.7 | 23.97 | 1394.1 | 114.0477 | 1394.1
6301 |  | 1376.2 | 115.1772 | 1376.2 | 1376.2 | 115.1772 | 1376.2 | 1376.2 | 115.1772 | 1376.2 | 72.5 | 15.44 | 1376.2 | 115.1772 | 1376.2
6302 |  | 1381.7 | 113.7879 | 1381.7 | 1381.7 | 113.7879 | 1381.7 | 1381.7 | 113.7879 | 1381.7 | 72.3 | 13.7 | 1381.7 | 113.7879 | 1381.7
6303 |  | 1450.7 | 112.2269 | 1450.7 | 1450.7 | 112.2269 | 1450.7 | 1450.7 | 112.2269 | 1450.7 | 72.6 | 20.04 | 1450.7 | 112.2269 | 1450.7
6304 |  | 1470.7 | 116.1418 | 1470.7 | 1470.7 | 116.1418 | 1470.7 | 1470.7 | 116.1418 | 1470.7 | 72.6 | 13.91 | 1470.7 | 116.1418 | 1470.7
6305 |  | 1548.5 | 120.9488 | 1548.5 | 1548.5 | 120.9488 | 1548.5 | 1548.5 | 120.9488 | 1548.5 | 73.5 | 21.53 | 1548.5 | 120.9488 | 1548.5
6306 |  | 1598.4 | 119.6928 | 1598.4 | 1598.4 | 119.6928 | 1598.4 | 1598.4 | 119.6928 | 1598.4 | 72.1 | 15.1 | 1598.4 | 119.6928 | 1598.4
6307 |  | 1824.3 | 122.0495 | 1824.3 | 1824.3 | 122.0495 | 1824.3 | 1824.3 | 122.0495 | 1824.3 | 73.2 | 15.8 | 1824.3 | 122.0495 | 1824.3
6308 |  | 1825.3 | 118.7414 | 1825.3 | 1825.3 | 118.7414 | 1825.3 | 1825.3 | 118.7414 | 1825.3 | 71.9 | 12.63 | 1825.3 | 118.7414 | 1825.3
6309 |  | 1752.1 | 121.7778 | 1752.1 | 1752.1 | 121.7778 | 1752.1 | 1752.1 | 121.7778 | 1752.1 | 73 | 12.14 | 1752.1 | 121.7778 | 1752.1
6310 |  | 1789.7 | 123.9839 | 1789.7 | 1789.7 | 123.9839 | 1789.7 | 1789.7 | 123.9839 | 1789.7 | 73.1 | 10.35 | 1789.7 | 123.9839 | 1789.7
6311 |  | 1589.3 | 123.5256 | 1589.3 | 1589.3 | 123.5256 | 1589.3 | 1589.3 | 123.5256 | 1589.3 | 71.5 | 20.63 | 1589.3 | 123.5256 | 1589.3
6312 |  | 1537.6 | 120.7721 | 1537.6 | 1537.6 | 120.7721 | 1537.6 | 1537.6 | 120.7721 | 1537.6 | 73 | 13.49 | 1537.6 | 120.7721 | 1537.6
6313 |  | 1490.3 | 122.5746 | 1490.3 | 1490.3 | 122.5746 | 1490.3 | 1490.3 | 122.5746 | 1490.3 | 72.8 | 14.36 | 1490.3 | 122.5746 | 1490.3
6314 |  | 1524.1 | 118.3426 | 1524.1 | 1524.1 | 118.3426 | 1524.1 | 1524.1 | 118.3426 | 1524.1 | 73.4 | 16.62 | 1524.1 | 118.3426 | 1524.1
6315 |  | 1445 | 120.7658 | 1445 | 1445 | 120.7658 | 1445 | 1445 | 120.7658 | 1445 | 73.2 | 21.15 | 1445 | 120.7658 | 1445
6316 |  | 1419.8 | 120.4557 | 1419.8 | 1419.8 | 120.4557 | 1419.8 | 1419.8 | 120.4557 | 1419.8 | 72.5 | 23.66 | 1419.8 | 120.4557 | 1419.8
6317 |  | 1460.5 | 121.6469 | 1460.5 | 1460.5 | 121.6469 | 1460.5 | 1460.5 | 121.6469 | 1460.5 | 72.7 | 19.08 | 1460.5 | 121.6469 | 1460.5
6318 |  | 1394.1 | 124.3794 | 1394.1 | 1394.1 | 124.3794 | 1394.1 | 1394.1 | 124.3794 | 1394.1 | 73.2 | 17.52 | 1394.1 | 124.3794 | 1394.1
6319 |  | 1352.8 | 123.0403 | 1352.8 | 1352.8 | 123.0403 | 1352.8 | 1352.8 | 123.0403 | 1352.8 | 71.6 | 10.18 | 1352.8 | 123.0403 | 1352.8
6320 |  | 1389.6 | 119.4578 | 1389.6 | 1389.6 | 119.4578 | 1389.6 | 1389.6 | 119.4578 | 1389.6 | 72.5 | 9.03 | 1389.6 | 119.4578 | 1389.6
6321 |  | 1381.1 | 123.7619 | 1381.1 | 1381.1 | 123.7619 | 1381.1 | 1381.1 | 123.7619 | 1381.1 | 72.2 | 12.35 | 1381.1 | 123.7619 | 1381.1
6322 |  | 1405.5 | 123.6628 | 1405.5 | 1405.5 | 123.6628 | 1405.5 | 1405.5 | 123.6628 | 1405.5 | 72.4 | 14.66 | 1405.5 | 123.6628 | 1405.5
6323 |  | 1434.5 | 122.286 | 1434.5 | 1434.5 | 122.286 | 1434.5 | 1434.5 | 122.286 | 1434.5 | 71.4 | 11.12 | 1434.5 | 122.286 | 1434.5
6324 |  | 1422.7 | 119.1292 | 1422.7 | 1422.7 | 119.1292 | 1422.7 | 1422.7 | 119.1292 | 1422.7 | 70.3 | 21.76 | 1422.7 | 119.1292 | 1422.7
6325 |  | 1418.2 | 120.8024 | 1418.2 | 1418.2 | 120.8024 | 1418.2 | 1418.2 | 120.8024 | 1418.2 | 70.8 | 11.8 | 1418.2 | 120.8024 | 1418.2
6326 |  | 1409.5 | 122.5406 | 1409.5 | 1409.5 | 122.5406 | 1409.5 | 1409.5 | 122.5406 | 1409.5 | 71.7 | 11.81 | 1409.5 | 122.5406 | 1409.5
6327 |  | 1424 | 121.8641 | 1424 | 1424 | 121.8641 | 1424 | 1424 | 121.8641 | 1424 | 73.3 | 20.66 | 1424 | 121.8641 | 1424
6328 |  | 1443.4 | 121.702 | 1443.4 | 1443.4 | 121.702 | 1443.4 | 1443.4 | 121.702 | 1443.4 | 72.4 | 21.47 | 1443.4 | 121.702 | 1443.4
6329 |  | 1496 | 121.2801 | 1496 | 1496 | 121.2801 | 1496 | 1496 | 121.2801 | 1496 | 73.4 | 20.65 | 1496 | 121.2801 | 1496
6330 |  | 1632.3 | 121.7589 | 1632.3 | 1632.3 | 121.7589 | 1632.3 | 1632.3 | 121.7589 | 1632.3 | 70.1 | 17.41 | 1632.3 | 121.7589 | 1632.3
6331 |  | 1814.3 | 123.8028 | 1814.3 | 1814.3 | 123.8028 | 1814.3 | 1814.3 | 123.8028 | 1814.3 | 71.7 | 22.78 | 1814.3 | 123.8028 | 1814.3
6332 |  | 1846.3 | 121.3663 | 1846.3 | 1846.3 | 121.3663 | 1846.3 | 1846.3 | 121.3663 | 1846.3 | 71.5 | 8.92 | 1846.3 | 121.3663 | 1846.3
6333 |  | 1834.7 | 122.8912 | 1834.7 | 1834.7 | 122.8912 | 1834.7 | 1834.7 | 122.8912 | 1834.7 | 71.8 | 16.4 | 1834.7 | 122.8912 | 1834.7
6334 |  | 1706 | 125.6654 | 1706 | 1706 | 125.6654 | 1706 | 1706 | 125.6654 | 1706 | 72.7 | 20.49 | 1706 | 125.6654 | 1706
6335 |  | 1633 | 125.2078 | 1633 | 1633 | 125.2078 | 1633 | 1633 | 125.2078 | 1633 | 71.9 | 27.73 | 1633 | 125.2078 | 1633
6336 |  | 1597.9 | 123.1471 | 1597.9 | 1597.9 | 123.1471 | 1597.9 | 1597.9 | 123.1471 | 1597.9 | 71.3 | 17.25 | 1597.9 | 123.1471 | 1597.9
6337 |  | 1525.9 | 124.8886 | 1525.9 | 1525.9 | 124.8886 | 1525.9 | 1525.9 | 124.8886 | 1525.9 | 72 | 22.19 | 1525.9 | 124.8886 | 1525.9
6338 |  | 1482.4 | 124.7812 | 1482.4 | 1482.4 | 124.7812 | 1482.4 | 1482.4 | 124.7812 | 1482.4 | 71.2 | 14.64 | 1482.4 | 124.7812 | 1482.4
6339 |  | 1421 | 124.7933 | 1421 | 1421 | 124.7933 | 1421 | 1421 | 124.7933 | 1421 | 71.6 | 13.61 | 1421 | 124.7933 | 1421
6340 |  | 1450.7 | 125.7411 | 1450.7 | 1450.7 | 125.7411 | 1450.7 | 1450.7 | 125.7411 | 1450.7 | 72.1 | 10.9 | 1450.7 | 125.7411 | 1450.7
6341 |  | 1459.9 | 123.5781 | 1459.9 | 1459.9 | 123.5781 | 1459.9 | 1459.9 | 123.5781 | 1459.9 | 72.1 | 14.94 | 1459.9 | 123.5781 | 1459.9
6342 |  | 1505.9 | 121.1542 | 1505.9 | 1505.9 | 121.1542 | 1505.9 | 1505.9 | 121.1542 | 1505.9 | 72.6 | 11.3 | 1505.9 | 121.1542 | 1505.9
6343 |  | 1469 | 121.4319 | 1469 | 1469 | 121.4319 | 1469 | 1469 | 121.4319 | 1469 | 71.8 | 14.47 | 1469 | 121.4319 | 1469
6344 |  | 1438.8 | 121.6017 | 1438.8 | 1438.8 | 121.6017 | 1438.8 | 1438.8 | 121.6017 | 1438.8 | 71.9 | 9.11 | 1438.8 | 121.6017 | 1438.8
6345 |  | 1472.1 | 121.2359 | 1472.1 | 1472.1 | 121.2359 | 1472.1 | 1472.1 | 121.2359 | 1472.1 | 71.4 | 16.36 | 1472.1 | 121.2359 | 1472.1
6346 |  | 1523.3 | 123.2088 | 1523.3 | 1523.3 | 123.2088 | 1523.3 | 1523.3 | 123.2088 | 1523.3 | 70.6 | 20.4 | 1523.3 | 123.2088 | 1523.3
6347 |  | 1504.4 | 119.7308 | 1504.4 | 1504.4 | 119.7308 | 1504.4 | 1504.4 | 119.7308 | 1504.4 | 71.8 | 22.72 | 1504.4 | 119.7308 | 1504.4
6348 |  | 1522.2 | 101.0582 | 1522.2 | 1522.2 | 101.0582 | 1522.2 | 1522.2 | 101.0582 | 1522.2 | 71.1 | 24.31 | 1522.2 | 101.0582 | 1522.2
6349 |  | 1503.1 | 98.7865 | 1503.1 | 1503.1 | 98.7865 | 1503.1 | 1503.1 | 98.7865 | 1503.1 | 69.1 | 18.76 | 1503.1 | 98.7865 | 1503.1
6350 |  | 1506.6 | 98.54 | 1506.6 | 1506.6 | 98.54 | 1506.6 | 1506.6 | 98.54 | 1506.6 | 69.6 | 24.84 | 1506.6 | 98.54 | 1506.6
6351 |  | 1528.9 | 95.1968 | 1528.9 | 1528.9 | 95.1968 | 1528.9 | 1528.9 | 95.1968 | 1528.9 | 72 | 19.65 | 1528.9 | 95.1968 | 1528.9
6352 |  | 1540.4 | 99.9745 | 1540.4 | 1540.4 | 99.9745 | 1540.4 | 1540.4 | 99.9745 | 1540.4 | 71.3 | 16.71 | 1540.4 | 99.9745 | 1540.4
6353 |  | 1591.5 | 100.951 | 1591.5 | 1591.5 | 100.951 | 1591.5 | 1591.5 | 100.951 | 1591.5 | 71.5 | 19.56 | 1591.5 | 100.951 | 1591.5
6354 |  | 1672.9 | 99.3442 | 1672.9 | 1672.9 | 99.3442 | 1672.9 | 1672.9 | 99.3442 | 1672.9 | 72.5 | 14.7 | 1672.9 | 99.3442 | 1672.9
6355 |  | 1872.7 | 101.5846 | 1872.7 | 1872.7 | 101.5846 | 1872.7 | 1872.7 | 101.5846 | 1872.7 | 71.3 | 12.46 | 1872.7 | 101.5846 | 1872.7
6356 |  | 1832.3 | 99.7592 | 1832.3 | 1832.3 | 99.7592 | 1832.3 | 1832.3 | 99.7592 | 1832.3 | 72.3 | 9.24 | 1832.3 | 99.7592 | 1832.3
6357 |  | 1829.7 | 101.4906 | 1829.7 | 1829.7 | 101.4906 | 1829.7 | 1829.7 | 101.4906 | 1829.7 | 72.3 | 12.02 | 1829.7 | 101.4906 | 1829.7
6358 |  | 1807.8 | 101.4585 | 1807.8 | 1807.8 | 101.4585 | 1807.8 | 1807.8 | 101.4585 | 1807.8 | 72 | 16.07 | 1807.8 | 101.4585 | 1807.8
6359 |  | 1678.6 | 100.6359 | 1678.6 | 1678.6 | 100.6359 | 1678.6 | 1678.6 | 100.6359 | 1678.6 | 73 | 14.45 | 1678.6 | 100.6359 | 1678.6
6360 |  | 1628.2 | 100.3878 | 1628.2 | 1628.2 | 100.3878 | 1628.2 | 1628.2 | 100.3878 | 1628.2 | 72.2 | 24.3 | 1628.2 | 100.3878 | 1628.2
6361 |  | 1578.7 | 100.35 | 1578.7 | 1578.7 | 100.35 | 1578.7 | 1578.7 | 100.35 | 1578.7 | 73.1 | 13.76 | 1578.7 | 100.35 | 1578.7
6362 |  | 1525.2 | 100.0282 | 1525.2 | 1525.2 | 100.0282 | 1525.2 | 1525.2 | 100.0282 | 1525.2 | 72.8 | 11.55 | 1525.2 | 100.0282 | 1525.2
6363 |  | 1500.2 | 97.5545 | 1500.2 | 1500.2 | 97.5545 | 1500.2 | 1500.2 | 97.5545 | 1500.2 | 71.7 | 16.49 | 1500.2 | 97.5545 | 1500.2
6364 |  | 1500.5 | 97.0626 | 1500.5 | 1500.5 | 97.0626 | 1500.5 | 1500.5 | 97.0626 | 1500.5 | 72 | 19.63 | 1500.5 | 97.0626 | 1500.5
6365 |  | 1472.9 | 102.3283 | 1472.9 | 1472.9 | 102.3283 | 1472.9 | 1472.9 | 102.3283 | 1472.9 | 72.4 | 20.3 | 1472.9 | 102.3283 | 1472.9
6366 |  | 1517.9 | 99.6685 | 1517.9 | 1517.9 | 99.6685 | 1517.9 | 1517.9 | 99.6685 | 1517.9 | 71 | 20.14 | 1517.9 | 99.6685 | 1517.9
6367 |  | 1434.8 | 98.8089 | 1434.8 | 1434.8 | 98.8089 | 1434.8 | 1434.8 | 98.8089 | 1434.8 | 71.9 | 22.19 | 1434.8 | 98.8089 | 1434.8
6368 |  | 1453.7 | 100.3206 | 1453.7 | 1453.7 | 100.3206 | 1453.7 | 1453.7 | 100.3206 | 1453.7 | 72.1 | 12.55 | 1453.7 | 100.3206 | 1453.7
6369 |  | 1501.3 | 100.8357 | 1501.3 | 1501.3 | 100.8357 | 1501.3 | 1501.3 | 100.8357 | 1501.3 | 72.2 | 18.49 | 1501.3 | 100.8357 | 1501.3
6370 |  | 1531.4 | 101.9143 | 1531.4 | 1531.4 | 101.9143 | 1531.4 | 1531.4 | 101.9143 | 1531.4 | 71.9 | 22.42 | 1531.4 | 101.9143 | 1531.4
6371 |  | 1483.6 | 97.6557 | 1483.6 | 1483.6 | 97.6557 | 1483.6 | 1483.6 | 97.6557 | 1483.6 | 71.6 | 23.19 | 1483.6 | 97.6557 | 1483.6
6372 |  | 1487.5 | 98.4436 | 1487.5 | 1487.5 | 98.4436 | 1487.5 | 1487.5 | 98.4436 | 1487.5 | 72.3 | 19.49 | 1487.5 | 98.4436 | 1487.5
6373 |  | 1469.2 | 98.1557 | 1469.2 | 1469.2 | 98.1557 | 1469.2 | 1469.2 | 98.1557 | 1469.2 | 71 | 23.65 | 1469.2 | 98.1557 | 1469.2
6374 |  | 1490.2 | 97.902 | 1490.2 | 1490.2 | 97.902 | 1490.2 | 1490.2 | 97.902 | 1490.2 | 72.9 | 21.08 | 1490.2 | 97.902 | 1490.2
6375 |  | 1507.5 | 98.4196 | 1507.5 | 1507.5 | 98.4196 | 1507.5 | 1507.5 | 98.4196 | 1507.5 | 71.3 | 13.46 | 1507.5 | 98.4196 | 1507.5
6376 |  | 1613 | 101.8679 | 1613 | 1613 | 101.8679 | 1613 | 1613 | 101.8679 | 1613 | 72.3 | 22.51 | 1613 | 101.8679 | 1613
6377 |  | 1539.2 | 99.6505 | 1539.2 | 1539.2 | 99.6505 | 1539.2 | 1539.2 | 99.6505 | 1539.2 | 72.7 | 23.87 | 1539.2 | 99.6505 | 1539.2
6378 |  | 1610.3 | 99.7401 | 1610.3 | 1610.3 | 99.7401 | 1610.3 | 1610.3 | 99.7401 | 1610.3 | 72.2 | 12.72 | 1610.3 | 99.7401 | 1610.3
6379 |  | 1816.1 | 100.1957 | 1816.1 | 1816.1 | 100.1957 | 1816.1 | 1816.1 | 100.1957 | 1816.1 | 72.2 | 23.19 | 1816.1 | 100.1957 | 1816.1
6380 |  | 1847.8 | 100.205 | 1847.8 | 1847.8 | 100.205 | 1847.8 | 1847.8 | 100.205 | 1847.8 | 72.9 | 10.34 | 1847.8 | 100.205 | 1847.8
6381 |  | 1801.6 | 99.4598 | 1801.6 | 1801.6 | 99.4598 | 1801.6 | 1801.6 | 99.4598 | 1801.6 | 71.6 | 18.29 | 1801.6 | 99.4598 | 1801.6
6382 |  | 1743.3 | 99.8 | 1743.3 | 1743.3 | 99.8 | 1743.3 | 1743.3 | 99.8 | 1743.3 | 71.4 | 9.06 | 1743.3 | 99.8 | 1743.3
6383 |  | 1596.4 | 99.1021 | 1596.4 | 1596.4 | 99.1021 | 1596.4 | 1596.4 | 99.1021 | 1596.4 | 72.6 | 12.06 | 1596.4 | 99.1021 | 1596.4
6384 |  | 1563.5 | 98.5182 | 1563.5 | 1563.5 | 98.5182 | 1563.5 | 1563.5 | 98.5182 | 1563.5 | 71.9 | 20.2 | 1563.5 | 98.5182 | 1563.5
6385 |  | 1483.9 | 97.8517 | 1483.9 | 1483.9 | 97.8517 | 1483.9 | 1483.9 | 97.8517 | 1483.9 | 72.7 | 19.62 | 1483.9 | 97.8517 | 1483.9
6386 |  | 1478.9 | 97.6344 | 1478.9 | 1478.9 | 97.6344 | 1478.9 | 1478.9 | 97.6344 | 1478.9 | 71.5 | 13.05 | 1478.9 | 97.6344 | 1478.9
6387 |  | 1440.5 | 98.7328 | 1440.5 | 1440.5 | 98.7328 | 1440.5 | 1440.5 | 98.7328 | 1440.5 | 72.6 | 17.38 | 1440.5 | 98.7328 | 1440.5
6388 |  | 1423.1 | 99.0257 | 1423.1 | 1423.1 | 99.0257 | 1423.1 | 1423.1 | 99.0257 | 1423.1 | 72.9 | 9.94 | 1423.1 | 99.0257 | 1423.1
6389 |  | 1505.8 | 90.855 | 1505.8 | 1505.8 | 90.855 | 1505.8 | 1505.8 | 90.855 | 1505.8 | 71.5 | 17.43 | 1505.8 | 90.855 | 1505.8
6390 |  | 1373.3 | 97.8085 | 1373.3 | 1373.3 | 97.8085 | 1373.3 | 1373.3 | 97.8085 | 1373.3 | 72.4 | 24 | 1373.3 | 97.8085 | 1373.3
6391 |  | 1339.1 | 98.5706 | 1339.1 | 1339.1 | 98.5706 | 1339.1 | 1339.1 | 98.5706 | 1339.1 | 71.7 | 15.94 | 1339.1 | 98.5706 | 1339.1
6392 |  | 1365.4 | 95.8622 | 1365.4 | 1365.4 | 95.8622 | 1365.4 | 1365.4 | 95.8622 | 1365.4 | 72.3 | 10.08 | 1365.4 | 95.8622 | 1365.4
6393 |  | 1384 | 96.7995 | 1384 | 1384 | 96.7995 | 1384 | 1384 | 96.7995 | 1384 | 71.9 | 14.91 | 1384 | 96.7995 | 1384
6394 |  | 1397.6 | 98.396 | 1397.6 | 1397.6 | 98.396 | 1397.6 | 1397.6 | 98.396 | 1397.6 | 71.9 | 12.6 | 1397.6 | 98.396 | 1397.6
6395 |  | 1368.4 | 98.2594 | 1368.4 | 1368.4 | 98.2594 | 1368.4 | 1368.4 | 98.2594 | 1368.4 | 71.6 | 12.76 | 1368.4 | 98.2594 | 1368.4
6396 |  | 1352.1 | 101.4824 | 1352.1 | 1352.1 | 101.4824 | 1352.1 | 1352.1 | 101.4824 | 1352.1 | 71.8 | 21.57 | 1352.1 | 101.4824 | 1352.1
6397 |  | 1419.6 | 96.8782 | 1419.6 | 1419.6 | 96.8782 | 1419.6 | 1419.6 | 96.8782 | 1419.6 | 72.3 | 15.36 | 1419.6 | 96.8782 | 1419.6
6398 |  | 1414.1 | 96.5316 | 1414.1 | 1414.1 | 96.5316 | 1414.1 | 1414.1 | 96.5316 | 1414.1 | 72.3 | 14.44 | 1414.1 | 96.5316 | 1414.1
6399 |  | 1445.2 | 99.3229 | 1445.2 | 1445.2 | 99.1318 | 1445.2 | 1445.2 | 99.3229 | 1445.2 | 71.3 | 15.99 | 1445.2 | 99.3229 | 1445.2
6400 |  | 1431.7 | 101.7321 | 1431.7 | 1431.7 | 101.7321 | 1431.7 | 1431.7 | 101.7321 | 1431.7 | 71.8 | 18.09 | 1431.7 | 101.7321 | 1431.7
6401 |  | 1448.9 | 98.4048 | 1448.9 | 1448.9 | 98.4048 | 1448.9 | 1448.9 | 98.4048 | 1448.9 | 71.9 | 26.38 | 1448.9 | 98.4048 | 1448.9
6402 |  | 1524.8 | 97.3293 | 1524.8 | 1524.8 | 97.3293 | 1524.8 | 1524.8 | 97.3293 | 1524.8 | 72.3 | 10.99 | 1524.8 | 97.3293 | 1524.8
6403 |  | 1774.9 | 121.0145 | 1774.9 | 1774.9 | 121.0145 | 1774.9 | 1774.9 | 121.0145 | 1774.9 | 68.2 | 8.5 | 1774.9 | 121.0145 | 1774.9
6404 |  | 1796.2 | 121.87 | 1796.2 | 1796.2 | 121.87 | 1796.2 | 1796.2 | 121.87 | 1796.2 | 71.2 | 7.17 | 1796.2 | 121.87 | 1796.2
6405 |  | 1788 | 98.0794 | 1788 | 1788 | 98.0794 | 1788 | 1788 | 98.0794 | 1788 | 70.6 | 13.19 | 1788 | 98.0794 | 1788
6406 |  | 1619.4 | 100.1999 | 1619.4 | 1619.4 | 100.1999 | 1619.4 | 1619.4 | 100.1999 | 1619.4 | 71.6 | 10.65 | 1619.4 | 100.1999 | 1619.4
6407 |  | 1620.2 | 121.719 | 1620.2 | 1620.2 | 121.719 | 1620.2 | 1620.2 | 121.719 | 1620.2 | 72.1 | 12.88 | 1620.2 | 121.719 | 1620.2
6408 |  | 1473.2 | 120.7156 | 1473.2 | 1473.2 | 120.7156 | 1473.2 | 1473.2 | 120.7156 | 1473.2 | 71.4 | 12.29 | 1473.2 | 120.7156 | 1473.2
6409 |  | 1469.2 | 119.9719 | 1469.2 | 1469.2 | 119.9719 | 1469.2 | 1469.2 | 119.9719 | 1469.2 | 71.2 | 16.88 | 1469.2 | 119.9719 | 1469.2
6410 |  | 1386.1 | 120.035 | 1386.1 | 1386.1 | 120.035 | 1386.1 | 1386.1 | 120.035 | 1386.1 | 71.1 | 14.85 | 1386.1 | 120.035 | 1386.1
6411 |  | 1368 | 122.0665 | 1368 | 1368 | 122.0665 | 1368 | 1368 | 122.0665 | 1368 | 71 | 8.63 | 1368 | 122.0665 | 1368
6412 |  | 1385.6 | 120.7176 | 1385.6 | 1385.6 | 120.7176 | 1385.6 | 1385.6 | 120.7176 | 1385.6 | 70.8 | 12.84 | 1385.6 | 120.7176 | 1385.6
6413 |  | 1324.9 | 118.7205 | 1324.9 | 1324.9 | 118.7205 | 1324.9 | 1324.9 | 118.7205 | 1324.9 | 70.8 | 11.8 | 1324.9 | 118.7205 | 1324.9
6414 |  | 1315.9 | 120.0572 | 1315.9 | 1315.9 | 120.0572 | 1315.9 | 1315.9 | 120.0572 | 1315.9 | 71 | 8.63 | 1315.9 | 120.0572 | 1315.9
6415 |  | 1262.9 | 94.6179 | 1262.9 | 1262.9 | 94.6179 | 1262.9 | 1262.9 | 94.6179 | 1262.9 | 70.4 | 8.77 | 1262.9 | 94.6179 | 1262.9
6416 |  | 1248.5 | 101.9448 | 1248.5 | 1248.5 | 101.9448 | 1248.5 | 1248.5 | 101.9448 | 1248.5 | 69.5 | 8.23 | 1248.5 | 101.9448 | 1248.5
6417 |  | 1264.5 | 122.566 | 1264.5 | 1264.5 | 122.566 | 1264.5 | 1264.5 | 122.566 | 1264.5 | 71.1 | 7.78 | 1264.5 | 122.566 | 1264.5
6418 |  | 1230.3 | 119.2864 | 1230.3 | 1230.3 | 119.2864 | 1230.3 | 1230.3 | 119.2864 | 1230.3 | 70.9 | 7.97 | 1230.3 | 119.2864 | 1230.3
6419 |  | 1413.45 | 113.3176 | 1413.45 | 1413.45 | 115.2365 | 1413.45 | 1413.45 | 113.3176 | 1413.45 | 71.1 | 14.545 | 1413.45 | 113.3176 | 1413.45
6420 |  | 1400.9 | 117.5575 | 1400.9 | 1400.9 | 113.7394 | 1400.9 | 1400.9 | 117.5575 | 1400.9 | 71.9 | 21.13 | 1400.9 | 117.5575 | 1400.9
6421 |  | 1439.6 | 118.5883 | 1439.6 | 1439.6 | 116.1494 | 1439.6 | 1439.6 | 118.5883 | 1439.6 | 71.3 | 18 | 1439.6 | 118.5883 | 1439.6
6422 |  | 1235.1 | 120.3897 | 1235.1 | 1235.1 | 120.3897 | 1235.1 | 1235.1 | 120.3897 | 1235.1 | 71.6 | 7.64 | 1235.1 | 120.3897 | 1235.1
6423 |  | 1266.1 | 119.73 | 1266.1 | 1266.1 | 119.73 | 1266.1 | 1266.1 | 119.73 | 1266.1 | 71.5 | 8.26 | 1266.1 | 119.73 | 1266.1
6424 |  | 1280.8 | 118.3205 | 1280.8 | 1280.8 | 118.3205 | 1280.8 | 1280.8 | 118.3205 | 1280.8 | 71.3 | 8.13 | 1280.8 | 118.3205 | 1280.8
6425 |  | 1277.1 | 118.8244 | 1277.1 | 1277.1 | 118.8244 | 1277.1 | 1277.1 | 118.8244 | 1277.1 | 71.8 | 8.5 | 1277.1 | 118.8244 | 1277.1
6426 |  | 1421.1 | 117.6576 | 1421.1 | 1421.1 | 117.6576 | 1421.1 | 1421.1 | 117.6576 | 1421.1 | 71.8 | 8.35 | 1421.1 | 117.6576 | 1421.1
6427 |  | 1658.3 | 123.2446 | 1658.3 | 1658.3 | 123.2446 | 1658.3 | 1658.3 | 123.2446 | 1658.3 | 70.3 | 8.05 | 1658.3 | 123.2446 | 1658.3
6428 |  | 1693.8 | 124.1627 | 1693.8 | 1693.8 | 124.1627 | 1693.8 | 1693.8 | 124.1627 | 1693.8 | 71.4 | 7.9 | 1693.8 | 124.1627 | 1693.8
6429 |  | 1674.6 | 122.4659 | 1674.6 | 1674.6 | 122.4659 | 1674.6 | 1674.6 | 122.4659 | 1674.6 | 71.7 | 8.05 | 1674.6 | 122.4659 | 1674.6
6430 |  | 1576 | 123.4082 | 1576 | 1576 | 123.4082 | 1576 | 1576 | 123.4082 | 1576 | 72.3 | 8.41 | 1576 | 123.4082 | 1576
6431 |  | 1459 | 123.7154 | 1459 | 1459 | 123.7154 | 1459 | 1459 | 123.7154 | 1459 | 72.3 | 9.12 | 1459 | 123.7154 | 1459
6432 |  | 1437.1 | 121.8796 | 1437.1 | 1437.1 | 121.8796 | 1437.1 | 1437.1 | 121.8796 | 1437.1 | 71.7 | 12.21 | 1437.1 | 121.8796 | 1437.1
6433 |  | 1330 | 121.1083 | 1330 | 1330 | 121.1083 | 1330 | 1330 | 121.1083 | 1330 | 71.3 | 15.21 | 1330 | 121.1083 | 1330
6434 |  | 1297.5 | 121.42 | 1297.5 | 1297.5 | 121.42 | 1297.5 | 1297.5 | 121.42 | 1297.5 | 71.4 | 10.35 | 1297.5 | 121.42 | 1297.5
6435 |  | 1286.3 | 121.3309 | 1286.3 | 1286.3 | 121.3309 | 1286.3 | 1286.3 | 121.3309 | 1286.3 | 71.1 | 15.35 | 1286.3 | 121.3309 | 1286.3
6436 |  | 1285.9 | 121.8096 | 1285.9 | 1285.9 | 121.8096 | 1285.9 | 1285.9 | 121.8096 | 1285.9 | 71.6 | 13.91 | 1285.9 | 121.8096 | 1285.9
6437 |  | 1338.3 | 121.2958 | 1338.3 | 1338.3 | 121.2958 | 1338.3 | 1338.3 | 121.2958 | 1338.3 | 71.7 | 16.93 | 1338.3 | 121.2958 | 1338.3
6438 |  | 1398.4 | 120.9411 | 1398.4 | 1398.4 | 120.9411 | 1398.4 | 1398.4 | 120.9411 | 1398.4 | 72.3 | 16.83 | 1398.4 | 120.9411 | 1398.4
6439 |  | 1369.4 | 124.2006 | 1369.4 | 1369.4 | 124.2006 | 1369.4 | 1369.4 | 124.2006 | 1369.4 | 72.2 | 16.42 | 1369.4 | 124.2006 | 1369.4
6440 |  | 1388.3 | 123.0707 | 1388.3 | 1388.3 | 123.0707 | 1388.3 | 1388.3 | 123.0707 | 1388.3 | 71.9 | 9.13 | 1388.3 | 123.0707 | 1388.3
6441 |  | 1425.3 | 124.9004 | 1425.3 | 1425.3 | 124.9004 | 1425.3 | 1425.3 | 124.9004 | 1425.3 | 72.2 | 16.46 | 1425.3 | 124.9004 | 1425.3
6442 |  | 1430.6 | 124.5644 | 1430.6 | 1430.6 | 124.5644 | 1430.6 | 1430.6 | 124.5644 | 1430.6 | 72.5 | 23.8 | 1430.6 | 124.5644 | 1430.6
6443 |  | 1458.5 | 132.2136 | 1458.5 | 1458.5 | 132.2136 | 1458.5 | 1458.5 | 132.2136 | 1458.5 | 72.2 | 16.33 | 1458.5 | 132.2136 | 1458.5
6444 |  | 1449.7 | 125.9964 | 1449.7 | 1449.7 | 125.9964 | 1449.7 | 1449.7 | 125.9964 | 1449.7 | 71.9 | 20.69 | 1449.7 | 125.9964 | 1449.7
6445 |  | 1459.6 | 135.4206 | 1459.6 | 1459.6 | 135.4206 | 1459.6 | 1459.6 | 135.4206 | 1459.6 | 72.1 | 20.64 | 1459.6 | 135.4206 | 1459.6
6446 |  | 1418.3 | 117.699 | 1418.3 | 1418.3 | 117.699 | 1418.3 | 1418.3 | 117.699 | 1418.3 | 72.1 | 19.42 | 1418.3 | 117.699 | 1418.3
6447 |  | 1530.5 | 121.8599 | 1530.5 | 1530.5 | 121.8599 | 1530.5 | 1530.5 | 121.8599 | 1530.5 | 71.5 | 19.9 | 1530.5 | 121.8599 | 1530.5
6448 |  | 1504.2 | 122.6779 | 1504.2 | 1504.2 | 122.6779 | 1504.2 | 1504.2 | 122.6779 | 1504.2 | 71.7 | 25.88 | 1504.2 | 122.6779 | 1504.2
6449 |  | 1505.1 | 122.5396 | 1505.1 | 1505.1 | 122.5396 | 1505.1 | 1505.1 | 122.5396 | 1505.1 | 72.3 | 17.81 | 1505.1 | 122.5396 | 1505.1
6450 |  | 1618.1 | 119.7272 | 1618.1 | 1618.1 | 119.7272 | 1618.1 | 1618.1 | 119.7272 | 1618.1 | 71.1 | 13.73 | 1618.1 | 119.7272 | 1618.1
6451 |  | 1819.2954 | 122.3349 | 1819.2954 | 1819.2954 | 122.3349 | 1819.2954 | 1819.2954 | 122.3349 | 1819.2954 | 72.1 | 9.74 | 1819.2954 | 122.3349 | 1819.2954
6452 |  | 1807.0524 | 124.4388 | 1807.0524 | 1807.0524 | 124.4388 | 1807.0524 | 1807.0524 | 124.4388 | 1807.0524 | 72.5 | 11.04 | 1807.0524 | 124.4388 | 1807.0524
6453 |  | 1772.5 | 122.4711 | 1772.5 | 1772.5 | 122.4711 | 1772.5 | 1772.5 | 122.4711 | 1772.5 | 72.2 | 15.68 | 1772.5 | 122.4711 | 1772.5
6454 |  | 1704.7 | 121.7325 | 1704.7 | 1704.7 | 121.7325 | 1704.7 | 1704.7 | 121.7325 | 1704.7 | 71.4 | 17.1 | 1704.7 | 121.7325 | 1704.7
6455 |  | 1565.3 | 120.0261 | 1565.3 | 1565.3 | 120.0261 | 1565.3 | 1565.3 | 120.0261 | 1565.3 | 72.4 | 21.4 | 1565.3 | 120.0261 | 1565.3
6456 |  | 1467.9 | 120.4078 | 1467.9 | 1467.9 | 120.4078 | 1467.9 | 1467.9 | 120.4078 | 1467.9 | 72.6 | 20.62 | 1467.9 | 120.4078 | 1467.9
6457 |  | 1455.3 | 120.4699 | 1455.3 | 1455.3 | 120.4699 | 1455.3 | 1455.3 | 120.4699 | 1455.3 | 72.6 | 20.18 | 1455.3 | 120.4699 | 1455.3
6458 |  | 1455.4 | 120.7569 | 1455.4 | 1455.4 | 120.7569 | 1455.4 | 1455.4 | 120.7569 | 1455.4 | 73.2 | 12.95 | 1455.4 | 120.7569 | 1455.4
6459 |  | 1423.7 | 119.1853 | 1423.7 | 1423.7 | 119.1853 | 1423.7 | 1423.7 | 119.1853 | 1423.7 | 73.1 | 14.645 | 1423.7 | 119.1853 | 1423.7
6460 |  | 1360.4 | 119.1567 | 1360.4 | 1360.4 | 119.1567 | 1360.4 | 1360.4 | 119.1567 | 1360.4 | 72.9 | 22.75 | 1360.4 | 119.1567 | 1360.4
6461 |  | 1448 | 118.1383 | 1448 | 1448 | 118.1383 | 1448 | 1448 | 118.1383 | 1448 | 72.9 | 16.96 | 1448 | 118.1383 | 1448
6462 |  | 1425.3 | 117.8972 | 1425.3 | 1425.3 | 117.8972 | 1425.3 | 1425.3 | 117.8972 | 1425.3 | 72.2 | 22.47 | 1425.3 | 117.8972 | 1425.3
6463 |  | 1431.2 | 116.8127 | 1431.2 | 1431.2 | 116.8127 | 1431.2 | 1431.2 | 116.8127 | 1431.2 | 71.5 | 12.72 | 1431.2 | 116.8127 | 1431.2
6464 |  | 1418.6 | 118.1211 | 1418.6 | 1418.6 | 118.1211 | 1418.6 | 1418.6 | 118.1211 | 1418.6 | 72.5 | 10.05 | 1418.6 | 118.1211 | 1418.6
6465 |  | 1425.4 | 105.8821 | 1425.4 | 1425.4 | 105.8821 | 1425.4 | 1425.4 | 105.8821 | 1425.4 | 70.5 | 31.93 | 1425.4 | 105.8821 | 1425.4
6466 |  | 1478.1 | 97.3917 | 1478.1 | 1478.1 | 97.3917 | 1478.1 | 1478.1 | 97.3917 | 1478.1 | 71.8 | 16.22 | 1478.1 | 97.3917 | 1478.1
6467 |  | 1509.7 | 97.2847 | 1509.7 | 1509.7 | 97.2847 | 1509.7 | 1509.7 | 97.2847 | 1509.7 | 72.4 | 24.78 | 1509.7 | 97.2847 | 1509.7
6468 |  | 1485.6 | 97.7155 | 1485.6 | 1485.6 | 97.7155 | 1485.6 | 1485.6 | 97.7155 | 1485.6 | 72.7 | 20.28 | 1485.6 | 97.7155 | 1485.6
6469 |  | 1435.1 | 97.2038 | 1435.1 | 1435.1 | 97.2038 | 1435.1 | 1435.1 | 97.2038 | 1435.1 | 72.5 | 22.66 | 1435.1 | 97.2038 | 1435.1
6470 |  | 1521.3 | 97.0979 | 1521.3 | 1521.3 | 96.1148 | 1521.3 | 1521.3 | 97.0979 | 1521.3 | 72.3 | 22.97 | 1521.3 | 97.0979 | 1521.3
6471 |  | 1519.2 | 95.0259 | 1519.2 | 1519.2 | 95.0259 | 1519.2 | 1519.2 | 95.0259 | 1519.2 | 72.6 | 12.03 | 1519.2 | 95.0259 | 1519.2
6472 |  | 1509.7 | 95.5539 | 1509.7 | 1509.7 | 95.5539 | 1509.7 | 1509.7 | 95.5539 | 1509.7 | 72.6 | 14.82 | 1509.7 | 95.5539 | 1509.7
6473 |  | 1567.6 | 92.9772 | 1567.6 | 1567.6 | 92.9772 | 1567.6 | 1567.6 | 92.9772 | 1567.6 | 73.5 | 22 | 1567.6 | 92.9772 | 1567.6
6474 |  | 1670.9 | 91.7301 | 1670.9 | 1670.9 | 91.7301 | 1670.9 | 1670.9 | 91.7301 | 1670.9 | 72.1 | 19.11 | 1670.9 | 91.7301 | 1670.9
6475 |  | 1807.7 | 94.9739 | 1807.7 | 1807.7 | 94.9739 | 1807.7 | 1807.7 | 94.9739 | 1807.7 | 73.2 | 11.43 | 1807.7 | 94.9739 | 1807.7
6476 |  | 1855.8 | 96.7513 | 1855.8 | 1855.8 | 96.7513 | 1855.8 | 1855.8 | 96.7513 | 1855.8 | 71.9 | 10.79 | 1855.8 | 96.7513 | 1855.8
6477 |  | 1830.1 | 98.2307 | 1830.1 | 1830.1 | 98.2307 | 1830.1 | 1830.1 | 98.2307 | 1830.1 | 73 | 17.85 | 1830.1 | 98.2307 | 1830.1
6478 |  | 1730.4 | 97.3652 | 1730.4 | 1730.4 | 97.3652 | 1730.4 | 1730.4 | 97.3652 | 1730.4 | 73.1 | 18.42 | 1730.4 | 97.3652 | 1730.4
6479 |  | 1602.3 | 96.6971 | 1602.3 | 1602.3 | 96.6971 | 1602.3 | 1602.3 | 96.6971 | 1602.3 | 71.5 | 14.4 | 1602.3 | 96.6971 | 1602.3
6480 |  | 1531 | 96.7611 | 1531 | 1531 | 96.7611 | 1531 | 1531 | 96.7611 | 1531 | 73 | 17.38 | 1531 | 96.7611 | 1531
6481 |  | 1494.7 | 93.7474 | 1494.7 | 1494.7 | 93.7474 | 1494.7 | 1494.7 | 93.7474 | 1494.7 | 72.8 | 12.84 | 1494.7 | 93.7474 | 1494.7
6482 |  | 1446.6 | 94.2587 | 1446.6 | 1446.6 | 94.2587 | 1446.6 | 1446.6 | 94.2587 | 1446.6 | 73.4 | 15.55 | 1446.6 | 94.2587 | 1446.6
6483 |  | 1421.5 | 95.5452 | 1421.5 | 1421.5 | 95.5452 | 1421.5 | 1421.5 | 95.5452 | 1421.5 | 73.2 | 13.94 | 1421.5 | 95.5452 | 1421.5
6484 |  | 1406.1 | 94.3954 | 1406.1 | 1406.1 | 94.3954 | 1406.1 | 1406.1 | 94.3954 | 1406.1 | 72.5 | 13.84 | 1406.1 | 94.3954 | 1406.1
6485 |  | 1465.9 | 94.2488 | 1465.9 | 1465.9 | 94.2488 | 1465.9 | 1465.9 | 94.2488 | 1465.9 | 72.7 | 14.48 | 1465.9 | 94.2488 | 1465.9
6486 |  | 1417.6 | 94.634 | 1417.6 | 1417.6 | 94.634 | 1417.6 | 1417.6 | 94.634 | 1417.6 | 73.2 | 17.84 | 1417.6 | 94.634 | 1417.6
6487 |  | 1460.7 | 95.311 | 1460.7 | 1460.7 | 95.311 | 1460.7 | 1460.7 | 95.311 | 1460.7 | 71.6 | 15.92 | 1460.7 | 95.311 | 1460.7
6488 |  | 1386.2 | 95.1475 | 1386.2 | 1386.2 | 95.1475 | 1386.2 | 1386.2 | 95.1475 | 1386.2 | 72.5 | 22.15 | 1386.2 | 95.1475 | 1386.2
6489 |  | 1423.7 | 97.2053 | 1423.7 | 1423.7 | 97.2053 | 1423.7 | 1423.7 | 97.2053 | 1423.7 | 72.2 | 12.83 | 1423.7 | 97.2053 | 1423.7
6490 |  | 1444.7 | 106.7833 | 1444.7 | 1444.7 | 106.7833 | 1444.7 | 1444.7 | 106.7833 | 1444.7 | 72.4 | 26.96 | 1444.7 | 106.7833 | 1444.7
6491 |  | 1447 | 109.7995 | 1447 | 1447 | 109.7995 | 1447 | 1447 | 109.7995 | 1447 | 71.4 | 19.58 | 1447 | 109.7995 | 1447
6492 |  | 1502.4 | 119.0369 | 1502.4 | 1502.4 | 119.0369 | 1502.4 | 1502.4 | 119.0369 | 1502.4 | 70.3 | 25.53 | 1502.4 | 119.0369 | 1502.4
6493 |  | 1477.3 | 120.1445 | 1477.3 | 1477.3 | 120.1445 | 1477.3 | 1477.3 | 120.1445 | 1477.3 | 70.8 | 17.38 | 1477.3 | 120.1445 | 1477.3
6494 |  | 1498 | 122.5916 | 1498 | 1498 | 122.5916 | 1498 | 1498 | 122.5916 | 1498 | 71.7 | 28.92 | 1498 | 122.5916 | 1498
6495 |  | 1540.8 | 121.5796 | 1540.8 | 1540.8 | 121.5796 | 1540.8 | 1540.8 | 121.5796 | 1540.8 | 73.3 | 26.77 | 1540.8 | 121.5796 | 1540.8
6496 |  | 1563.7 | 123.6704 | 1563.7 | 1563.7 | 123.6704 | 1563.7 | 1563.7 | 123.6704 | 1563.7 | 72.4 | 23.31 | 1563.7 | 123.6704 | 1563.7
6497 |  | 1613.5 | 123.9908 | 1613.5 | 1613.5 | 123.9908 | 1613.5 | 1613.5 | 123.9908 | 1613.5 | 73.4 | 16.31 | 1613.5 | 123.9908 | 1613.5
6498 |  | 1651.6 | 123.0597 | 1651.6 | 1651.6 | 123.0597 | 1651.6 | 1651.6 | 123.0597 | 1651.6 | 70.1 | 16.63 | 1651.6 | 123.0597 | 1651.6
6499 |  | 1867.6 | 122.3793 | 1867.6 | 1867.6 | 122.3793 | 1867.6 | 1867.6 | 122.3793 | 1867.6 | 71.7 | 21.47 | 1867.6 | 122.3793 | 1867.6
6500 |  | 1882.7 | 122.0776 | 1882.7 | 1882.7 | 122.0776 | 1882.7 | 1882.7 | 122.0776 | 1882.7 | 71.5 | 11.74 | 1882.7 | 122.0776 | 1882.7
6501 |  | 1896.7 | 122.8225 | 1896.7 | 1896.7 | 122.8225 | 1896.7 | 1896.7 | 122.8225 | 1896.7 | 71.8 | 13.92 | 1896.7 | 122.8225 | 1896.7
6502 |  | 1842.4 | 122.8459 | 1842.4 | 1842.4 | 122.8459 | 1842.4 | 1842.4 | 122.8459 | 1842.4 | 72.7 | 9.78 | 1842.4 | 122.8459 | 1842.4
6503 |  | 1686.2 | 122.7393 | 1686.2 | 1686.2 | 122.7393 | 1686.2 | 1686.2 | 122.7393 | 1686.2 | 71.9 | 13.15 | 1686.2 | 122.7393 | 1686.2
6504 |  | 1614.4 | 120.6408 | 1614.4 | 1614.4 | 120.6408 | 1614.4 | 1614.4 | 120.6408 | 1614.4 | 71.3 | 19.74 | 1614.4 | 120.6408 | 1614.4
6505 |  | 1546.1 | 120.4033 | 1546.1 | 1546.1 | 120.4033 | 1546.1 | 1546.1 | 120.4033 | 1546.1 | 72 | 19.91 | 1546.1 | 120.4033 | 1546.1
6506 |  | 1580.5 | 120.4826 | 1580.5 | 1580.5 | 120.4826 | 1580.5 | 1580.5 | 120.4826 | 1580.5 | 71.2 | 18.3 | 1580.5 | 120.4826 | 1580.5
6507 |  | 1487.7 | 120.1828 | 1487.7 | 1487.7 | 120.1828 | 1487.7 | 1487.7 | 120.1828 | 1487.7 | 71.6 | 18.85 | 1487.7 | 120.1828 | 1487.7
6508 |  | 1506.9 | 120.6814 | 1506.9 | 1506.9 | 120.6814 | 1506.9 | 1506.9 | 120.6814 | 1506.9 | 72.1 | 15.5 | 1506.9 | 120.6814 | 1506.9
6509 |  | 1573.5 | 119.972 | 1573.5 | 1573.5 | 119.972 | 1573.5 | 1573.5 | 119.972 | 1573.5 | 72.1 | 23.03 | 1573.5 | 119.972 | 1573.5
6510 |  | 1504.3 | 120.6694 | 1504.3 | 1504.3 | 120.6694 | 1504.3 | 1504.3 | 120.6694 | 1504.3 | 72.6 | 13.73 | 1504.3 | 120.6694 | 1504.3
6511 |  | 1471.9 | 121.1001 | 1471.9 | 1471.9 | 121.1001 | 1471.9 | 1471.9 | 121.1001 | 1471.9 | 71.8 | 10.23 | 1471.9 | 121.1001 | 1471.9
6512 |  | 1401 | 119.4703 | 1401 | 1401 | 119.4703 | 1401 | 1401 | 119.4703 | 1401 | 71.9 | 9.08 | 1401 | 119.4703 | 1401
6513 |  | 1554.2 | 120.747 | 1554.2 | 1554.2 | 120.747 | 1554.2 | 1554.2 | 120.747 | 1554.2 | 71.4 | 10.74 | 1554.2 | 120.747 | 1554.2
6514 |  | 1510 | 122.4679 | 1510 | 1510 | 122.4679 | 1510 | 1510 | 122.4679 | 1510 | 70.6 | 15.38 | 1510 | 122.4679 | 1510
6515 |  | 1550 | 120.3087 | 1550 | 1550 | 120.3087 | 1550 | 1550 | 120.3087 | 1550 | 71.8 | 20.75 | 1550 | 120.3087 | 1550
6516 |  | 1525.1 | 118.6036 | 1525.1 | 1525.1 | 118.6036 | 1525.1 | 1525.1 | 118.6036 | 1525.1 | 71.1 | 19.72 | 1525.1 | 118.6036 | 1525.1
6517 |  | 1529.8 | 114.7594 | 1529.8 | 1529.8 | 114.7594 | 1529.8 | 1529.8 | 114.7594 | 1529.8 | 69.1 | 25.52 | 1529.8 | 114.7594 | 1529.8
6518 |  | 1522.1 | 112.3723 | 1522.1 | 1522.1 | 112.3723 | 1522.1 | 1522.1 | 112.3723 | 1522.1 | 69.6 | 20.7 | 1522.1 | 112.3723 | 1522.1
6519 |  | 1548.8 | 112.0613 | 1548.8 | 1548.8 | 112.0613 | 1548.8 | 1548.8 | 112.0613 | 1548.8 | 72 | 16.57 | 1548.8 | 112.0613 | 1548.8
6520 |  | 1602 | 119.5258 | 1602 | 1602 | 119.5258 | 1602 | 1602 | 119.5258 | 1602 | 71.3 | 17.97 | 1602 | 119.5258 | 1602
6521 |  | 1665.3 | 119.4875 | 1665.3 | 1665.3 | 119.4875 | 1665.3 | 1665.3 | 119.4875 | 1665.3 | 71.5 | 16.665 | 1665.3 | 119.4875 | 1665.3
6522 |  | 1628.7 | 116.5282 | 1628.7 | 1628.7 | 116.5282 | 1628.7 | 1628.7 | 116.5282 | 1628.7 | 72.5 | 17.26 | 1628.7 | 116.5282 | 1628.7
6523 |  | 1894.4 | 120.7264 | 1894.4 | 1894.4 | 120.7264 | 1894.4 | 1894.4 | 120.7264 | 1894.4 | 71.3 | 19.37 | 1894.4 | 120.7264 | 1894.4
6524 |  | 1936.2 | 121.7874 | 1936.2 | 1936.2 | 121.7874 | 1936.2 | 1936.2 | 121.7874 | 1936.2 | 72.3 | 10.575 | 1936.2 | 121.7874 | 1936.2
6525 |  | 1934.3 | 123.0975 | 1934.3 | 1934.3 | 123.0975 | 1934.3 | 1934.3 | 123.0975 | 1934.3 | 72.3 | 12.525 | 1934.3 | 123.0975 | 1934.3
6526 |  | 1811.3 | 124.0536 | 1811.3 | 1811.3 | 124.0536 | 1811.3 | 1811.3 | 124.0536 | 1811.3 | 72 | 13.205 | 1811.3 | 124.0536 | 1811.3
6527 |  | 1711.3 | 122.5898 | 1711.3 | 1711.3 | 122.5898 | 1711.3 | 1711.3 | 122.5898 | 1711.3 | 73 | 14.09 | 1711.3 | 122.5898 | 1711.3
6528 |  | 1663.8 | 121.0919 | 1663.8 | 1663.8 | 121.0919 | 1663.8 | 1663.8 | 121.0919 | 1663.8 | 72.2 | 16.18 | 1663.8 | 121.0919 | 1663.8
6529 |  | 1659.2 | 120.6619 | 1659.2 | 1659.2 | 120.6619 | 1659.2 | 1659.2 | 120.6619 | 1659.2 | 73.1 | 12.05 | 1659.2 | 120.6619 | 1659.2
6530 |  | 1586.7 | 123.1632 | 1586.7 | 1586.7 | 123.1632 | 1586.7 | 1586.7 | 123.1632 | 1586.7 | 72.8 | 10.2 | 1586.7 | 123.1632 | 1586.7
6531 |  | 1578.7 | 123.0938 | 1578.7 | 1578.7 | 123.0938 | 1578.7 | 1578.7 | 123.0938 | 1578.7 | 71.7 | 15.2175 | 1578.7 | 123.0938 | 1578.7
6532 |  | 1560.4 | 121.8808 | 1560.4 | 1560.4 | 121.8808 | 1560.4 | 1560.4 | 121.8808 | 1560.4 | 72 | 11.54 | 1560.4 | 121.8808 | 1560.4
6533 |  | 1576.2 | 122.6101 | 1576.2 | 1576.2 | 122.6101 | 1576.2 | 1576.2 | 122.6101 | 1576.2 | 72.4 | 19.955 | 1576.2 | 122.6101 | 1576.2
6534 |  | 1543.6 | 123.3021 | 1543.6 | 1543.6 | 123.3021 | 1543.6 | 1543.6 | 123.3021 | 1543.6 | 71 | 10.49 | 1543.6 | 123.3021 | 1543.6
6535 |  | 1414.2 | 123.4501 | 1414.2 | 1414.2 | 123.4501 | 1414.2 | 1414.2 | 123.4501 | 1414.2 | 71.9 | 11.22 | 1414.2 | 123.4501 | 1414.2
6536 |  | 1500.5 | 122.6112 | 1500.5 | 1500.5 | 122.6112 | 1500.5 | 1500.5 | 122.6112 | 1500.5 | 72.1 | 10.19 | 1500.5 | 122.6112 | 1500.5
6537 |  | 1554.4 | 122.9502 | 1554.4 | 1554.4 | 122.9502 | 1554.4 | 1554.4 | 122.9502 | 1554.4 | 72.2 | 19.18 | 1554.4 | 122.9502 | 1554.4
6538 |  | 1536.8 | 125.4337 | 1536.8 | 1536.8 | 125.4337 | 1536.8 | 1536.8 | 125.4337 | 1536.8 | 71.9 | 15.17 | 1536.8 | 125.4337 | 1536.8
6539 |  | 1583.9 | 123.6674 | 1583.9 | 1583.9 | 123.6674 | 1583.9 | 1583.9 | 123.6674 | 1583.9 | 71.6 | 17.44 | 1583.9 | 123.6674 | 1583.9
6540 |  | 1579.2 | 125.3858 | 1579.2 | 1579.2 | 125.3858 | 1579.2 | 1579.2 | 125.3858 | 1579.2 | 72.3 | 17.19 | 1579.2 | 125.3858 | 1579.2
6541 |  | 1555.9 | 125.3721 | 1555.9 | 1555.9 | 125.3721 | 1555.9 | 1555.9 | 125.3721 | 1555.9 | 71 | 16 | 1555.9 | 125.3721 | 1555.9
6542 |  | 1582.8 | 126.8682 | 1582.8 | 1582.8 | 126.8682 | 1582.8 | 1582.8 | 126.8682 | 1582.8 | 72.9 | 11.89 | 1582.8 | 126.8682 | 1582.8
6543 |  | 1572.1 | 125.8307 | 1572.1 | 1572.1 | 125.8307 | 1572.1 | 1572.1 | 125.8307 | 1572.1 | 71.3 | 18.07 | 1572.1 | 125.8307 | 1572.1
6544 |  | 1465.4 | 123.6659 | 1465.4 | 1465.4 | 123.6659 | 1465.4 | 1465.4 | 123.6659 | 1465.4 | 72.3 | 19.81 | 1465.4 | 123.6659 | 1465.4
6545 |  | 1593.9 | 124.2836 | 1593.9 | 1593.9 | 124.2836 | 1593.9 | 1593.9 | 124.2836 | 1593.9 | 72.7 | 17.02 | 1593.9 | 124.2836 | 1593.9
6546 |  | 1684.1 | 122.2047 | 1684.1 | 1684.1 | 122.2047 | 1684.1 | 1684.1 | 122.2047 | 1684.1 | 72.2 | 17.89 | 1684.1 | 122.2047 | 1684.1
6547 |  | 1872.4 | 122.2074 | 1872.4 | 1872.4 | 122.2074 | 1872.4 | 1872.4 | 122.2074 | 1872.4 | 72.2 | 17.27 | 1872.4 | 122.2074 | 1872.4
6548 |  | 1874.6 | 125.4171 | 1874.6 | 1874.6 | 125.4171 | 1874.6 | 1874.6 | 125.4171 | 1874.6 | 72.9 | 9.41 | 1874.6 | 125.4171 | 1874.6
6549 |  | 1876.1 | 123.3939 | 1876.1 | 1876.1 | 123.3939 | 1876.1 | 1876.1 | 123.3939 | 1876.1 | 71.6 | 11.13 | 1876.1 | 123.3939 | 1876.1
6550 |  | 1608.7 | 123.8125 | 1608.7 | 1608.7 | 123.8125 | 1608.7 | 1608.7 | 123.8125 | 1608.7 | 71.4 | 16.63 | 1608.7 | 123.8125 | 1608.7
6551 |  | 1504.6 | 122.0158 | 1504.6 | 1504.6 | 122.0158 | 1504.6 | 1504.6 | 122.0158 | 1504.6 | 72.6 | 15.03 | 1504.6 | 122.0158 | 1504.6
6552 |  | 1552.4 | 121.0576 | 1552.4 | 1552.4 | 121.0576 | 1552.4 | 1552.4 | 121.0576 | 1552.4 | 71.9 | 12.62 | 1552.4 | 121.0576 | 1552.4
6553 |  | 1495.9 | 122.1377 | 1495.9 | 1495.9 | 122.1377 | 1495.9 | 1495.9 | 122.1377 | 1495.9 | 72.7 | 19.09 | 1495.9 | 122.1377 | 1495.9
6554 |  | 1481 | 122.0213 | 1481 | 1481 | 122.0213 | 1481 | 1481 | 122.0213 | 1481 | 71.5 | 12.96 | 1481 | 122.0213 | 1481
6555 |  | 1477.7 | 122.4514 | 1477.7 | 1477.7 | 122.4514 | 1477.7 | 1477.7 | 122.4514 | 1477.7 | 72.6 | 16.52 | 1477.7 | 122.4514 | 1477.7
6556 |  | 1494.5 | 121.1813 | 1494.5 | 1494.5 | 121.1813 | 1494.5 | 1494.5 | 121.1813 | 1494.5 | 72.9 | 16.24 | 1494.5 | 121.1813 | 1494.5
6557 |  | 1466.1 | 122.1298 | 1466.1 | 1466.1 | 122.1298 | 1466.1 | 1466.1 | 122.1298 | 1466.1 | 71.5 | 12.22 | 1466.1 | 122.1298 | 1466.1
6558 |  | 1354.4 | 122.9817 | 1354.4 | 1354.4 | 122.9817 | 1354.4 | 1354.4 | 122.9817 | 1354.4 | 72.4 | 8.64 | 1354.4 | 122.9817 | 1354.4
6559 |  | 1282.6 | 123.0379 | 1282.6 | 1282.6 | 123.0379 | 1282.6 | 1282.6 | 123.0379 | 1282.6 | 71.7 | 17.15 | 1282.6 | 123.0379 | 1282.6
6560 |  | 1335.7 | 122.2818 | 1335.7 | 1335.7 | 122.2818 | 1335.7 | 1335.7 | 122.2818 | 1335.7 | 72.3 | 15.94 | 1335.7 | 122.2818 | 1335.7
6561 |  | 1335.6 | 121.2086 | 1335.6 | 1335.6 | 121.2086 | 1335.6 | 1335.6 | 121.2086 | 1335.6 | 71.9 | 14 | 1335.6 | 121.2086 | 1335.6
6562 |  | 1342.3 | 122.2749 | 1342.3 | 1342.3 | 122.2749 | 1342.3 | 1342.3 | 122.2749 | 1342.3 | 71.9 | 22.25 | 1342.3 | 122.2749 | 1342.3
6563 |  | 1360.6 | 122.1266 | 1360.6 | 1360.6 | 122.1266 | 1360.6 | 1360.6 | 122.1266 | 1360.6 | 71.6 | 20.49 | 1360.6 | 122.1266 | 1360.6
6564 |  | 1319.6 | 122.4659 | 1319.6 | 1319.6 | 122.4659 | 1319.6 | 1319.6 | 122.4659 | 1319.6 | 71.8 | 16.55 | 1319.6 | 122.4659 | 1319.6
6565 |  | 1350.4 | 121.2355 | 1350.4 | 1350.4 | 121.2355 | 1350.4 | 1350.4 | 121.2355 | 1350.4 | 72.3 | 22.03 | 1350.4 | 121.2355 | 1350.4
6566 |  | 1379.4 | 122.0576 | 1379.4 | 1379.4 | 122.0576 | 1379.4 | 1379.4 | 122.0576 | 1379.4 | 72.3 | 10.35 | 1379.4 | 122.0576 | 1379.4
6567 |  | 1445.7 | 122.6321 | 1445.7 | 1445.7 | 122.6321 | 1445.7 | 1445.7 | 122.6321 | 1445.7 | 71.3 | 17.13 | 1445.7 | 122.6321 | 1445.7
6568 |  | 1428.5 | 124.5265 | 1428.5 | 1428.5 | 124.5265 | 1428.5 | 1428.5 | 124.5265 | 1428.5 | 71.8 | 14.61 | 1428.5 | 124.5265 | 1428.5
6569 |  | 1402.9 | 124.0203 | 1402.9 | 1402.9 | 124.0203 | 1402.9 | 1402.9 | 124.0203 | 1402.9 | 71.9 | 17.89 | 1402.9 | 124.0203 | 1402.9
6570 |  | 1522 | 122.9168 | 1522 | 1522 | 122.9168 | 1522 | 1522 | 122.9168 | 1522 | 72.3 | 15.2 | 1522 | 122.9168 | 1522
6571 |  | 1694.4 | 126.387 | 1694.4 | 1694.4 | 126.387 | 1694.4 | 1694.4 | 126.387 | 1694.4 | 68.2 | 18.64 | 1694.4 | 126.387 | 1694.4
6572 |  | 1770.4 | 125.7528 | 1770.4 | 1770.4 | 125.7528 | 1770.4 | 1770.4 | 125.7528 | 1770.4 | 71.2 | 8.66 | 1770.4 | 125.7528 | 1770.4
6573 |  | 1715.2 | 127.2921 | 1715.2 | 1715.2 | 127.2921 | 1715.2 | 1715.2 | 127.2921 | 1715.2 | 70.6 | 8.2 | 1715.2 | 127.2921 | 1715.2
6574 |  | 1640 | 125.6107 | 1640 | 1640 | 125.6107 | 1640 | 1640 | 125.6107 | 1640 | 71.6 | 8.2 | 1640 | 125.6107 | 1640
6575 |  | 1529.7 | 124.7848 | 1529.7 | 1529.7 | 124.7848 | 1529.7 | 1529.7 | 124.7848 | 1529.7 | 72.1 | 11.36 | 1529.7 | 124.7848 | 1529.7
6576 |  | 1479.3 | 123.8354 | 1479.3 | 1479.3 | 123.8354 | 1479.3 | 1479.3 | 123.8354 | 1479.3 | 71.4 | 11.65 | 1479.3 | 123.8354 | 1479.3
6577 |  | 1431.7 | 124.1009 | 1431.7 | 1431.7 | 124.1009 | 1431.7 | 1431.7 | 124.1009 | 1431.7 | 71.2 | 11.74 | 1431.7 | 124.1009 | 1431.7
6578 |  | 1431.4 | 121.8243 | 1431.4 | 1431.4 | 121.8243 | 1431.4 | 1431.4 | 121.8243 | 1431.4 | 71.1 | 10.25 | 1431.4 | 121.8243 | 1431.4
6579 |  | 1368.3 | 120.8314 | 1368.3 | 1368.3 | 120.8314 | 1368.3 | 1368.3 | 120.8314 | 1368.3 | 71 | 11.53 | 1368.3 | 120.8314 | 1368.3
6580 |  | 1367 | 119.9665 | 1367 | 1367 | 119.9665 | 1367 | 1367 | 119.9665 | 1367 | 70.8 | 13.81 | 1367 | 119.9665 | 1367
6581 |  | 1353.7 | 118.1864 | 1353.7 | 1353.7 | 118.1864 | 1353.7 | 1353.7 | 118.1864 | 1353.7 | 70.8 | 11.38 | 1353.7 | 118.1864 | 1353.7
6582 |  | 1310.4 | 120.8144 | 1310.4 | 1310.4 | 120.8144 | 1310.4 | 1310.4 | 120.8144 | 1310.4 | 71 | 15.05 | 1310.4 | 120.8144 | 1310.4
6583 |  | 1326.7 | 120.5483 | 1326.7 | 1326.7 | 120.5483 | 1326.7 | 1326.7 | 120.5483 | 1326.7 | 70.4 | 8.32 | 1326.7 | 120.5483 | 1326.7
6584 |  | 1341.3 | 119.6196 | 1341.3 | 1341.3 | 119.6196 | 1341.3 | 1341.3 | 119.6196 | 1341.3 | 69.5 | 7.31 | 1341.3 | 119.6196 | 1341.3
6585 |  | 1332.1 | 124.7427 | 1332.1 | 1332.1 | 124.7427 | 1332.1 | 1332.1 | 124.7427 | 1332.1 | 71.1 | 7.13 | 1332.1 | 124.7427 | 1332.1
6586 |  | 1316.9 | 121.3606 | 1316.9 | 1316.9 | 121.3606 | 1316.9 | 1316.9 | 121.3606 | 1316.9 | 70.9 | 7.34 | 1316.9 | 121.3606 | 1316.9
6587 |  | 1309.1 | 123.9663 | 1309.1 | 1309.1 | 123.9663 | 1309.1 | 1309.1 | 123.9663 | 1309.1 | 71.1 | 8.08 | 1309.1 | 123.9663 | 1309.1
6588 |  | 1273.5 | 112.1155 | 1273.5 | 1273.5 | 112.1155 | 1273.5 | 1273.5 | 112.1155 | 1273.5 | 71.9 | 8.11 | 1273.5 | 112.1155 | 1273.5
6589 |  | 1291.6 | 125.7439 | 1291.6 | 1291.6 | 125.7439 | 1291.6 | 1291.6 | 125.7439 | 1291.6 | 71.3 | 7.99 | 1291.6 | 125.7439 | 1291.6
6590 |  | 1325.3 | 122.7555 | 1325.3 | 1325.3 | 122.7555 | 1325.3 | 1325.3 | 122.7555 | 1325.3 | 71.6 | 7.64 | 1325.3 | 122.7555 | 1325.3
6591 |  | 1311.9 | 121.8292 | 1311.9 | 1311.9 | 121.8292 | 1311.9 | 1311.9 | 121.8292 | 1311.9 | 71.5 | 8.03 | 1311.9 | 121.8292 | 1311.9
6592 |  | 1357.9 | 123.9729 | 1357.9 | 1357.9 | 123.9729 | 1357.9 | 1357.9 | 123.9729 | 1357.9 | 71.3 | 7.62 | 1357.9 | 123.9729 | 1357.9
6593 |  | 1412.9 | 124.2278 | 1412.9 | 1412.9 | 124.2278 | 1412.9 | 1412.9 | 124.2278 | 1412.9 | 71.8 | 7.63 | 1412.9 | 124.2278 | 1412.9
6594 |  | 1549.4 | 121.3613 | 1549.4 | 1549.4 | 121.3613 | 1549.4 | 1549.4 | 121.3613 | 1549.4 | 71.8 | 7.54 | 1549.4 | 121.3613 | 1549.4
6595 |  | 1635.8 | 123.3633 | 1635.8 | 1635.8 | 123.3633 | 1635.8 | 1635.8 | 123.3633 | 1635.8 | 70.3 | 7.41 | 1635.8 | 123.3633 | 1635.8
6596 |  | 1708.5 | 120.4855 | 1708.5 | 1708.5 | 120.4855 | 1708.5 | 1708.5 | 120.4855 | 1708.5 | 71.4 | 8.08 | 1708.5 | 120.4855 | 1708.5
6597 |  | 1692.2 | 122.0644 | 1692.2 | 1692.2 | 122.0644 | 1692.2 | 1692.2 | 122.0644 | 1692.2 | 71.7 | 13.84 | 1692.2 | 122.0644 | 1692.2
6598 |  | 1545.8 | 122.8962 | 1545.8 | 1545.8 | 122.8962 | 1545.8 | 1545.8 | 122.8962 | 1545.8 | 72.3 | 8.12 | 1545.8 | 122.8962 | 1545.8
6599 |  | 1487.4 | 121.8219 | 1487.4 | 1487.4 | 121.8219 | 1487.4 | 1487.4 | 121.8219 | 1487.4 | 72.3 | 13.61 | 1487.4 | 121.8219 | 1487.4
6600 |  | 1421.7 | 120.715 | 1421.7 | 1421.7 | 120.715 | 1421.7 | 1421.7 | 120.715 | 1421.7 | 71.7 | 12.2689 | 1421.7 | 120.715 | 1421.7
6601 |  | 1397.4 | 122.2193 | 1397.4 | 1397.4 | 122.2193 | 1397.4 | 1397.4 | 122.2193 | 1397.4 | 71.3 | 15.455 | 1397.4 | 122.2193 | 1397.4
6602 |  | 1376.9 | 122.8876 | 1376.9 | 1376.9 | 122.8876 | 1376.9 | 1376.9 | 122.8876 | 1376.9 | 71.4 | 12.46 | 1376.9 | 122.8876 | 1376.9
6603 |  | 1346.8 | 121.9556 | 1346.8 | 1346.8 | 121.9556 | 1346.8 | 1346.8 | 121.9556 | 1346.8 | 71.1 | 14.66 | 1346.8 | 121.9556 | 1346.8
6604 |  | 1348.9 | 122.6763 | 1348.9 | 1348.9 | 122.6763 | 1348.9 | 1348.9 | 122.6763 | 1348.9 | 71.6 | 16.54 | 1348.9 | 122.6763 | 1348.9
6605 |  | 1415.2 | 123.8846 | 1415.2 | 1415.2 | 123.8846 | 1415.2 | 1415.2 | 123.8846 | 1415.2 | 71.7 | 7.57 | 1415.2 | 123.8846 | 1415.2
6606 |  | 1392.7 | 119.6795 | 1392.7 | 1392.7 | 119.6795 | 1392.7 | 1392.7 | 119.6795 | 1392.7 | 72.3 | 8.1 | 1392.7 | 119.6795 | 1392.7
6607 |  | 1408.7 | 121.4199 | 1408.7 | 1408.7 | 121.4199 | 1408.7 | 1408.7 | 121.4199 | 1408.7 | 72.2 | 8.79 | 1408.7 | 121.4199 | 1408.7
6608 |  | 1421.1 | 122.3338 | 1421.1 | 1421.1 | 122.3338 | 1421.1 | 1421.1 | 122.3338 | 1421.1 | 71.9 | 8.03 | 1421.1 | 122.3338 | 1421.1
6609 |  | 1461.7 | 125.435 | 1461.7 | 1461.7 | 125.435 | 1461.7 | 1461.7 | 125.435 | 1461.7 | 72.2 | 13.31 | 1461.7 | 125.435 | 1461.7
6610 |  | 1505.5 | 122.0599 | 1505.5 | 1505.5 | 122.0599 | 1505.5 | 1505.5 | 122.0599 | 1505.5 | 72.5 | 14.33 | 1505.5 | 122.0599 | 1505.5
6611 |  | 1510 | 121.9365 | 1510 | 1510 | 121.9365 | 1510 | 1510 | 121.9365 | 1510 | 72.2 | 21.19 | 1510 | 121.9365 | 1510
6612 |  | 1485 | 121.8642 | 1485 | 1485 | 121.8642 | 1485 | 1485 | 121.8642 | 1485 | 71.9 | 12.59 | 1485 | 121.8642 | 1485
6613 |  | 1512.9 | 123.225 | 1512.9 | 1512.9 | 123.225 | 1512.9 | 1512.9 | 123.225 | 1512.9 | 72.1 | 14.34 | 1512.9 | 123.225 | 1512.9
6614 |  | 1461.5 | 127.3097 | 1461.5 | 1461.5 | 127.3097 | 1461.5 | 1461.5 | 127.3097 | 1461.5 | 72.1 | 9.07 | 1461.5 | 127.3097 | 1461.5
6615 |  | 1539.1 | 123.0262 | 1539.1 | 1539.1 | 123.0262 | 1539.1 | 1539.1 | 123.0262 | 1539.1 | 71.5 | 15.33 | 1539.1 | 123.0262 | 1539.1
6616 |  | 1563.2 | 123.0746 | 1563.2 | 1563.2 | 123.0746 | 1563.2 | 1563.2 | 123.0746 | 1563.2 | 71.7 | 12.5 | 1563.2 | 123.0746 | 1563.2
6617 |  | 1558.3 | 124.7208 | 1558.3 | 1558.3 | 124.7208 | 1558.3 | 1558.3 | 124.7208 | 1558.3 | 72.3 | 28.32 | 1558.3 | 124.7208 | 1558.3
6618 |  | 1645.9 | 123.0035 | 1645.9 | 1645.9 | 123.0035 | 1645.9 | 1645.9 | 123.0035 | 1645.9 | 71.1 | 12.55 | 1645.9 | 123.0035 | 1645.9
6619 |  | 1848.2 | 123.9132 | 1848.2 | 1848.2 | 123.9132 | 1848.2 | 1848.2 | 123.9132 | 1848.2 | 72.1 | 10.5 | 1848.2 | 123.9132 | 1848.2
6620 |  | 1869.8 | 123.3483 | 1869.8 | 1869.8 | 123.3483 | 1869.8 | 1869.8 | 123.3483 | 1869.8 | 72.5 | 10.96 | 1869.8 | 123.3483 | 1869.8
6621 |  | 1867.8 | 120.3807 | 1867.8 | 1867.8 | 120.3807 | 1867.8 | 1867.8 | 120.3807 | 1867.8 | 72.2 | 20.07 | 1867.8 | 120.3807 | 1867.8
6622 |  | 1771.3 | 123.0373 | 1771.3 | 1771.3 | 123.0373 | 1771.3 | 1771.3 | 123.0373 | 1771.3 | 71.4 | 10.62 | 1771.3 | 123.0373 | 1771.3
6623 |  | 1651.6 | 121.2551 | 1651.6 | 1651.6 | 121.2551 | 1651.6 | 1651.6 | 121.2551 | 1651.6 | 72.4 | 15.86 | 1651.6 | 121.2551 | 1651.6
6624 |  | 1592 | 122.0008 | 1592 | 1592 | 122.0008 | 1592 | 1592 | 122.0008 | 1592 | 72.6 | 12.4045 | 1592 | 122.0008 | 1592
6625 |  | 1551 | 120.9265 | 1551 | 1551 | 120.9265 | 1551 | 1551 | 120.9265 | 1551 | 72.6 | 19.17 | 1551 | 120.9265 | 1551
6626 |  | 1509.5 | 120.4905 | 1509.5 | 1509.5 | 120.4905 | 1509.5 | 1509.5 | 120.4905 | 1509.5 | 73.2 | 14.67 | 1509.5 | 120.4905 | 1509.5
6627 |  | 1470.3 | 120.3775 | 1470.3 | 1470.3 | 120.3775 | 1470.3 | 1470.3 | 120.3775 | 1470.3 | 73.1 | 17.79 | 1470.3 | 120.3775 | 1470.3
6628 |  | 1443.6 | 121.3273 | 1443.6 | 1443.6 | 121.3273 | 1443.6 | 1443.6 | 121.3273 | 1443.6 | 72.9 | 14.74 | 1443.6 | 121.3273 | 1443.6
6629 |  | 1512.3 | 122.1854 | 1512.3 | 1512.3 | 122.1854 | 1512.3 | 1512.3 | 122.1854 | 1512.3 | 72.9 | 22.48 | 1512.3 | 122.1854 | 1512.3
6630 |  | 1516.4 | 121.0262 | 1516.4 | 1516.4 | 121.0262 | 1516.4 | 1516.4 | 121.0262 | 1516.4 | 72.2 | 10.03 | 1516.4 | 121.0262 | 1516.4
6631 |  | 1421.6 | 122.0208 | 1421.6 | 1421.6 | 122.0208 | 1421.6 | 1421.6 | 122.0208 | 1421.6 | 71.5 | 17.13 | 1421.6 | 122.0208 | 1421.6
6632 |  | 1442.7 | 122.4698 | 1442.7 | 1442.7 | 122.4698 | 1442.7 | 1442.7 | 122.4698 | 1442.7 | 72.5 | 24.07 | 1442.7 | 122.4698 | 1442.7
6633 |  | 1459.3 | 122.9112 | 1459.3 | 1459.3 | 122.9112 | 1459.3 | 1459.3 | 122.9112 | 1459.3 | 70.5 | 20.24 | 1459.3 | 122.9112 | 1459.3
6634 |  | 1477.2 | 118.9675 | 1477.2 | 1477.2 | 118.9675 | 1477.2 | 1477.2 | 118.9675 | 1477.2 | 71.8 | 25.51 | 1477.2 | 118.9675 | 1477.2
6635 |  | 1494.3 | 114.3575 | 1494.3 | 1494.3 | 114.3575 | 1494.3 | 1494.3 | 114.3575 | 1494.3 | 72.4 | 22.04 | 1494.3 | 114.3575 | 1494.3
6636 |  | 1468.8 | 116.7484 | 1468.8 | 1468.8 | 116.7484 | 1468.8 | 1468.8 | 116.7484 | 1468.8 | 72.7 | 24.45 | 1468.8 | 116.7484 | 1468.8
6637 |  | 1484.1 | 116.7995 | 1484.1 | 1484.1 | 116.7995 | 1484.1 | 1484.1 | 116.7995 | 1484.1 | 72.5 | 23.06 | 1484.1 | 116.7995 | 1484.1
6638 |  | 1511.3 | 117.5679 | 1511.3 | 1511.3 | 117.5679 | 1511.3 | 1511.3 | 117.5679 | 1511.3 | 72.3 | 23.79 | 1511.3 | 117.5679 | 1511.3
6639 |  | 1537 | 117.1748 | 1537 | 1537 | 117.1748 | 1537 | 1537 | 117.1748 | 1537 | 72.6 | 20.39 | 1537 | 117.1748 | 1537
6640 |  | 1548.4 | 122.9146 | 1548.4 | 1548.4 | 122.9146 | 1548.4 | 1548.4 | 122.9146 | 1548.4 | 72.6 | 15.21 | 1548.4 | 122.9146 | 1548.4
6641 |  | 1566.7 | 121.3672 | 1566.7 | 1566.7 | 121.3672 | 1566.7 | 1566.7 | 121.3672 | 1566.7 | 73.5 | 15.08 | 1566.7 | 121.3672 | 1566.7
6642 |  | 1680.6 | 121.8222 | 1680.6 | 1680.6 | 121.8222 | 1680.6 | 1680.6 | 121.8222 | 1680.6 | 72.1 | 13.44 | 1680.6 | 121.8222 | 1680.6
6643 |  | 1872.7 | 123.9119 | 1872.7 | 1872.7 | 123.9119 | 1872.7 | 1872.7 | 123.9119 | 1872.7 | 73.2 | 17.36 | 1872.7 | 123.9119 | 1872.7
6644 |  | 1928.3 | 125.9056 | 1928.3 | 1928.3 | 125.9056 | 1928.3 | 1928.3 | 125.9056 | 1928.3 | 71.9 | 20.9 | 1928.3 | 125.9056 | 1928.3
6645 |  | 1771.7 | 125.4364 | 1771.7 | 1771.7 | 125.4364 | 1771.7 | 1771.7 | 125.4364 | 1771.7 | 73 | 10.5 | 1771.7 | 125.4364 | 1771.7
6646 |  | 1895.7 | 125.4211 | 1895.7 | 1895.7 | 125.4211 | 1895.7 | 1895.7 | 125.4211 | 1895.7 | 73.1 | 17.16 | 1895.7 | 125.4211 | 1895.7
6647 |  | 1703.3 | 124.9633 | 1703.3 | 1703.3 | 124.9633 | 1703.3 | 1703.3 | 124.9633 | 1703.3 | 71.5 | 15.25 | 1703.3 | 124.9633 | 1703.3
6648 |  | 1649.7 | 122.894 | 1649.7 | 1649.7 | 122.894 | 1649.7 | 1649.7 | 122.894 | 1649.7 | 73 | 12.54 | 1649.7 | 122.894 | 1649.7
6649 |  | 1588.6 | 122.9641 | 1588.6 | 1588.6 | 122.9641 | 1588.6 | 1588.6 | 122.9641 | 1588.6 | 72.8 | 11.93 | 1588.6 | 122.9641 | 1588.6
6650 |  | 1560.3 | 123.6152 | 1560.3 | 1560.3 | 123.6152 | 1560.3 | 1560.3 | 123.6152 | 1560.3 | 73.4 | 18.955 | 1560.3 | 123.6152 | 1560.3
6651 |  | 1547.3 | 122.7262 | 1547.3 | 1547.3 | 122.7262 | 1547.3 | 1547.3 | 122.7262 | 1547.3 | 73.2 | 16.05 | 1547.3 | 122.7262 | 1547.3
6652 |  | 1526.8 | 123.4618 | 1526.8 | 1526.8 | 123.4618 | 1526.8 | 1526.8 | 123.4618 | 1526.8 | 72.5 | 19.11 | 1526.8 | 123.4618 | 1526.8
6653 |  | 1539.8 | 123.109 | 1539.8 | 1539.8 | 123.109 | 1539.8 | 1539.8 | 123.109 | 1539.8 | 72.7 | 22.62 | 1539.8 | 123.109 | 1539.8
6654 |  | 1548.2 | 121.96 | 1548.2 | 1548.2 | 121.96 | 1548.2 | 1548.2 | 121.96 | 1548.2 | 73.2 | 20.09 | 1548.2 | 121.96 | 1548.2
6655 |  | 1502.1 | 123.0318 | 1502.1 | 1502.1 | 123.0318 | 1502.1 | 1502.1 | 123.0318 | 1502.1 | 71.6 | 9.82 | 1502.1 | 123.0318 | 1502.1
6656 |  | 1526.6 | 119.1205 | 1526.6 | 1526.6 | 119.1205 | 1526.6 | 1526.6 | 119.1205 | 1526.6 | 72.5 | 9.23 | 1526.6 | 119.1205 | 1526.6
6657 |  | 1528.4 | 118.1513 | 1528.4 | 1528.4 | 118.1513 | 1528.4 | 1528.4 | 118.1513 | 1528.4 | 72.2 | 16.25 | 1528.4 | 118.1513 | 1528.4
6658 |  | 1603.7 | 107.6051 | 1603.7 | 1603.7 | 107.6051 | 1603.7 | 1603.7 | 107.6051 | 1603.7 | 72.4 | 18.94 | 1603.7 | 107.6051 | 1603.7
6659 |  | 1576.8 | 111.4782 | 1576.8 | 1576.8 | 111.4782 | 1576.8 | 1576.8 | 111.4782 | 1576.8 | 71.4 | 22.89 | 1576.8 | 111.4782 | 1576.8
6660 |  | 1578.2 | 121.5992 | 1578.2 | 1578.2 | 121.5992 | 1578.2 | 1578.2 | 121.5992 | 1578.2 | 70.3 | 22.43 | 1578.2 | 121.5992 | 1578.2
6661 |  | 1598.6 | 121.0657 | 1598.6 | 1598.6 | 121.0657 | 1598.6 | 1598.6 | 121.0657 | 1598.6 | 70.8 | 10.37 | 1598.6 | 121.0657 | 1598.6
6662 |  | 1612.2 | 123.0052 | 1612.2 | 1612.2 | 123.0052 | 1612.2 | 1612.2 | 123.0052 | 1612.2 | 71.7 | 18.54 | 1612.2 | 123.0052 | 1612.2
6663 |  | 1650.8 | 125.2174 | 1650.8 | 1650.8 | 125.2174 | 1650.8 | 1650.8 | 125.2174 | 1650.8 | 73.3 | 25.4 | 1650.8 | 125.2174 | 1650.8
6664 |  | 1663.1 | 127.5134 | 1663.1 | 1663.1 | 127.5134 | 1663.1 | 1663.1 | 127.5134 | 1663.1 | 72.4 | 17.1 | 1663.1 | 127.5134 | 1663.1
6665 |  | 1598.7 | 122.845 | 1598.7 | 1598.7 | 122.845 | 1598.7 | 1598.7 | 122.845 | 1598.7 | 73.4 | 15.13 | 1598.7 | 122.845 | 1598.7
6666 |  | 1700.2 | 112 | 1700.2 | 1700.2 | 112 | 1700.2 | 1700.2 | 112 | 1700.2 | 70.1 | 14.33 | 1700.2 | 112 | 1700.2
6667 |  | 1833.1 | 114.702 | 1833.1 | 1833.1 | 114.702 | 1833.1 | 1833.1 | 114.702 | 1833.1 | 71.7 | 17.74 | 1833.1 | 114.702 | 1833.1
6668 |  | 1881.3 | 119.5647 | 1881.3 | 1881.3 | 119.5647 | 1881.3 | 1881.3 | 119.5647 | 1881.3 | 71.5 | 9.45 | 1881.3 | 119.5647 | 1881.3
6669 |  | 1909 | 120.3259 | 1909 | 1909 | 120.3259 | 1909 | 1909 | 120.3259 | 1909 | 71.8 | 10.31 | 1909 | 120.3259 | 1909
6670 |  | 1830.8 | 122.4604 | 1830.8 | 1830.8 | 122.4604 | 1830.8 | 1830.8 | 122.4604 | 1830.8 | 72.7 | 10.16 | 1830.8 | 122.4604 | 1830.8
6671 |  | 1691.3 | 123.9971 | 1691.3 | 1691.3 | 123.9971 | 1691.3 | 1691.3 | 123.9971 | 1691.3 | 71.9 | 10.16 | 1691.3 | 123.9971 | 1691.3
6672 |  | 1621.6 | 123.892 | 1621.6 | 1621.6 | 123.892 | 1621.6 | 1621.6 | 123.892 | 1621.6 | 71.3 | 10.9535 | 1621.6 | 123.892 | 1621.6
6673 |  | 1463.1 | 112.8339 | 1463.1 | 1463.1 | 112.8339 | 1463.1 | 1463.1 | 112.8339 | 1463.1 | 72 | 19.91 | 1463.1 | 112.8339 | 1463.1
6674 |  | 1537.3 | 125.9853 | 1537.3 | 1537.3 | 125.9853 | 1537.3 | 1537.3 | 125.9853 | 1537.3 | 71.2 | 23.24 | 1537.3 | 125.9853 | 1537.3
6675 |  | 1522.5 | 123.1286 | 1522.5 | 1522.5 | 123.1286 | 1522.5 | 1522.5 | 123.1286 | 1522.5 | 71.6 | 14.31 | 1522.5 | 123.1286 | 1522.5
6676 |  | 1533.2 | 122.9256 | 1533.2 | 1533.2 | 122.9256 | 1533.2 | 1533.2 | 122.9256 | 1533.2 | 72.1 | 20.74 | 1533.2 | 122.9256 | 1533.2
6677 |  | 1576.8 | 123.3203 | 1576.8 | 1576.8 | 123.3203 | 1576.8 | 1576.8 | 123.3203 | 1576.8 | 72.1 | 18.34 | 1576.8 | 123.3203 | 1576.8
6678 |  | 1575.8 | 124.1938 | 1575.8 | 1575.8 | 124.1938 | 1575.8 | 1575.8 | 124.1938 | 1575.8 | 72.6 | 19.92 | 1575.8 | 124.1938 | 1575.8
6679 |  | 1469.1 | 124.5619 | 1469.1 | 1469.1 | 124.5619 | 1469.1 | 1469.1 | 124.5619 | 1469.1 | 71.8 | 10.08 | 1469.1 | 124.5619 | 1469.1
6680 |  | 1503.7 | 124.0414 | 1503.7 | 1503.7 | 124.0414 | 1503.7 | 1503.7 | 124.0414 | 1503.7 | 71.9 | 9.36 | 1503.7 | 124.0414 | 1503.7
6681 |  | 1542.3 | 125.9587 | 1542.3 | 1542.3 | 125.9587 | 1542.3 | 1542.3 | 125.9587 | 1542.3 | 71.4 | 18.86 | 1542.3 | 125.9587 | 1542.3
6682 |  | 1562.4 | 124.7321 | 1562.4 | 1562.4 | 124.7321 | 1562.4 | 1562.4 | 124.7321 | 1562.4 | 70.6 | 21.78 | 1562.4 | 124.7321 | 1562.4
6683 |  | 1570.2 | 125.519 | 1570.2 | 1570.2 | 125.519 | 1570.2 | 1570.2 | 125.519 | 1570.2 | 71.8 | 17.89 | 1570.2 | 125.519 | 1570.2
6684 |  | 1588.1 | 124.9046 | 1588.1 | 1588.1 | 124.9046 | 1588.1 | 1588.1 | 124.9046 | 1588.1 | 71.1 | 20.69 | 1588.1 | 124.9046 | 1588.1
6685 |  | 1603.9 | 125.8639 | 1603.9 | 1603.9 | 125.8639 | 1603.9 | 1603.9 | 125.8639 | 1603.9 | 69.1 | 20.58 | 1603.9 | 125.8639 | 1603.9
6686 |  | 1572.6 | 118.1887 | 1572.6 | 1572.6 | 118.1887 | 1572.6 | 1572.6 | 118.1887 | 1572.6 | 69.6 | 18.36 | 1572.6 | 118.1887 | 1572.6
6687 |  | 1585.1 | 119.6979 | 1585.1 | 1585.1 | 119.6979 | 1585.1 | 1585.1 | 119.6979 | 1585.1 | 72 | 17.17 | 1585.1 | 119.6979 | 1585.1
6688 |  | 1665.5 | 127.262 | 1665.5 | 1665.5 | 127.262 | 1665.5 | 1665.5 | 127.262 | 1665.5 | 71.3 | 19.09 | 1665.5 | 127.262 | 1665.5
6689 |  | 1606 | 125.0366 | 1606 | 1606 | 125.0366 | 1606 | 1606 | 125.0366 | 1606 | 71.5 | 25.4 | 1606 | 125.0366 | 1606
6690 |  | 1729.5 | 123.6696 | 1729.5 | 1729.5 | 123.6696 | 1729.5 | 1729.5 | 123.6696 | 1729.5 | 72.5 | 14.25 | 1729.5 | 123.6696 | 1729.5
6691 |  | 1905.9 | 125.6829 | 1905.9 | 1905.9 | 125.6829 | 1905.9 | 1905.9 | 125.6829 | 1905.9 | 71.3 | 18.72 | 1905.9 | 125.6829 | 1905.9
6692 |  | 1979.5 | 124.4536 | 1979.5 | 1979.5 | 124.4536 | 1979.5 | 1979.5 | 124.4536 | 1979.5 | 72.3 | 11.37 | 1979.5 | 124.4536 | 1979.5
6693 |  | 1969.4 | 123.0342 | 1969.4 | 1969.4 | 123.0342 | 1969.4 | 1969.4 | 123.0342 | 1969.4 | 72.3 | 15.77 | 1969.4 | 123.0342 | 1969.4
6694 |  | 1899.6 | 123.5804 | 1899.6 | 1899.6 | 123.5804 | 1899.6 | 1899.6 | 123.5804 | 1899.6 | 72 | 10.77 | 1899.6 | 123.5804 | 1899.6
6695 |  | 1759.1 | 123.666 | 1759.1 | 1759.1 | 123.666 | 1759.1 | 1759.1 | 123.666 | 1759.1 | 73 | 14.69 | 1759.1 | 123.666 | 1759.1
6696 |  | 1704.7 | 124.8217 | 1704.7 | 1704.7 | 124.8217 | 1704.7 | 1704.7 | 124.8217 | 1704.7 | 72.2 | 9.367 | 1704.7 | 124.8217 | 1704.7
6697 |  | 1548.5 | 124.3819 | 1548.5 | 1548.5 | 124.3819 | 1548.5 | 1548.5 | 124.3819 | 1548.5 | 73.1 | 17.39 | 1548.5 | 124.3819 | 1548.5
6698 |  | 1603.3 | 124.6397 | 1603.3 | 1603.3 | 124.6397 | 1603.3 | 1603.3 | 124.6397 | 1603.3 | 72.8 | 16.325 | 1603.3 | 124.6397 | 1603.3
6699 |  | 1586.5 | 124.3819 | 1586.5 | 1586.5 | 124.3819 | 1586.5 | 1586.5 | 124.3819 | 1586.5 | 71.7 | 15.27 | 1586.5 | 124.3819 | 1586.5
6700 |  | 1536.4 | 124.0086 | 1536.4 | 1536.4 | 124.0086 | 1536.4 | 1536.4 | 124.0086 | 1536.4 | 72 | 17.71 | 1536.4 | 124.0086 | 1536.4
6701 |  | 1571.4 | 123.3342 | 1571.4 | 1571.4 | 123.3342 | 1571.4 | 1571.4 | 123.3342 | 1571.4 | 72.4 | 15.015 | 1571.4 | 123.3342 | 1571.4
6702 |  | 1492.9 | 124.9028 | 1492.9 | 1492.9 | 124.9028 | 1492.9 | 1492.9 | 124.9028 | 1492.9 | 71 | 14.285 | 1492.9 | 124.9028 | 1492.9
6703 |  | 1501.7 | 122.991 | 1501.7 | 1501.7 | 122.991 | 1501.7 | 1501.7 | 122.991 | 1501.7 | 71.9 | 12.02 | 1501.7 | 122.991 | 1501.7
6704 |  | 1531.5 | 123.9676 | 1531.5 | 1531.5 | 123.9676 | 1531.5 | 1531.5 | 123.9676 | 1531.5 | 72.1 | 8.85 | 1531.5 | 123.9676 | 1531.5
6705 |  | 1534.6 | 126.1382 | 1534.6 | 1534.6 | 126.1382 | 1534.6 | 1534.6 | 126.1382 | 1534.6 | 72.2 | 18.47 | 1534.6 | 126.1382 | 1534.6
6706 |  | 1574.3 | 101.8343 | 1574.3 | 1574.3 | 101.8343 | 1574.3 | 1574.3 | 101.8343 | 1574.3 | 71.9 | 12.88 | 1574.3 | 101.8343 | 1574.3
6707 |  | 1521.4 | 119.3686 | 1521.4 | 1521.4 | 119.3686 | 1521.4 | 1521.4 | 119.3686 | 1521.4 | 71.6 | 11.21 | 1521.4 | 119.3686 | 1521.4
6708 |  | 1565.6 | 121.8316 | 1565.6 | 1565.6 | 121.8316 | 1565.6 | 1565.6 | 121.8316 | 1565.6 | 72.3 | 20.74 | 1565.6 | 121.8316 | 1565.6
6709 |  | 1548.5 | 124.3036 | 1548.5 | 1548.5 | 124.3036 | 1548.5 | 1548.5 | 124.3036 | 1548.5 | 71 | 18.62 | 1548.5 | 124.3036 | 1548.5
6710 |  | 1605.6 | 127.2124 | 1605.6 | 1605.6 | 127.2124 | 1605.6 | 1605.6 | 127.2124 | 1605.6 | 72.9 | 10.82 | 1605.6 | 127.2124 | 1605.6
6711 |  | 1638.1 | 123.3426 | 1638.1 | 1638.1 | 123.3426 | 1638.1 | 1638.1 | 123.3426 | 1638.1 | 71.3 | 15.5 | 1638.1 | 123.3426 | 1638.1
6712 |  | 1651.5 | 124.6529 | 1651.5 | 1651.5 | 124.6529 | 1651.5 | 1651.5 | 124.6529 | 1651.5 | 72.3 | 12.6 | 1651.5 | 124.6529 | 1651.5
6713 |  | 1682.4 | 125.5334 | 1682.4 | 1682.4 | 125.5334 | 1682.4 | 1682.4 | 125.5334 | 1682.4 | 72.7 | 16.1 | 1682.4 | 125.5334 | 1682.4
6714 |  | 1709.9 | 122.9221 | 1709.9 | 1709.9 | 122.9221 | 1709.9 | 1709.9 | 122.9221 | 1709.9 | 72.2 | 13.185 | 1709.9 | 122.9221 | 1709.9
6715 |  | 1862.2 | 125.4218 | 1862.2 | 1862.2 | 125.4218 | 1862.2 | 1862.2 | 125.4218 | 1862.2 | 72.2 | 13.83 | 1862.2 | 125.4218 | 1862.2
6716 |  | 1871.9 | 126.2331 | 1871.9 | 1871.9 | 126.2331 | 1871.9 | 1871.9 | 126.2331 | 1871.9 | 72.9 | 8.17 | 1871.9 | 126.2331 | 1871.9
6717 |  | 1857.6 | 126.9698 | 1857.6 | 1857.6 | 126.9698 | 1857.6 | 1857.6 | 126.9698 | 1857.6 | 71.6 | 15.53 | 1857.6 | 126.9698 | 1857.6
6718 |  | 1508.4 | 125.8067 | 1508.4 | 1508.4 | 125.8067 | 1508.4 | 1508.4 | 125.8067 | 1508.4 | 71.4 | 16.58 | 1508.4 | 125.8067 | 1508.4
6719 |  | 1580.5 | 125.4256 | 1580.5 | 1580.5 | 125.4256 | 1580.5 | 1580.5 | 125.4256 | 1580.5 | 72.6 | 15.49 | 1580.5 | 125.4256 | 1580.5
6720 |  | 1621.7 | 125.4891 | 1621.7 | 1621.7 | 125.4891 | 1621.7 | 1621.7 | 125.4891 | 1621.7 | 71.9 | 9.06 | 1621.7 | 125.4891 | 1621.7
6721 |  | 1601.4 | 124.4328 | 1601.4 | 1601.4 | 124.4328 | 1601.4 | 1601.4 | 124.4328 | 1601.4 | 72.7 | 9.52 | 1601.4 | 124.4328 | 1601.4
6722 |  | 1461.6 | 123.6726 | 1461.6 | 1461.6 | 123.6726 | 1461.6 | 1461.6 | 123.6726 | 1461.6 | 71.5 | 9.41 | 1461.6 | 123.6726 | 1461.6
6723 |  | 1487.1 | 123.9409 | 1487.1 | 1487.1 | 123.9409 | 1487.1 | 1487.1 | 123.9409 | 1487.1 | 72.6 | 12.0969 | 1487.1 | 123.9409 | 1487.1
6724 |  | 1483.6 | 124.0395 | 1483.6 | 1483.6 | 124.0395 | 1483.6 | 1483.6 | 124.0395 | 1483.6 | 72.9 | 14.68 | 1483.6 | 124.0395 | 1483.6
6725 |  | 1455.9 | 123.3475 | 1455.9 | 1455.9 | 123.3475 | 1455.9 | 1455.9 | 123.3475 | 1455.9 | 71.5 | 11.69 | 1455.9 | 123.3475 | 1455.9
6726 |  | 1451.9 | 125.8979 | 1451.9 | 1451.9 | 125.8979 | 1451.9 | 1451.9 | 125.8979 | 1451.9 | 72.4 | 8.65 | 1451.9 | 125.8979 | 1451.9
6727 |  | 1409.4 | 126.1093 | 1409.4 | 1409.4 | 126.1093 | 1409.4 | 1409.4 | 126.1093 | 1409.4 | 71.7 | 13.96 | 1409.4 | 126.1093 | 1409.4
6728 |  | 1428.3 | 124.3787 | 1428.3 | 1428.3 | 124.3787 | 1428.3 | 1428.3 | 124.3787 | 1428.3 | 72.3 | 14.81 | 1428.3 | 124.3787 | 1428.3
6729 |  | 1400.3 | 125.4673 | 1400.3 | 1400.3 | 125.4673 | 1400.3 | 1400.3 | 125.4673 | 1400.3 | 71.9 | 10.3 | 1400.3 | 125.4673 | 1400.3
6730 |  | 1380.8 | 120.7603 | 1380.8 | 1380.8 | 120.7603 | 1380.8 | 1380.8 | 120.7603 | 1380.8 | 71.9 | 21.72 | 1380.8 | 120.7603 | 1380.8
6731 |  | 1366.1 | 112.189 | 1366.1 | 1366.1 | 112.189 | 1366.1 | 1366.1 | 112.189 | 1366.1 | 71.6 | 14.78 | 1366.1 | 112.189 | 1366.1
6732 |  | 1389.6 | 125.2807 | 1389.6 | 1389.6 | 125.2807 | 1389.6 | 1389.6 | 125.2807 | 1389.6 | 71.8 | 19.42 | 1389.6 | 125.2807 | 1389.6
6733 |  | 1415.8 | 122.9695 | 1415.8 | 1415.8 | 122.9695 | 1415.8 | 1415.8 | 122.9695 | 1415.8 | 72.3 | 17.31 | 1415.8 | 122.9695 | 1415.8
6734 |  | 1236.2 | 123.5453 | 1236.2 | 1236.2 | 123.5453 | 1236.2 | 1236.2 | 123.5453 | 1236.2 | 72.3 | 11.08 | 1236.2 | 123.5453 | 1236.2
6735 |  | 1445.6 | 124.7441 | 1445.6 | 1445.6 | 124.7441 | 1445.6 | 1445.6 | 124.7441 | 1445.6 | 71.3 | 12.19 | 1445.6 | 124.7441 | 1445.6
6736 |  | 1419.1 | 124.2189 | 1419.1 | 1419.1 | 124.2189 | 1419.1 | 1419.1 | 124.2189 | 1419.1 | 71.8 | 12.33 | 1419.1 | 124.2189 | 1419.1
6737 |  | 1408.2 | 124.4394 | 1408.2 | 1408.2 | 124.4394 | 1408.2 | 1408.2 | 124.4394 | 1408.2 | 71.9 | 14.93 | 1408.2 | 124.4394 | 1408.2
6738 |  | 1648.7 | 117.3635 | 1648.7 | 1648.7 | 117.3635 | 1648.7 | 1648.7 | 117.3635 | 1648.7 | 72.3 | 12.12 | 1648.7 | 117.3635 | 1648.7
6739 |  | 1564.8 | 99.8598 | 1564.8 | 1564.8 | 99.8598 | 1564.8 | 1564.8 | 99.8598 | 1564.8 | 68.2 | 14.72 | 1564.8 | 99.8598 | 1564.8
6740 |  | 1766.6 | 99.8975 | 1766.6 | 1766.6 | 99.8975 | 1766.6 | 1766.6 | 99.8975 | 1766.6 | 71.2 | 9.59 | 1766.6 | 99.8975 | 1766.6
6741 |  | 1740.8 | 98.442 | 1740.8 | 1740.8 | 98.442 | 1740.8 | 1740.8 | 98.442 | 1740.8 | 70.6 | 9.9 | 1740.8 | 98.442 | 1740.8
6742 |  | 1703.9 | 119.2044 | 1703.9 | 1703.9 | 119.2044 | 1703.9 | 1703.9 | 119.2044 | 1703.9 | 71.6 | 10.97 | 1703.9 | 119.2044 | 1703.9
6743 |  | 1561.1 | 120.6457 | 1561.1 | 1561.1 | 120.6457 | 1561.1 | 1561.1 | 120.6457 | 1561.1 | 72.1 | 11.25 | 1561.1 | 120.6457 | 1561.1
6744 |  | 1444 | 124.0448 | 1444 | 1444 | 124.0448 | 1444 | 1444 | 124.0448 | 1444 | 71.4 | 12.18 | 1444 | 124.0448 | 1444
6745 |  | 1526.3 | 123.1424 | 1526.3 | 1526.3 | 123.1424 | 1526.3 | 1526.3 | 123.1424 | 1526.3 | 71.2 | 8.98 | 1526.3 | 123.1424 | 1526.3
6746 |  | 1395.4 | 124.3782 | 1395.4 | 1395.4 | 124.3782 | 1395.4 | 1395.4 | 124.3782 | 1395.4 | 71.1 | 10.465 | 1395.4 | 124.3782 | 1395.4
6747 |  | 1508.8 | 123.7625 | 1508.8 | 1508.8 | 123.7625 | 1508.8 | 1508.8 | 123.7625 | 1508.8 | 71 | 8.9238 | 1508.8 | 123.7625 | 1508.8
6748 |  | 1359.7 | 124.3431 | 1359.7 | 1359.7 | 124.3431 | 1359.7 | 1359.7 | 124.3431 | 1359.7 | 70.8 | 10.69 | 1359.7 | 124.3431 | 1359.7
6749 |  | 1384.1 | 123.9472 | 1384.1 | 1384.1 | 123.9472 | 1384.1 | 1384.1 | 123.9472 | 1384.1 | 70.8 | 7.66 | 1384.1 | 123.9472 | 1384.1
6750 |  | 1340.9 | 123.9879 | 1340.9 | 1340.9 | 123.9879 | 1340.9 | 1340.9 | 123.9879 | 1340.9 | 71 | 8.59 | 1340.9 | 123.9879 | 1340.9
6751 |  | 1269.7 | 126.0321 | 1269.7 | 1269.7 | 126.0321 | 1269.7 | 1269.7 | 126.0321 | 1269.7 | 70.4 | 8.12 | 1269.7 | 126.0321 | 1269.7
6752 |  | 1313.5 | 122.4949 | 1313.5 | 1313.5 | 122.4949 | 1313.5 | 1313.5 | 122.4949 | 1313.5 | 69.5 | 7.39 | 1313.5 | 122.4949 | 1313.5
6753 |  | 1254.5 | 128.3528 | 1254.5 | 1254.5 | 128.3528 | 1254.5 | 1254.5 | 128.3528 | 1254.5 | 71.1 | 7.78 | 1254.5 | 128.3528 | 1254.5
6754 |  | 1211.4 | 124.1825 | 1211.4 | 1211.4 | 124.1825 | 1211.4 | 1211.4 | 124.1825 | 1211.4 | 70.9 | 7.9 | 1211.4 | 124.1825 | 1211.4
6755 |  | 1221.9 | 125.1463 | 1221.9 | 1221.9 | 125.1463 | 1221.9 | 1221.9 | 125.1463 | 1221.9 | 71.1 | 7.55 | 1221.9 | 125.1463 | 1221.9
6756 |  | 1303.6 | 127.0636 | 1303.6 | 1303.6 | 127.0636 | 1303.6 | 1303.6 | 127.0636 | 1303.6 | 71.9 | 7.64 | 1303.6 | 127.0636 | 1303.6
6757 |  | 1397.15 | 125.8532 | 1397.15 | 1397.15 | 124.2477 | 1397.15 | 1397.15 | 125.8532 | 1397.15 | 71.3 | 16.74 | 1397.15 | 125.8532 | 1397.15
6758 |  | 1227.3 | 128.6154 | 1227.3 | 1227.3 | 128.6154 | 1227.3 | 1227.3 | 128.6154 | 1227.3 | 71.6 | 7.5 | 1227.3 | 128.6154 | 1227.3
6759 |  | 1470.25 | 123.4826 | 1470.25 | 1470.25 | 125.5833 | 1470.25 | 1470.25 | 123.4826 | 1470.25 | 71.5 | 14.045 | 1470.25 | 123.4826 | 1470.25
6760 |  | 1271.6 | 114.4189 | 1271.6 | 1271.6 | 114.4189 | 1271.6 | 1271.6 | 114.4189 | 1271.6 | 71.3 | 7.11 | 1271.6 | 114.4189 | 1271.6
6761 |  | 1321.7 | 130.2874 | 1321.7 | 1321.7 | 130.2874 | 1321.7 | 1321.7 | 130.2874 | 1321.7 | 71.8 | 7.37 | 1321.7 | 130.2874 | 1321.7
6762 |  | 1445.6 | 124.5323 | 1445.6 | 1445.6 | 124.5323 | 1445.6 | 1445.6 | 124.5323 | 1445.6 | 71.8 | 7.26 | 1445.6 | 124.5323 | 1445.6
6763 |  | 1677.0789 | 125.794 | 1677.0789 | 1677.0789 | 125.794 | 1677.0789 | 1677.0789 | 125.794 | 1677.0789 | 70.3 | 7.54 | 1677.0789 | 125.794 | 1677.0789
6764 |  | 1672.694 | 123.9735 | 1672.694 | 1672.694 | 123.9735 | 1672.694 | 1672.694 | 123.9735 | 1672.694 | 71.4 | 7.14 | 1672.694 | 123.9735 | 1672.694
6765 |  | 1676.2 | 124.2632 | 1676.2 | 1676.2 | 124.2632 | 1676.2 | 1676.2 | 124.2632 | 1676.2 | 71.7 | 11.18 | 1676.2 | 124.2632 | 1676.2
6766 |  | 1562.9 | 123.3597 | 1562.9 | 1562.9 | 123.3597 | 1562.9 | 1562.9 | 123.3597 | 1562.9 | 72.3 | 15.48 | 1562.9 | 123.3597 | 1562.9
6767 |  | 1490.9 | 124.2227 | 1490.9 | 1490.9 | 124.2227 | 1490.9 | 1490.9 | 124.2227 | 1490.9 | 72.3 | 8.07 | 1490.9 | 124.2227 | 1490.9
6768 |  | 1320.6 | 123.3676 | 1320.6 | 1320.6 | 123.3676 | 1320.6 | 1320.6 | 123.3676 | 1320.6 | 71.7 | 14.51 | 1320.6 | 123.3676 | 1320.6
6769 |  | 1379.6 | 121.7005 | 1379.6 | 1379.6 | 121.7005 | 1379.6 | 1379.6 | 121.7005 | 1379.6 | 71.3 | 15.455 | 1379.6 | 121.7005 | 1379.6
6770 |  | 1336.4 | 121.8486 | 1336.4 | 1336.4 | 121.8486 | 1336.4 | 1336.4 | 121.8486 | 1336.4 | 71.4 | 17.5075 | 1336.4 | 121.8486 | 1336.4
6771 |  | 1287.6 | 124.1678 | 1287.6 | 1287.6 | 124.1678 | 1287.6 | 1287.6 | 124.1678 | 1287.6 | 71.1 | 13.3269 | 1287.6 | 124.1678 | 1287.6
6772 |  | 1323.7 | 123.6049 | 1323.7 | 1323.7 | 123.6049 | 1323.7 | 1323.7 | 123.6049 | 1323.7 | 71.6 | 13.875 | 1323.7 | 123.6049 | 1323.7
6773 |  | 1354.3 | 121.5277 | 1354.3 | 1354.3 | 121.5277 | 1354.3 | 1354.3 | 121.5277 | 1354.3 | 71.7 | 7.33 | 1354.3 | 121.5277 | 1354.3
6774 |  | 1390.4 | 122.449 | 1390.4 | 1390.4 | 122.449 | 1390.4 | 1390.4 | 122.449 | 1390.4 | 72.3 | 6.92 | 1390.4 | 122.449 | 1390.4
6775 |  | 1369.5 | 124.0116 | 1369.5 | 1369.5 | 124.0116 | 1369.5 | 1369.5 | 124.0116 | 1369.5 | 72.2 | 6.86 | 1369.5 | 124.0116 | 1369.5
6776 |  | 1356.5 | 123.6633 | 1356.5 | 1356.5 | 123.6633 | 1356.5 | 1356.5 | 123.6633 | 1356.5 | 71.9 | 8.4 | 1356.5 | 123.6633 | 1356.5
6777 |  | 1417.1 | 124.9682 | 1417.1 | 1417.1 | 124.9682 | 1417.1 | 1417.1 | 124.9682 | 1417.1 | 72.2 | 13.015 | 1417.1 | 124.9682 | 1417.1
6778 |  | 1302.5 | 127.3407 | 1302.5 | 1302.5 | 127.3407 | 1302.5 | 1302.5 | 127.3407 | 1302.5 | 72.5 | 12 | 1302.5 | 127.3407 | 1302.5
6779 |  | 1428.8 | 124.5862 | 1428.8 | 1428.8 | 124.5862 | 1428.8 | 1428.8 | 124.5862 | 1428.8 | 72.2 | 13.95 | 1428.8 | 124.5862 | 1428.8
6780 |  | 1404.7 | 125.509 | 1404.7 | 1404.7 | 125.509 | 1404.7 | 1404.7 | 125.509 | 1404.7 | 71.9 | 13.055 | 1404.7 | 125.509 | 1404.7
6781 |  | 1378.5 | 125.5258 | 1378.5 | 1378.5 | 125.5258 | 1378.5 | 1378.5 | 125.5258 | 1378.5 | 72.1 | 16.17 | 1378.5 | 125.5258 | 1378.5
6782 |  | 1458.7 | 126.0255 | 1458.7 | 1458.7 | 126.0255 | 1458.7 | 1458.7 | 126.0255 | 1458.7 | 72.1 | 16.69 | 1458.7 | 126.0255 | 1458.7
6783 |  | 1494.9 | 126.4224 | 1494.9 | 1494.9 | 126.4224 | 1494.9 | 1494.9 | 126.4224 | 1494.9 | 71.5 | 15.9 | 1494.9 | 126.4224 | 1494.9
6784 |  | 1510.4 | 129.1844 | 1510.4 | 1510.4 | 129.1844 | 1510.4 | 1510.4 | 129.1844 | 1510.4 | 71.7 | 15.6 | 1510.4 | 129.1844 | 1510.4
6785 |  | 1521.9 | 127.0718 | 1521.9 | 1521.9 | 127.0718 | 1521.9 | 1521.9 | 127.0718 | 1521.9 | 72.3 | 14.11 | 1521.9 | 127.0718 | 1521.9
6786 |  | 1574.2 | 123.9593 | 1574.2 | 1574.2 | 123.9593 | 1574.2 | 1574.2 | 123.9593 | 1574.2 | 71.1 | 15.4 | 1574.2 | 123.9593 | 1574.2
6787 |  | 1723.8 | 128.1179 | 1723.8 | 1723.8 | 128.1179 | 1723.8 | 1723.8 | 128.1179 | 1723.8 | 72.1 | 9.05 | 1723.8 | 128.1179 | 1723.8
6788 |  | 1796.8 | 126.7451 | 1796.8 | 1796.8 | 126.7451 | 1796.8 | 1796.8 | 126.7451 | 1796.8 | 72.5 | 10.49 | 1796.8 | 126.7451 | 1796.8
6789 |  | 1811.3 | 125.0962 | 1811.3 | 1811.3 | 125.0962 | 1811.3 | 1811.3 | 125.0962 | 1811.3 | 72.2 | 9.84 | 1811.3 | 125.0962 | 1811.3
6790 |  | 1753.1 | 125.2145 | 1753.1 | 1753.1 | 125.2145 | 1753.1 | 1753.1 | 125.2145 | 1753.1 | 71.4 | 15.01 | 1753.1 | 125.2145 | 1753.1
6791 |  | 1560.4 | 125.5749 | 1560.4 | 1560.4 | 125.5749 | 1560.4 | 1560.4 | 125.5749 | 1560.4 | 72.4 | 9.965 | 1560.4 | 125.5749 | 1560.4
6792 |  | 1504.5 | 129.1044 | 1504.5 | 1504.5 | 129.1044 | 1504.5 | 1504.5 | 129.1044 | 1504.5 | 72.6 | 16.84 | 1504.5 | 129.1044 | 1504.5
6793 |  | 1482.6 | 122.1266 | 1482.6 | 1482.6 | 122.1266 | 1482.6 | 1482.6 | 122.1266 | 1482.6 | 72.6 | 21.93 | 1482.6 | 122.1266 | 1482.6
6794 |  | 1472.4 | 122.4659 | 1472.4 | 1472.4 | 122.4659 | 1472.4 | 1472.4 | 122.4659 | 1472.4 | 73.2 | 24.55 | 1472.4 | 122.4659 | 1472.4
6795 |  | 1461.1 | 121.2355 | 1461.1 | 1461.1 | 121.2355 | 1461.1 | 1461.1 | 121.2355 | 1461.1 | 73.1 | 17.73 | 1461.1 | 121.2355 | 1461.1
6796 |  | 1410 | 122.0576 | 1410 | 1410 | 122.0576 | 1410 | 1410 | 122.0576 | 1410 | 72.9 | 17.06 | 1410 | 122.0576 | 1410
6797 |  | 1484.8 | 122.6321 | 1484.8 | 1484.8 | 122.6321 | 1484.8 | 1484.8 | 122.6321 | 1484.8 | 72.9 | 9.18 | 1484.8 | 122.6321 | 1484.8
6798 |  | 1497 | 124.5265 | 1497 | 1497 | 124.5265 | 1497 | 1497 | 124.5265 | 1497 | 72.2 | 18.86 | 1497 | 124.5265 | 1497
6799 |  | 1359.2 | 124.0203 | 1359.2 | 1359.2 | 124.0203 | 1359.2 | 1359.2 | 124.0203 | 1359.2 | 71.5 | 12.37 | 1359.2 | 124.0203 | 1359.2
6800 |  | 1385.1 | 122.9168 | 1385.1 | 1385.1 | 122.9168 | 1385.1 | 1385.1 | 122.9168 | 1385.1 | 72.5 | 11.66 | 1385.1 | 122.9168 | 1385.1
6801 |  | 1435.9 | 126.387 | 1435.9 | 1435.9 | 126.387 | 1435.9 | 1435.9 | 126.387 | 1435.9 | 70.5 | 18.25 | 1435.9 | 126.387 | 1435.9
6802 |  | 1444.8 | 125.7528 | 1444.8 | 1444.8 | 125.7528 | 1444.8 | 1444.8 | 125.7528 | 1444.8 | 71.8 | 16.1 | 1444.8 | 125.7528 | 1444.8
6803 |  | 1432.4 | 96.1025 | 1432.4 | 1432.4 | 96.1025 | 1432.4 | 1432.4 | 96.1025 | 1432.4 | 72.4 | 17.11 | 1432.4 | 96.1025 | 1432.4
6804 |  | 1460.8 | 96.368 | 1460.8 | 1460.8 | 96.368 | 1460.8 | 1460.8 | 96.368 | 1460.8 | 72.7 | 18.47 | 1460.8 | 96.368 | 1460.8
6805 |  | 1428.5 | 95.4902 | 1428.5 | 1428.5 | 95.4902 | 1428.5 | 1428.5 | 95.4902 | 1428.5 | 72.5 | 18.02 | 1428.5 | 95.4902 | 1428.5
6806 |  | 1498 | 102.2022 | 1498 | 1498 | 102.2022 | 1498 | 1498 | 102.2022 | 1498 | 72.3 | 15.7 | 1498 | 102.2022 | 1498
6807 |  | 1500.9 | 100.7392 | 1500.9 | 1500.9 | 100.7392 | 1500.9 | 1500.9 | 100.7392 | 1500.9 | 72.6 | 16.81 | 1500.9 | 100.7392 | 1500.9
6808 |  | 1545.7 | 101.7834 | 1545.7 | 1545.7 | 101.7834 | 1545.7 | 1545.7 | 101.7834 | 1545.7 | 72.6 | 15.88 | 1545.7 | 101.7834 | 1545.7
6809 |  | 1530.4 | 103.9113 | 1530.4 | 1530.4 | 103.9113 | 1530.4 | 1530.4 | 103.9113 | 1530.4 | 73.5 | 20.18 | 1530.4 | 103.9113 | 1530.4
6810 |  | 1639.4 | 100.6875 | 1639.4 | 1639.4 | 100.6875 | 1639.4 | 1639.4 | 100.6875 | 1639.4 | 72.1 | 17.97 | 1639.4 | 100.6875 | 1639.4
6811 |  | 1728.8 | 103.1381 | 1728.8 | 1728.8 | 103.1381 | 1728.8 | 1728.8 | 103.1381 | 1728.8 | 73.2 | 16.74 | 1728.8 | 103.1381 | 1728.8
6812 |  | 1797.5 | 103.693 | 1797.5 | 1797.5 | 103.693 | 1797.5 | 1797.5 | 103.693 | 1797.5 | 71.9 | 9.16 | 1797.5 | 103.693 | 1797.5
6813 |  | 1802.2 | 102.0061 | 1802.2 | 1802.2 | 102.0061 | 1802.2 | 1802.2 | 102.0061 | 1802.2 | 73 | 11.73 | 1802.2 | 102.0061 | 1802.2
6814 |  | 1657.7 | 101.1463 | 1657.7 | 1657.7 | 101.1463 | 1657.7 | 1657.7 | 101.1463 | 1657.7 | 73.1 | 20.21 | 1657.7 | 101.1463 | 1657.7
6815 |  | 1555.3 | 100.6973 | 1555.3 | 1555.3 | 100.6973 | 1555.3 | 1555.3 | 100.6973 | 1555.3 | 71.5 | 11.86 | 1555.3 | 100.6973 | 1555.3
6816 |  | 1474.5 | 99.1815 | 1474.5 | 1474.5 | 99.1815 | 1474.5 | 1474.5 | 99.1815 | 1474.5 | 73 | 15.86 | 1474.5 | 99.1815 | 1474.5
6817 |  | 1424.7 | 127.2921 | 1424.7 | 1424.7 | 127.2921 | 1424.7 | 1424.7 | 127.2921 | 1424.7 | 72.8 | 19.88 | 1424.7 | 127.2921 | 1424.7
6818 |  | 1409.9 | 125.6107 | 1409.9 | 1409.9 | 125.6107 | 1409.9 | 1409.9 | 125.6107 | 1409.9 | 73.4 | 19.38 | 1409.9 | 125.6107 | 1409.9
6819 |  | 1411.5 | 124.7848 | 1411.5 | 1411.5 | 124.7848 | 1411.5 | 1411.5 | 124.7848 | 1411.5 | 73.2 | 13.86 | 1411.5 | 124.7848 | 1411.5
6820 |  | 1433.9 | 123.8354 | 1433.9 | 1433.9 | 123.8354 | 1433.9 | 1433.9 | 123.8354 | 1433.9 | 72.5 | 18.99 | 1433.9 | 123.8354 | 1433.9
6821 |  | 1457 | 99.953 | 1457 | 1457 | 99.953 | 1457 | 1457 | 99.953 | 1457 | 72.7 | 15.92 | 1457 | 99.953 | 1457
6822 |  | 1466.6 | 98.3694 | 1466.6 | 1466.6 | 98.3694 | 1466.6 | 1466.6 | 98.3694 | 1466.6 | 73.2 | 16.52 | 1466.6 | 98.3694 | 1466.6
6823 |  | 1373.8 | 102.0002 | 1373.8 | 1373.8 | 102.0002 | 1373.8 | 1373.8 | 102.0002 | 1373.8 | 71.6 | 19.22 | 1373.8 | 102.0002 | 1373.8
6824 |  | 1416.2 | 102.5506 | 1416.2 | 1416.2 | 102.5506 | 1416.2 | 1416.2 | 102.5506 | 1416.2 | 72.5 | 11.23 | 1416.2 | 102.5506 | 1416.2
6825 |  | 1423 | 102.9022 | 1423 | 1423 | 102.9022 | 1423 | 1423 | 102.9022 | 1423 | 72.2 | 22.92 | 1423 | 102.9022 | 1423
6826 |  | 1486.9 | 100.6926 | 1486.9 | 1486.9 | 100.6926 | 1486.9 | 1486.9 | 100.6926 | 1486.9 | 72.4 | 16.67 | 1486.9 | 100.6926 | 1486.9
6827 |  | 1463 | 103.4333 | 1463 | 1463 | 103.4333 | 1463 | 1463 | 103.4333 | 1463 | 71.4 | 19.65 | 1463 | 103.4333 | 1463
6828 |  | 1475.6 | 110.3998 | 1475.6 | 1475.6 | 110.3998 | 1475.6 | 1475.6 | 110.3998 | 1475.6 | 70.3 | 16.92 | 1475.6 | 110.3998 | 1475.6
6829 |  | 1418.4 | 130.5202 | 1418.4 | 1418.4 | 130.5202 | 1418.4 | 1418.4 | 130.5202 | 1418.4 | 70.8 | 16.69 | 1418.4 | 130.5202 | 1418.4
6830 |  | 1531.1 | 129.6118 | 1531.1 | 1531.1 | 129.6118 | 1531.1 | 1531.1 | 129.6118 | 1531.1 | 71.7 | 21.1 | 1531.1 | 129.6118 | 1531.1
6831 |  | 1539.9 | 134.9062 | 1539.9 | 1539.9 | 134.9062 | 1539.9 | 1539.9 | 134.9062 | 1539.9 | 73.3 | 14.46 | 1539.9 | 134.9062 | 1539.9
6832 |  | 1548.9 | 131.5892 | 1548.9 | 1548.9 | 131.5892 | 1548.9 | 1548.9 | 131.5892 | 1548.9 | 72.4 | 22.75 | 1548.9 | 131.5892 | 1548.9
6833 |  | 1576.3 | 132.4216 | 1576.3 | 1576.3 | 132.4216 | 1576.3 | 1576.3 | 132.4216 | 1576.3 | 73.4 | 19.52 | 1576.3 | 132.4216 | 1576.3
6834 |  | 1732.7 | 126.5145 | 1732.7 | 1732.7 | 126.5145 | 1732.7 | 1732.7 | 126.5145 | 1732.7 | 70.1 | 14.75 | 1732.7 | 126.5145 | 1732.7
6835 |  | 1692.9 | 129.0607 | 1692.9 | 1692.9 | 129.0607 | 1692.9 | 1692.9 | 129.0607 | 1692.9 | 71.7 | 18.37 | 1692.9 | 129.0607 | 1692.9
6836 |  | 1766.2 | 130.2022 | 1766.2 | 1766.2 | 130.2022 | 1766.2 | 1766.2 | 130.2022 | 1766.2 | 71.5 | 11.2 | 1766.2 | 130.2022 | 1766.2
6837 |  | 1857 | 129.7774 | 1857 | 1857 | 129.7774 | 1857 | 1857 | 129.7774 | 1857 | 71.8 | 20.7 | 1857 | 129.7774 | 1857
6838 |  | 1802.5 | 128.2093 | 1802.5 | 1802.5 | 128.2093 | 1802.5 | 1802.5 | 128.2093 | 1802.5 | 72.7 | 14.78 | 1802.5 | 128.2093 | 1802.5
6839 |  | 1620.2 | 128.8466 | 1620.2 | 1620.2 | 128.8466 | 1620.2 | 1620.2 | 128.8466 | 1620.2 | 71.9 | 20.52 | 1620.2 | 128.8466 | 1620.2
6840 |  | 1598.1 | 128.882 | 1598.1 | 1598.1 | 128.882 | 1598.1 | 1598.1 | 128.882 | 1598.1 | 71.3 | 18.77 | 1598.1 | 128.882 | 1598.1
6841 |  | 1558.9 | 127.5604 | 1558.9 | 1558.9 | 127.5604 | 1558.9 | 1558.9 | 127.5604 | 1558.9 | 72 | 17.83 | 1558.9 | 127.5604 | 1558.9
6842 |  | 1536.3 | 130.1543 | 1536.3 | 1536.3 | 130.1543 | 1536.3 | 1536.3 | 130.1543 | 1536.3 | 71.2 | 14.21 | 1536.3 | 130.1543 | 1536.3
6843 |  | 1524.4 | 131.0873 | 1524.4 | 1524.4 | 131.0873 | 1524.4 | 1524.4 | 131.0873 | 1524.4 | 71.6 | 17.1 | 1524.4 | 131.0873 | 1524.4
6844 |  | 1504.5 | 129.5473 | 1504.5 | 1504.5 | 129.5473 | 1504.5 | 1504.5 | 129.5473 | 1504.5 | 72.1 | 9.81 | 1504.5 | 129.5473 | 1504.5
6845 |  | 1559.7 | 130.8265 | 1559.7 | 1559.7 | 130.8265 | 1559.7 | 1559.7 | 130.8265 | 1559.7 | 72.1 | 17.55 | 1559.7 | 130.8265 | 1559.7
6846 |  | 1587 | 131.485 | 1587 | 1587 | 131.485 | 1587 | 1587 | 131.485 | 1587 | 72.6 | 12.98 | 1587 | 131.485 | 1587
6847 |  | 1450.2 | 129.3332 | 1450.2 | 1450.2 | 129.3332 | 1450.2 | 1450.2 | 129.3332 | 1450.2 | 71.8 | 13.98 | 1450.2 | 129.3332 | 1450.2
6848 |  | 1444 | 130.1729 | 1444 | 1444 | 130.1729 | 1444 | 1444 | 130.1729 | 1444 | 71.9 | 12.75 | 1444 | 130.1729 | 1444
6849 |  | 1443.4 | 119.8473 | 1443.4 | 1443.4 | 119.8473 | 1443.4 | 1443.4 | 119.8473 | 1443.4 | 71.4 | 18.96 | 1443.4 | 119.8473 | 1443.4
6850 |  | 1492.6 | 103.2551 | 1492.6 | 1492.6 | 103.2551 | 1492.6 | 1492.6 | 103.2551 | 1492.6 | 70.6 | 11.385 | 1492.6 | 103.2551 | 1492.6
6851 |  | 1487.2 | 102.4589 | 1487.2 | 1487.2 | 102.4589 | 1487.2 | 1487.2 | 102.4589 | 1487.2 | 71.8 | 22.46 | 1487.2 | 102.4589 | 1487.2
6852 |  | 1494.1 | 129.0822 | 1494.1 | 1494.1 | 129.0822 | 1494.1 | 1494.1 | 129.0822 | 1494.1 | 71.1 | 18.2 | 1494.1 | 129.0822 | 1494.1
6853 |  | 1500.9 | 126.5103 | 1500.9 | 1500.9 | 126.5103 | 1500.9 | 1500.9 | 126.5103 | 1500.9 | 69.1 | 21.38 | 1500.9 | 126.5103 | 1500.9
6854 |  | 1531.8 | 126.4227 | 1531.8 | 1531.8 | 126.4227 | 1531.8 | 1531.8 | 126.4227 | 1531.8 | 69.6 | 21.44 | 1531.8 | 126.4227 | 1531.8
6855 |  | 1529.4 | 128.3317 | 1529.4 | 1529.4 | 128.3317 | 1529.4 | 1529.4 | 128.3317 | 1529.4 | 72 | 18.07 | 1529.4 | 128.3317 | 1529.4
6856 |  | 1551.4 | 119.6585 | 1551.4 | 1551.4 | 119.6585 | 1551.4 | 1551.4 | 119.6585 | 1551.4 | 71.3 | 24.08 | 1551.4 | 119.6585 | 1551.4
6857 |  | 1568.4 | 118.1252 | 1568.4 | 1568.4 | 118.1252 | 1568.4 | 1568.4 | 118.1252 | 1568.4 | 71.5 | 13.85 | 1568.4 | 118.1252 | 1568.4
6858 |  | 1596.9 | 116.54 | 1596.9 | 1596.9 | 116.54 | 1596.9 | 1596.9 | 116.54 | 1596.9 | 72.5 | 18.32 | 1596.9 | 116.54 | 1596.9
6859 |  | 1868.4 | 116.6647 | 1868.4 | 1868.4 | 116.6647 | 1868.4 | 1868.4 | 116.6647 | 1868.4 | 71.3 | 13.28 | 1868.4 | 116.6647 | 1868.4
6860 |  | 1927.4 | 116.3945 | 1927.4 | 1927.4 | 116.3945 | 1927.4 | 1927.4 | 116.3945 | 1927.4 | 72.3 | 10.42 | 1927.4 | 116.3945 | 1927.4
6861 |  | 1934.2 | 117.6636 | 1934.2 | 1934.2 | 117.6636 | 1934.2 | 1934.2 | 117.6636 | 1934.2 | 72.3 | 18.075 | 1934.2 | 117.6636 | 1934.2
6862 |  | 1815.7 | 117.0216 | 1815.7 | 1815.7 | 117.0216 | 1815.7 | 1815.7 | 117.0216 | 1815.7 | 72 | 14.17 | 1815.7 | 117.0216 | 1815.7
6863 |  | 1718.7 | 118.1497 | 1718.7 | 1718.7 | 118.1497 | 1718.7 | 1718.7 | 118.1497 | 1718.7 | 73 | 17.51 | 1718.7 | 118.1497 | 1718.7
6864 |  | 1648.2 | 121.8943 | 1648.2 | 1648.2 | 121.8943 | 1648.2 | 1648.2 | 121.8943 | 1648.2 | 72.2 | 16.67 | 1648.2 | 121.8943 | 1648.2
6865 |  | 1598.5 | 118.0011 | 1598.5 | 1598.5 | 118.0011 | 1598.5 | 1598.5 | 118.0011 | 1598.5 | 73.1 | 14.77 | 1598.5 | 118.0011 | 1598.5
6866 |  | 1540.4 | 119.0727 | 1540.4 | 1540.4 | 119.0727 | 1540.4 | 1540.4 | 119.0727 | 1540.4 | 72.8 | 15.47 | 1540.4 | 119.0727 | 1540.4
6867 |  | 1525.9 | 116.9559 | 1525.9 | 1525.9 | 116.9559 | 1525.9 | 1525.9 | 116.9559 | 1525.9 | 71.7 | 10.05 | 1525.9 | 116.9559 | 1525.9
6868 |  | 1518 | 117.6129 | 1518 | 1518 | 117.6129 | 1518 | 1518 | 117.6129 | 1518 | 72 | 10.53 | 1518 | 117.6129 | 1518
6869 |  | 1541.8 | 116.4888 | 1541.8 | 1541.8 | 116.4888 | 1541.8 | 1541.8 | 116.4888 | 1541.8 | 72.4 | 9.42 | 1541.8 | 116.4888 | 1541.8
6870 |  | 1400 | 120.4705 | 1400 | 1400 | 120.4705 | 1400 | 1400 | 120.4705 | 1400 | 71 | 9.44 | 1400 | 120.4705 | 1400
6871 |  | 1446.7 | 119.6167 | 1446.7 | 1446.7 | 119.6167 | 1446.7 | 1446.7 | 119.6167 | 1446.7 | 71.9 | 8.74 | 1446.7 | 119.6167 | 1446.7
6872 |  | 1502.2 | 122.0966 | 1502.2 | 1502.2 | 122.0966 | 1502.2 | 1502.2 | 122.0966 | 1502.2 | 72.1 | 9.5 | 1502.2 | 122.0966 | 1502.2
6873 |  | 1506.9 | 133.2318 | 1506.9 | 1506.9 | 133.2318 | 1506.9 | 1506.9 | 133.2318 | 1506.9 | 72.2 | 14.265 | 1506.9 | 133.2318 | 1506.9
6874 |  | 1564.2 | 130.4649 | 1564.2 | 1564.2 | 130.4649 | 1564.2 | 1564.2 | 130.4649 | 1564.2 | 71.9 | 10.9625 | 1564.2 | 130.4649 | 1564.2
6875 |  | 1579.9 | 134.0015 | 1579.9 | 1579.9 | 134.0015 | 1579.9 | 1579.9 | 134.0015 | 1579.9 | 71.6 | 16.665 | 1579.9 | 134.0015 | 1579.9
6876 |  | 1567.1 | 133.3415 | 1567.1 | 1567.1 | 133.3415 | 1567.1 | 1567.1 | 133.3415 | 1567.1 | 72.3 | 18.67 | 1567.1 | 133.3415 | 1567.1
6877 |  | 1537.8 | 132.0211 | 1537.8 | 1537.8 | 132.0211 | 1537.8 | 1537.8 | 132.0211 | 1537.8 | 71 | 14.47 | 1537.8 | 132.0211 | 1537.8
6878 |  | 1512.6 | 131.1203 | 1512.6 | 1512.6 | 131.1203 | 1512.6 | 1512.6 | 131.1203 | 1512.6 | 72.9 | 19.63 | 1512.6 | 131.1203 | 1512.6
6879 |  | 1570.3 | 131.718 | 1570.3 | 1570.3 | 131.718 | 1570.3 | 1570.3 | 131.718 | 1570.3 | 71.3 | 15.71 | 1570.3 | 131.718 | 1570.3
6880 |  | 1565.1 | 130.213 | 1565.1 | 1565.1 | 130.213 | 1565.1 | 1565.1 | 130.213 | 1565.1 | 72.3 | 15.13 | 1565.1 | 130.213 | 1565.1
6881 |  | 1615.7 | 128.8636 | 1615.7 | 1615.7 | 128.8636 | 1615.7 | 1615.7 | 128.8636 | 1615.7 | 72.7 | 16.95 | 1615.7 | 128.8636 | 1615.7
6882 |  | 1651.8 | 130.488 | 1651.8 | 1651.8 | 130.488 | 1651.8 | 1651.8 | 130.488 | 1651.8 | 72.2 | 13.755 | 1651.8 | 130.488 | 1651.8
6883 |  | 1716.9 | 129.1957 | 1716.9 | 1716.9 | 129.1957 | 1716.9 | 1716.9 | 129.1957 | 1716.9 | 72.2 | 14.03 | 1716.9 | 129.1957 | 1716.9
6884 |  | 1798 | 127.433 | 1798 | 1798 | 127.433 | 1798 | 1798 | 127.433 | 1798 | 72.9 | 9.64 | 1798 | 127.433 | 1798
6885 |  | 1803.5 | 133.2367 | 1803.5 | 1803.5 | 133.2367 | 1803.5 | 1803.5 | 133.2367 | 1803.5 | 71.6 | 15.45 | 1803.5 | 133.2367 | 1803.5
6886 |  | 1671.3 | 128.7328 | 1671.3 | 1671.3 | 128.7328 | 1671.3 | 1671.3 | 128.7328 | 1671.3 | 71.4 | 13.56 | 1671.3 | 128.7328 | 1671.3
6887 |  | 1664.1 | 129.1934 | 1664.1 | 1664.1 | 129.1934 | 1664.1 | 1664.1 | 129.1934 | 1664.1 | 72.6 | 14.5 | 1664.1 | 129.1934 | 1664.1
6888 |  | 1585.2 | 129.451 | 1585.2 | 1585.2 | 129.451 | 1585.2 | 1585.2 | 129.451 | 1585.2 | 71.9 | 14.57 | 1585.2 | 129.451 | 1585.2
6889 |  | 1537 | 128.7749 | 1537 | 1537 | 128.7749 | 1537 | 1537 | 128.7749 | 1537 | 72.7 | 15.07 | 1537 | 128.7749 | 1537
6890 |  | 1476.4 | 128.3106 | 1476.4 | 1476.4 | 128.3106 | 1476.4 | 1476.4 | 128.3106 | 1476.4 | 71.5 | 8.52 | 1476.4 | 128.3106 | 1476.4
6891 |  | 1451 | 127.2246 | 1451 | 1451 | 127.2246 | 1451 | 1451 | 127.2246 | 1451 | 72.6 | 13.66 | 1451 | 127.2246 | 1451
6892 |  | 1426.2 | 127.1227 | 1426.2 | 1426.2 | 127.1227 | 1426.2 | 1426.2 | 127.1227 | 1426.2 | 72.9 | 8.91 | 1426.2 | 127.1227 | 1426.2
6893 |  | 1439 | 127.6163 | 1439 | 1439 | 127.6163 | 1439 | 1439 | 127.6163 | 1439 | 71.5 | 9.18 | 1439 | 127.6163 | 1439
6894 |  | 1336.5 | 131.0926 | 1336.5 | 1336.5 | 131.0926 | 1336.5 | 1336.5 | 131.0926 | 1336.5 | 72.4 | 7.99 | 1336.5 | 131.0926 | 1336.5
6895 |  | 1357 | 129.2918 | 1357 | 1357 | 129.2918 | 1357 | 1357 | 129.2918 | 1357 | 71.7 | 7.17 | 1357 | 129.2918 | 1357
6896 |  | 1344.5 | 126.9204 | 1344.5 | 1344.5 | 126.9204 | 1344.5 | 1344.5 | 126.9204 | 1344.5 | 72.3 | 7.22 | 1344.5 | 126.9204 | 1344.5
6897 |  | 1434.1 | 129.663 | 1434.1 | 1434.1 | 129.663 | 1434.1 | 1434.1 | 129.663 | 1434.1 | 71.9 | 9.57 | 1434.1 | 129.663 | 1434.1
6898 |  | 1413 | 126.8045 | 1413 | 1413 | 126.8045 | 1413 | 1413 | 126.8045 | 1413 | 71.9 | 10.54 | 1413 | 126.8045 | 1413
6899 |  | 1472.2 | 127.9439 | 1472.2 | 1472.2 | 127.9439 | 1472.2 | 1472.2 | 127.9439 | 1472.2 | 71.6 | 10.87 | 1472.2 | 127.9439 | 1472.2
6900 |  | 1446.4 | 128.4851 | 1446.4 | 1446.4 | 128.4851 | 1446.4 | 1446.4 | 128.4851 | 1446.4 | 71.8 | 8.99 | 1446.4 | 128.4851 | 1446.4
6901 |  | 1431.1 | 130.9192 | 1431.1 | 1431.1 | 130.9192 | 1431.1 | 1431.1 | 130.9192 | 1431.1 | 72.3 | 11.165 | 1431.1 | 130.9192 | 1431.1
6902 |  | 1433.3 | 131.4555 | 1433.3 | 1433.3 | 131.4555 | 1433.3 | 1433.3 | 131.4555 | 1433.3 | 72.3 | 9.76 | 1433.3 | 131.4555 | 1433.3
6903 |  | 1454.4 | 129.1878 | 1454.4 | 1454.4 | 129.1878 | 1454.4 | 1454.4 | 129.1878 | 1454.4 | 71.3 | 9.98 | 1454.4 | 129.1878 | 1454.4
6904 |  | 1461.2 | 129.8428 | 1461.2 | 1461.2 | 129.8428 | 1461.2 | 1461.2 | 129.8428 | 1461.2 | 71.8 | 9.72 | 1461.2 | 129.8428 | 1461.2
6905 |  | 1426.6 | 129.1063 | 1426.6 | 1426.6 | 129.1063 | 1426.6 | 1426.6 | 129.1063 | 1426.6 | 71.9 | 9.37 | 1426.6 | 129.1063 | 1426.6
6906 |  | 1599.7 | 130.1317 | 1599.7 | 1599.7 | 130.1317 | 1599.7 | 1599.7 | 130.1317 | 1599.7 | 72.3 | 9.19 | 1599.7 | 130.1317 | 1599.7
6907 |  | 1719.4 | 128.9099 | 1719.4 | 1719.4 | 128.9099 | 1719.4 | 1719.4 | 128.9099 | 1719.4 | 68.2 | 11.89 | 1719.4 | 128.9099 | 1719.4
6908 |  | 1696.2 | 129.8128 | 1696.2 | 1696.2 | 129.8128 | 1696.2 | 1696.2 | 129.8128 | 1696.2 | 71.2 | 7.06 | 1696.2 | 129.8128 | 1696.2
6909 |  | 1713.3 | 129.4283 | 1713.3 | 1713.3 | 129.4283 | 1713.3 | 1713.3 | 129.4283 | 1713.3 | 70.6 | 7.47 | 1713.3 | 129.4283 | 1713.3
6910 |  | 1659.2 | 129.2187 | 1659.2 | 1659.2 | 129.2187 | 1659.2 | 1659.2 | 129.2187 | 1659.2 | 71.6 | 7.56 | 1659.2 | 129.2187 | 1659.2
6911 |  | 1555.2 | 127.9552 | 1555.2 | 1555.2 | 127.9552 | 1555.2 | 1555.2 | 127.9552 | 1555.2 | 72.1 | 7.66 | 1555.2 | 127.9552 | 1555.2
6912 |  | 1513.7 | 128.7926 | 1513.7 | 1513.7 | 128.7926 | 1513.7 | 1513.7 | 128.7926 | 1513.7 | 71.4 | 7.62 | 1513.7 | 128.7926 | 1513.7
6913 |  | 1465.7 | 128.229 | 1465.7 | 1465.7 | 128.229 | 1465.7 | 1465.7 | 128.229 | 1465.7 | 71.2 | 8.3 | 1465.7 | 128.229 | 1465.7
6914 |  | 1434.8 | 128.6814 | 1434.8 | 1434.8 | 128.6814 | 1434.8 | 1434.8 | 128.6814 | 1434.8 | 71.1 | 10.28 | 1434.8 | 128.6814 | 1434.8
6915 |  | 1393.5 | 127.4669 | 1393.5 | 1393.5 | 127.4669 | 1393.5 | 1393.5 | 127.4669 | 1393.5 | 71 | 8.63 | 1393.5 | 127.4669 | 1393.5
6916 |  | 1324.7 | 128.8983 | 1324.7 | 1324.7 | 128.8983 | 1324.7 | 1324.7 | 128.8983 | 1324.7 | 70.8 | 8.48 | 1324.7 | 128.8983 | 1324.7
6917 |  | 1376.8 | 130.5192 | 1376.8 | 1376.8 | 130.5192 | 1376.8 | 1376.8 | 130.5192 | 1376.8 | 70.8 | 8 | 1376.8 | 130.5192 | 1376.8
6918 |  | 1320.7 | 133.2079 | 1320.7 | 1320.7 | 133.2079 | 1320.7 | 1320.7 | 133.2079 | 1320.7 | 71 | 8.16 | 1320.7 | 133.2079 | 1320.7
6919 |  | 1331.3 | 127.3978 | 1331.3 | 1331.3 | 127.3978 | 1331.3 | 1331.3 | 127.3978 | 1331.3 | 70.4 | 8.06 | 1331.3 | 127.3978 | 1331.3
6920 |  | 1325.7 | 126.0832 | 1325.7 | 1325.7 | 126.0832 | 1325.7 | 1325.7 | 126.0832 | 1325.7 | 69.5 | 7.8 | 1325.7 | 126.0832 | 1325.7
6921 |  | 1309.6 | 125.4556 | 1309.6 | 1309.6 | 125.4556 | 1309.6 | 1309.6 | 125.4556 | 1309.6 | 71.1 | 7.87 | 1309.6 | 125.4556 | 1309.6
6922 |  | 1281 | 130.5117 | 1281 | 1281 | 130.5117 | 1281 | 1281 | 130.5117 | 1281 | 70.9 | 6.83 | 1281 | 130.5117 | 1281
6923 |  | 1263.7 | 128.461 | 1263.7 | 1263.7 | 128.461 | 1263.7 | 1263.7 | 128.461 | 1263.7 | 71.1 | 7.3 | 1263.7 | 128.461 | 1263.7
6924 |  | 1269.2 | 117.9479 | 1269.2 | 1269.2 | 117.9479 | 1269.2 | 1269.2 | 117.9479 | 1269.2 | 71.9 | 8.53 | 1269.2 | 117.9479 | 1269.2
6925 |  | 1296.3 | 104.6818 | 1296.3 | 1296.3 | 104.6818 | 1296.3 | 1296.3 | 104.6818 | 1296.3 | 71.3 | 7.86 | 1296.3 | 104.6818 | 1296.3
6926 |  | 1382.2 | 127.5836 | 1382.2 | 1382.2 | 127.5836 | 1382.2 | 1382.2 | 127.5836 | 1382.2 | 71.6 | 7.4 | 1382.2 | 127.5836 | 1382.2
6927 |  | 1425.2 | 128.7426 | 1425.2 | 1425.2 | 128.7426 | 1425.2 | 1425.2 | 128.7426 | 1425.2 | 71.5 | 7.73 | 1425.2 | 128.7426 | 1425.2
6928 |  | 1433.6 | 129.7858 | 1433.6 | 1433.6 | 129.7858 | 1433.6 | 1433.6 | 129.7858 | 1433.6 | 71.3 | 8.29 | 1433.6 | 129.7858 | 1433.6
6929 |  | 1442.5 | 129.7986 | 1442.5 | 1442.5 | 129.7986 | 1442.5 | 1442.5 | 129.7986 | 1442.5 | 71.8 | 7.77 | 1442.5 | 129.7986 | 1442.5
6930 |  | 1627.2 | 131.1909 | 1627.2 | 1627.2 | 131.1909 | 1627.2 | 1627.2 | 131.1909 | 1627.2 | 71.8 | 8.08 | 1627.2 | 131.1909 | 1627.2
6931 |  | 1730 | 131.1033 | 1730 | 1730 | 131.1033 | 1730 | 1730 | 131.1033 | 1730 | 70.3 | 7.82 | 1730 | 131.1033 | 1730
6932 |  | 1754.2 | 130.0529 | 1754.2 | 1754.2 | 130.0529 | 1754.2 | 1754.2 | 130.0529 | 1754.2 | 71.4 | 8.48 | 1754.2 | 130.0529 | 1754.2
6933 |  | 1788.6 | 131.7262 | 1788.6 | 1788.6 | 131.7262 | 1788.6 | 1788.6 | 131.7262 | 1788.6 | 71.7 | 11.16 | 1788.6 | 131.7262 | 1788.6
6934 |  | 1684 | 130.496 | 1684 | 1684 | 130.496 | 1684 | 1684 | 130.496 | 1684 | 72.3 | 9.55 | 1684 | 130.496 | 1684
6935 |  | 1546.1 | 129.2143 | 1546.1 | 1546.1 | 129.2143 | 1546.1 | 1546.1 | 129.2143 | 1546.1 | 72.3 | 14.92 | 1546.1 | 129.2143 | 1546.1
6936 |  | 1518.7 | 130.0045 | 1518.7 | 1518.7 | 130.0045 | 1518.7 | 1518.7 | 130.0045 | 1518.7 | 71.7 | 13.265 | 1518.7 | 130.0045 | 1518.7
6937 |  | 1427.9 | 129.7242 | 1427.9 | 1427.9 | 129.7242 | 1427.9 | 1427.9 | 129.7242 | 1427.9 | 71.3 | 11.19 | 1427.9 | 129.7242 | 1427.9
6938 |  | 1450.5 | 129.4809 | 1450.5 | 1450.5 | 129.4809 | 1450.5 | 1450.5 | 129.4809 | 1450.5 | 71.4 | 12.04 | 1450.5 | 129.4809 | 1450.5
6939 |  | 1428.5 | 128.7345 | 1428.5 | 1428.5 | 128.7345 | 1428.5 | 1428.5 | 128.7345 | 1428.5 | 71.1 | 8.53 | 1428.5 | 128.7345 | 1428.5
6940 |  | 1403.2 | 129.3974 | 1403.2 | 1403.2 | 129.3974 | 1403.2 | 1403.2 | 129.3974 | 1403.2 | 71.6 | 7.63 | 1403.2 | 129.3974 | 1403.2
6941 |  | 1467.1 | 131.6903 | 1467.1 | 1467.1 | 131.6903 | 1467.1 | 1467.1 | 131.6903 | 1467.1 | 71.7 | 7.49 | 1467.1 | 131.6903 | 1467.1
6942 |  | 1475.3 | 129.9222 | 1475.3 | 1475.3 | 129.9222 | 1475.3 | 1475.3 | 129.9222 | 1475.3 | 72.3 | 10.53 | 1475.3 | 129.9222 | 1475.3
6943 |  | 1410.8 | 129.1806 | 1410.8 | 1410.8 | 129.1806 | 1410.8 | 1410.8 | 129.1806 | 1410.8 | 72.2 | 15.25 | 1410.8 | 129.1806 | 1410.8
6944 |  | 1458.4 | 129.6393 | 1458.4 | 1458.4 | 129.6393 | 1458.4 | 1458.4 | 129.6393 | 1458.4 | 71.9 | 8.43 | 1458.4 | 129.6393 | 1458.4
6945 |  | 1444.2 | 131.1486 | 1444.2 | 1444.2 | 131.1486 | 1444.2 | 1444.2 | 131.1486 | 1444.2 | 72.2 | 13.98 | 1444.2 | 131.1486 | 1444.2
6946 |  | 1471.9 | 131.4375 | 1471.9 | 1471.9 | 131.4375 | 1471.9 | 1471.9 | 131.4375 | 1471.9 | 72.5 | 19.33 | 1471.9 | 131.4375 | 1471.9
6947 |  | 1525.9 | 128.2315 | 1525.9 | 1525.9 | 128.2315 | 1525.9 | 1525.9 | 128.2315 | 1525.9 | 72.2 | 19.8 | 1525.9 | 128.2315 | 1525.9
6948 |  | 1505.8 | 127.7242 | 1505.8 | 1505.8 | 127.7242 | 1505.8 | 1505.8 | 127.7242 | 1505.8 | 71.9 | 16.585 | 1505.8 | 127.7242 | 1505.8
6949 |  | 1455.5 | 128.9082 | 1455.5 | 1455.5 | 128.9082 | 1455.5 | 1455.5 | 128.9082 | 1455.5 | 72.1 | 21.44 | 1455.5 | 128.9082 | 1455.5
6950 |  | 1531.1 | 131.3759 | 1531.1 | 1531.1 | 131.3759 | 1531.1 | 1531.1 | 131.3759 | 1531.1 | 72.1 | 15.62 | 1531.1 | 131.3759 | 1531.1
6951 |  | 1541.7 | 130.2134 | 1541.7 | 1541.7 | 130.2134 | 1541.7 | 1541.7 | 130.2134 | 1541.7 | 71.5 | 15.74 | 1541.7 | 130.2134 | 1541.7
6952 |  | 1571.6 | 106.3773 | 1571.6 | 1571.6 | 106.3773 | 1571.6 | 1571.6 | 106.3773 | 1571.6 | 71.7 | 22.57 | 1571.6 | 106.3773 | 1571.6
6953 |  | 1570.7 | 104.506 | 1570.7 | 1570.7 | 104.506 | 1570.7 | 1570.7 | 104.506 | 1570.7 | 72.3 | 18.26 | 1570.7 | 104.506 | 1570.7
6954 |  | 1685.8 | 127.6387 | 1685.8 | 1685.8 | 127.6387 | 1685.8 | 1685.8 | 127.6387 | 1685.8 | 71.1 | 18 | 1685.8 | 127.6387 | 1685.8
6955 |  | 1856.3 | 129.6015 | 1856.3 | 1856.3 | 129.6015 | 1856.3 | 1856.3 | 129.6015 | 1856.3 | 72.1 | 16.75 | 1856.3 | 129.6015 | 1856.3
6956 |  | 1833.7 | 128.3562 | 1833.7 | 1833.7 | 128.3562 | 1833.7 | 1833.7 | 128.3562 | 1833.7 | 72.5 | 9.9 | 1833.7 | 128.3562 | 1833.7
6957 |  | 1817.5 | 128.0195 | 1817.5 | 1817.5 | 128.0195 | 1817.5 | 1817.5 | 128.0195 | 1817.5 | 72.2 | 24.13 | 1817.5 | 128.0195 | 1817.5
6958 |  | 1751.5 | 128.5749 | 1751.5 | 1751.5 | 128.5749 | 1751.5 | 1751.5 | 128.5749 | 1751.5 | 71.4 | 16.28 | 1751.5 | 128.5749 | 1751.5
6959 |  | 1679.7 | 129.8471 | 1679.7 | 1679.7 | 129.8471 | 1679.7 | 1679.7 | 129.8471 | 1679.7 | 72.4 | 17.1 | 1679.7 | 129.8471 | 1679.7
6960 |  | 1667.1 | 129.6476 | 1667.1 | 1667.1 | 129.6476 | 1667.1 | 1667.1 | 129.6476 | 1667.1 | 72.6 | 14.1475 | 1667.1 | 129.6476 | 1667.1
6961 |  | 1565.9 | 105.628 | 1565.9 | 1565.9 | 105.628 | 1565.9 | 1565.9 | 105.628 | 1565.9 | 72.6 | 21.71 | 1565.9 | 105.628 | 1565.9
6962 |  | 1527.4 | 102.8759 | 1527.4 | 1527.4 | 102.8759 | 1527.4 | 1527.4 | 102.8759 | 1527.4 | 73.2 | 24.51 | 1527.4 | 102.8759 | 1527.4
6963 |  | 1490.4 | 103.222 | 1490.4 | 1490.4 | 103.222 | 1490.4 | 1490.4 | 103.222 | 1490.4 | 73.1 | 15.6 | 1490.4 | 103.222 | 1490.4
6964 |  | 1483.1 | 104.4926 | 1483.1 | 1483.1 | 104.4926 | 1483.1 | 1483.1 | 104.4926 | 1483.1 | 72.9 | 13.92 | 1483.1 | 104.4926 | 1483.1
6965 |  | 1611.1 | 103.6134 | 1611.1 | 1611.1 | 103.6134 | 1611.1 | 1611.1 | 103.6134 | 1611.1 | 72.9 | 13.65 | 1611.1 | 103.6134 | 1611.1
6966 |  | 1477.5 | 103.746 | 1477.5 | 1477.5 | 103.746 | 1477.5 | 1477.5 | 103.746 | 1477.5 | 72.2 | 12.37 | 1477.5 | 103.746 | 1477.5
6967 |  | 1463.8 | 103.3259 | 1463.8 | 1463.8 | 103.3259 | 1463.8 | 1463.8 | 103.3259 | 1463.8 | 71.5 | 14.09 | 1463.8 | 103.3259 | 1463.8
6968 |  | 1489.4 | 103.9191 | 1489.4 | 1489.4 | 103.9191 | 1489.4 | 1489.4 | 103.9191 | 1489.4 | 72.5 | 13.08 | 1489.4 | 103.9191 | 1489.4
6969 |  | 1373.3 | 92.4476 | 1373.3 | 1373.3 | 92.4476 | 1373.3 | 1373.3 | 92.4476 | 1373.3 | 70.5 | 23.9 | 1373.3 | 92.4476 | 1373.3
6970 |  | 1455.7 | 74.8338 | 1455.7 | 1455.7 | 74.8338 | 1455.7 | 1455.7 | 74.8338 | 1455.7 | 71.8 | 25.97 | 1455.7 | 74.8338 | 1455.7
6971 |  | 1471.8 | 72.3843 | 1471.8 | 1471.8 | 72.3843 | 1471.8 | 1471.8 | 72.3843 | 1471.8 | 72.4 | 17.43 | 1471.8 | 72.3843 | 1471.8
6972 |  | 1466.3 | 71.2278 | 1466.3 | 1466.3 | 71.2278 | 1466.3 | 1466.3 | 71.2278 | 1466.3 | 72.7 | 24.64 | 1466.3 | 71.2278 | 1466.3
6973 |  | 1478.8 | 69.4632 | 1478.8 | 1478.8 | 69.4632 | 1478.8 | 1478.8 | 69.4632 | 1478.8 | 72.5 | 21.68 | 1478.8 | 69.4632 | 1478.8
6974 |  | 1471.8 | 73.5169 | 1471.8 | 1471.8 | 73.5169 | 1471.8 | 1471.8 | 73.5169 | 1471.8 | 72.3 | 16.82 | 1471.8 | 73.5169 | 1471.8
6975 |  | 1475.5 | 73.9299 | 1475.5 | 1475.5 | 73.9299 | 1475.5 | 1475.5 | 73.9299 | 1475.5 | 72.6 | 22.43 | 1475.5 | 73.9299 | 1475.5
6976 |  | 1544.5 | 71.6431 | 1544.5 | 1544.5 | 71.6431 | 1544.5 | 1544.5 | 71.6431 | 1544.5 | 72.6 | 11.07 | 1544.5 | 71.6431 | 1544.5
6977 |  | 1500.5 | 72.1987 | 1500.5 | 1500.5 | 72.1987 | 1500.5 | 1500.5 | 72.1987 | 1500.5 | 73.5 | 11.9 | 1500.5 | 72.1987 | 1500.5
6978 |  | 1629.2 | 74.5865 | 1629.2 | 1629.2 | 74.5865 | 1629.2 | 1629.2 | 74.5865 | 1629.2 | 72.1 | 18.04 | 1629.2 | 74.5865 | 1629.2
6979 |  | 1549 | 76.0578 | 1549 | 1549 | 76.0578 | 1549 | 1549 | 76.0578 | 1549 | 73.2 | 17.76 | 1549 | 76.0578 | 1549
6980 |  | 1616.9 | 74.9247 | 1616.9 | 1616.9 | 74.9247 | 1616.9 | 1616.9 | 74.9247 | 1616.9 | 71.9 | 9.07 | 1616.9 | 74.9247 | 1616.9
6981 |  | 1789.4 | 78.5782 | 1789.4 | 1789.4 | 78.5782 | 1789.4 | 1789.4 | 78.5782 | 1789.4 | 73 | 20.25 | 1789.4 | 78.5782 | 1789.4
6982 |  | 1665.6 | 74.5073 | 1665.6 | 1665.6 | 74.5073 | 1665.6 | 1665.6 | 74.5073 | 1665.6 | 73.1 | 18.91 | 1665.6 | 74.5073 | 1665.6
6983 |  | 1563.2 | 75.6831 | 1563.2 | 1563.2 | 75.6831 | 1563.2 | 1563.2 | 75.6831 | 1563.2 | 71.5 | 15.11 | 1563.2 | 75.6831 | 1563.2
6984 |  | 1522.7 | 76.9924 | 1522.7 | 1522.7 | 76.9924 | 1522.7 | 1522.7 | 76.9924 | 1522.7 | 73 | 15.03 | 1522.7 | 76.9924 | 1522.7
6985 |  | 1494.8 | 74.5594 | 1494.8 | 1494.8 | 74.5594 | 1494.8 | 1494.8 | 74.5594 | 1494.8 | 72.8 | 24.47 | 1494.8 | 74.5594 | 1494.8
6986 |  | 1452 | 74.0196 | 1452 | 1452 | 74.0196 | 1452 | 1452 | 74.0196 | 1452 | 73.4 | 13.45 | 1452 | 74.0196 | 1452
6987 |  | 1416.5 | 72.5785 | 1416.5 | 1416.5 | 72.5785 | 1416.5 | 1416.5 | 72.5785 | 1416.5 | 73.2 | 14.74 | 1416.5 | 72.5785 | 1416.5
6988 |  | 1429.8 | 73.7021 | 1429.8 | 1429.8 | 73.7021 | 1429.8 | 1429.8 | 73.7021 | 1429.8 | 72.5 | 20.21 | 1429.8 | 73.7021 | 1429.8
6989 |  | 1458.7 | 73.4952 | 1458.7 | 1458.7 | 73.4952 | 1458.7 | 1458.7 | 73.4952 | 1458.7 | 72.7 | 19.81 | 1458.7 | 73.4952 | 1458.7
6990 |  | 1427.8 | 76.3045 | 1427.8 | 1427.8 | 76.3045 | 1427.8 | 1427.8 | 76.3045 | 1427.8 | 73.2 | 11.27 | 1427.8 | 76.3045 | 1427.8
6991 |  | 1397.7 | 71.1366 | 1397.7 | 1397.7 | 71.1366 | 1397.7 | 1397.7 | 71.1366 | 1397.7 | 71.6 | 11.28 | 1397.7 | 71.1366 | 1397.7
6992 |  | 1360 | 71.3711 | 1360 | 1360 | 71.3711 | 1360 | 1360 | 71.3711 | 1360 | 72.5 | 13.62 | 1360 | 71.3711 | 1360
6993 |  | 1349.8 | 70.5446 | 1349.8 | 1349.8 | 70.5446 | 1349.8 | 1349.8 | 70.5446 | 1349.8 | 72.2 | 17.62 | 1349.8 | 70.5446 | 1349.8
6994 |  | 1315.6 | 69.0475 | 1315.6 | 1315.6 | 69.0475 | 1315.6 | 1315.6 | 69.0475 | 1315.6 | 72.4 | 21.55 | 1315.6 | 69.0475 | 1315.6
6995 |  | 1403.4 | 78.7131 | 1403.4 | 1403.4 | 78.7131 | 1403.4 | 1403.4 | 78.7131 | 1403.4 | 71.4 | 15.95 | 1403.4 | 78.7131 | 1403.4
6996 |  | 1410.8 | 79.6906 | 1410.8 | 1410.8 | 79.6906 | 1410.8 | 1410.8 | 79.6906 | 1410.8 | 70.3 | 15.6 | 1410.8 | 79.6906 | 1410.8
6997 |  | 1443.9 | 80.9254 | 1443.9 | 1443.9 | 80.9254 | 1443.9 | 1443.9 | 80.9254 | 1443.9 | 70.8 | 24.44 | 1443.9 | 80.9254 | 1443.9
6998 |  | 1453 | 81.6728 | 1453 | 1453 | 81.6728 | 1453 | 1453 | 81.6728 | 1453 | 71.7 | 16.58 | 1453 | 81.6728 | 1453
6999 |  | 1468.7 | 83.7753 | 1468.7 | 1468.7 | 83.7753 | 1468.7 | 1468.7 | 83.7753 | 1468.7 | 73.3 | 15.68 | 1468.7 | 83.7753 | 1468.7
7000 |  | 1507.8 | 84.3972 | 1507.8 | 1507.8 | 84.3972 | 1507.8 | 1507.8 | 84.3972 | 1507.8 | 72.4 | 20.52 | 1507.8 | 84.3972 | 1507.8
7001 |  | 1525 | 87.5324 | 1525 | 1525 | 87.5324 | 1525 | 1525 | 87.5324 | 1525 | 73.4 | 19.12 | 1525 | 87.5324 | 1525
7002 |  | 1700.2 | 102.9075 | 1700.2 | 1700.2 | 102.9075 | 1700.2 | 1700.2 | 102.9075 | 1700.2 | 70.1 | 20.77 | 1700.2 | 102.9075 | 1700.2
7003 |  | 1823.2 | 104.6744 | 1823.2 | 1823.2 | 104.6744 | 1823.2 | 1823.2 | 104.6744 | 1823.2 | 71.7 | 12.3 | 1823.2 | 104.6744 | 1823.2
7004 |  | 1867.9 | 102.7797 | 1867.9 | 1867.9 | 102.7797 | 1867.9 | 1867.9 | 102.7797 | 1867.9 | 71.5 | 12.33 | 1867.9 | 102.7797 | 1867.9
7005 |  | 1886.5 | 125.6384 | 1886.5 | 1886.5 | 125.6384 | 1886.5 | 1886.5 | 125.6384 | 1886.5 | 71.8 | 22.38 | 1886.5 | 125.6384 | 1886.5
7006 |  | 1767.9 | 125.6692 | 1767.9 | 1767.9 | 125.6692 | 1767.9 | 1767.9 | 125.6692 | 1767.9 | 72.7 | 15.51 | 1767.9 | 125.6692 | 1767.9
7007 |  | 1645.3 | 103.3207 | 1645.3 | 1645.3 | 103.3207 | 1645.3 | 1645.3 | 103.3207 | 1645.3 | 71.9 | 14.62 | 1645.3 | 103.3207 | 1645.3
7008 |  | 1596.4 | 120.2308 | 1596.4 | 1596.4 | 120.2308 | 1596.4 | 1596.4 | 120.2308 | 1596.4 | 71.3 | 14.33 | 1596.4 | 120.2308 | 1596.4
7009 |  | 1596 | 120.5931 | 1596 | 1596 | 120.5931 | 1596 | 1596 | 120.5931 | 1596 | 72 | 14.8 | 1596 | 120.5931 | 1596
7010 |  | 1547.4 | 121.3428 | 1547.4 | 1547.4 | 121.3428 | 1547.4 | 1547.4 | 121.3428 | 1547.4 | 71.2 | 15.15 | 1547.4 | 121.3428 | 1547.4
7011 |  | 1510 | 123.3697 | 1510 | 1510 | 123.3697 | 1510 | 1510 | 123.3697 | 1510 | 71.6 | 14.7 | 1510 | 123.3697 | 1510
7012 |  | 1494.5 | 123.6505 | 1494.5 | 1494.5 | 123.6505 | 1494.5 | 1494.5 | 123.6505 | 1494.5 | 72.1 | 13.62 | 1494.5 | 123.6505 | 1494.5
7013 |  | 1597.8 | 123.3071 | 1597.8 | 1597.8 | 123.3071 | 1597.8 | 1597.8 | 123.3071 | 1597.8 | 72.1 | 11.51 | 1597.8 | 123.3071 | 1597.8
7014 |  | 1532.4 | 125.1442 | 1532.4 | 1532.4 | 125.1442 | 1532.4 | 1532.4 | 125.1442 | 1532.4 | 72.6 | 9.98 | 1532.4 | 125.1442 | 1532.4
7015 |  | 1478.5 | 124.8539 | 1478.5 | 1478.5 | 124.8539 | 1478.5 | 1478.5 | 124.8539 | 1478.5 | 71.8 | 16.34 | 1478.5 | 124.8539 | 1478.5
7016 |  | 1431.1 | 125.8842 | 1431.1 | 1431.1 | 125.8842 | 1431.1 | 1431.1 | 125.8842 | 1431.1 | 71.9 | 9.93 | 1431.1 | 125.8842 | 1431.1
7017 |  | 1511.2 | 127.0063 | 1511.2 | 1511.2 | 127.0063 | 1511.2 | 1511.2 | 127.0063 | 1511.2 | 71.4 | 14.21 | 1511.2 | 127.0063 | 1511.2
7018 |  | 1505.6 | 128.715 | 1505.6 | 1505.6 | 128.715 | 1505.6 | 1505.6 | 128.715 | 1505.6 | 70.6 | 18.71 | 1505.6 | 128.715 | 1505.6
7019 |  | 1599.5 | 109.9367 | 1599.5 | 1599.5 | 109.9367 | 1599.5 | 1599.5 | 109.9367 | 1599.5 | 71.8 | 15.49 | 1599.5 | 109.9367 | 1599.5
7020 |  | 1474.2 | 112.1997 | 1474.2 | 1474.2 | 112.1997 | 1474.2 | 1474.2 | 112.1997 | 1474.2 | 71.1 | 10.96 | 1474.2 | 112.1997 | 1474.2
7021 |  | 1402 | 111.3441 | 1402 | 1402 | 111.3441 | 1402 | 1402 | 111.3441 | 1402 | 69.1 | 20.33 | 1402 | 111.3441 | 1402
7022 |  | 1533.2 | 105.7416 | 1533.2 | 1533.2 | 105.7416 | 1533.2 | 1533.2 | 105.7416 | 1533.2 | 69.6 | 13.92 | 1533.2 | 105.7416 | 1533.2
7023 |  | 1489.8 | 111.5611 | 1489.8 | 1489.8 | 111.5611 | 1489.8 | 1489.8 | 111.5611 | 1489.8 | 72 | 19.91 | 1489.8 | 111.5611 | 1489.8
7024 |  | 1364.3 | 121.3877 | 1364.3 | 1364.3 | 121.3877 | 1364.3 | 1364.3 | 121.3877 | 1364.3 | 71.3 | 17.3 | 1364.3 | 121.3877 | 1364.3
7025 |  | 1592.6 | 127.0342 | 1592.6 | 1592.6 | 127.0342 | 1592.6 | 1592.6 | 127.0342 | 1592.6 | 71.5 | 20.27 | 1592.6 | 127.0342 | 1592.6
7026 |  | 1740 | 128.7711 | 1740 | 1740 | 128.7711 | 1740 | 1740 | 128.7711 | 1740 | 72.5 | 15.7 | 1740 | 128.7711 | 1740
7027 |  | 1871.6 | 127.999 | 1871.6 | 1871.6 | 127.999 | 1871.6 | 1871.6 | 127.999 | 1871.6 | 71.3 | 15.07 | 1871.6 | 127.999 | 1871.6
7028 |  | 1917 | 127.7756 | 1917 | 1917 | 127.7756 | 1917 | 1917 | 127.7756 | 1917 | 72.3 | 19.65 | 1917 | 127.7756 | 1917
7029 |  | 1920.3 | 128.6126 | 1920.3 | 1920.3 | 128.6126 | 1920.3 | 1920.3 | 128.6126 | 1920.3 | 72.3 | 15.11 | 1920.3 | 128.6126 | 1920.3
7030 |  | 1837.7 | 130.2958 | 1837.7 | 1837.7 | 130.2958 | 1837.7 | 1837.7 | 130.2958 | 1837.7 | 72 | 12.65 | 1837.7 | 130.2958 | 1837.7
7031 |  | 1712.2 | 130.8769 | 1712.2 | 1712.2 | 130.8769 | 1712.2 | 1712.2 | 130.8769 | 1712.2 | 73 | 17.73 | 1712.2 | 130.8769 | 1712.2
7032 |  | 1681.4 | 129.3502 | 1681.4 | 1681.4 | 129.3502 | 1681.4 | 1681.4 | 129.3502 | 1681.4 | 72.2 | 18.02 | 1681.4 | 129.3502 | 1681.4
7033 |  | 1636.6 | 123.9663 | 1636.6 | 1636.6 | 123.9663 | 1636.6 | 1636.6 | 123.9663 | 1636.6 | 73.1 | 15.255 | 1636.6 | 123.9663 | 1636.6
7034 |  | 1587.5 | 112.1155 | 1587.5 | 1587.5 | 112.1155 | 1587.5 | 1587.5 | 112.1155 | 1587.5 | 72.8 | 16.975 | 1587.5 | 112.1155 | 1587.5
7035 |  | 1586.2 | 125.7439 | 1586.2 | 1586.2 | 125.7439 | 1586.2 | 1586.2 | 125.7439 | 1586.2 | 71.7 | 15.38 | 1586.2 | 125.7439 | 1586.2
7036 |  | 1575.2 | 122.7555 | 1575.2 | 1575.2 | 122.7555 | 1575.2 | 1575.2 | 122.7555 | 1575.2 | 72 | 19.69 | 1575.2 | 122.7555 | 1575.2