7037 |  | 1614.9 | 121.8292 | 1614.9 | 1614.9 | 121.8292 | 1614.9 | 1614.9 | 121.8292 | 1614.9 | 72.4 | 21.65 | 1614.9 | 121.8292 | 1614.9
7038 |  | 1509.2 | 123.9729 | 1509.2 | 1509.2 | 123.9729 | 1509.2 | 1509.2 | 123.9729 | 1509.2 | 71 | 11.98 | 1509.2 | 123.9729 | 1509.2
7039 |  | 1460.3 | 124.2278 | 1460.3 | 1460.3 | 124.2278 | 1460.3 | 1460.3 | 124.2278 | 1460.3 | 71.9 | 15.12 | 1460.3 | 124.2278 | 1460.3
7040 |  | 1486.7 | 121.3613 | 1486.7 | 1486.7 | 121.3613 | 1486.7 | 1486.7 | 121.3613 | 1486.7 | 72.1 | 9.225 | 1486.7 | 121.3613 | 1486.7
7041 |  | 1548.6 | 123.3633 | 1548.6 | 1548.6 | 123.3633 | 1548.6 | 1548.6 | 123.3633 | 1548.6 | 72.2 | 16.36 | 1548.6 | 123.3633 | 1548.6
7042 |  | 1581.3 | 120.4855 | 1581.3 | 1581.3 | 120.4855 | 1581.3 | 1581.3 | 120.4855 | 1581.3 | 71.9 | 20.46 | 1581.3 | 120.4855 | 1581.3
7043 |  | 1607.8 | 114.6845 | 1607.8 | 1607.8 | 114.6845 | 1607.8 | 1607.8 | 114.6845 | 1607.8 | 71.6 | 13.4 | 1607.8 | 114.6845 | 1607.8
7044 |  | 1640.2 | 124.1742 | 1640.2 | 1640.2 | 124.1742 | 1640.2 | 1640.2 | 124.1742 | 1640.2 | 72.3 | 11.04 | 1640.2 | 124.1742 | 1640.2
7045 |  | 1581 | 128.7326 | 1581 | 1581 | 128.7326 | 1581 | 1581 | 128.7326 | 1581 | 71 | 14.21 | 1581 | 128.7326 | 1581
7046 |  | 1623.9 | 127.6652 | 1623.9 | 1623.9 | 127.6652 | 1623.9 | 1623.9 | 127.6652 | 1623.9 | 72.9 | 12.245 | 1623.9 | 127.6652 | 1623.9
7047 |  | 1632.1 | 128.434 | 1632.1 | 1632.1 | 128.434 | 1632.1 | 1632.1 | 128.434 | 1632.1 | 71.3 | 17.14 | 1632.1 | 128.434 | 1632.1
7048 |  | 1640.1 | 130.8129 | 1640.1 | 1640.1 | 130.8129 | 1640.1 | 1640.1 | 130.8129 | 1640.1 | 72.3 | 25.71 | 1640.1 | 130.8129 | 1640.1
7049 |  | 1610.9 | 131.5745 | 1610.9 | 1610.9 | 131.5745 | 1610.9 | 1610.9 | 131.5745 | 1610.9 | 72.7 | 13.84 | 1610.9 | 131.5745 | 1610.9
7050 |  | 1753.1 | 129.4382 | 1753.1 | 1753.1 | 129.4382 | 1753.1 | 1753.1 | 129.4382 | 1753.1 | 72.2 | 15.29 | 1753.1 | 129.4382 | 1753.1
7051 |  | 1862.2 | 130.9665 | 1862.2 | 1862.2 | 130.9665 | 1862.2 | 1862.2 | 130.9665 | 1862.2 | 72.2 | 12.57 | 1862.2 | 130.9665 | 1862.2
7052 |  | 1930.8 | 129.0365 | 1930.8 | 1930.8 | 129.0365 | 1930.8 | 1930.8 | 129.0365 | 1930.8 | 72.9 | 9.95 | 1930.8 | 129.0365 | 1930.8
7053 |  | 1919.6 | 129.2485 | 1919.6 | 1919.6 | 129.2485 | 1919.6 | 1919.6 | 129.2485 | 1919.6 | 71.6 | 13.59 | 1919.6 | 129.2485 | 1919.6
7054 |  | 1828.4 | 129.8465 | 1828.4 | 1828.4 | 129.8465 | 1828.4 | 1828.4 | 129.8465 | 1828.4 | 71.4 | 9.77 | 1828.4 | 129.8465 | 1828.4
7055 |  | 1688.8 | 130.3949 | 1688.8 | 1688.8 | 130.3949 | 1688.8 | 1688.8 | 130.3949 | 1688.8 | 72.6 | 11.96 | 1688.8 | 130.3949 | 1688.8
7056 |  | 1607.3 | 130.3811 | 1607.3 | 1607.3 | 130.3811 | 1607.3 | 1607.3 | 130.3811 | 1607.3 | 71.9 | 9.8 | 1607.3 | 130.3811 | 1607.3
7057 |  | 1561.8 | 122.0644 | 1561.8 | 1561.8 | 122.0644 | 1561.8 | 1561.8 | 122.0644 | 1561.8 | 72.7 | 15.71 | 1561.8 | 122.0644 | 1561.8
7058 |  | 1414.7 | 122.8962 | 1414.7 | 1414.7 | 122.8962 | 1414.7 | 1414.7 | 122.8962 | 1414.7 | 71.5 | 18.8 | 1414.7 | 122.8962 | 1414.7
7059 |  | 1404.3 | 121.8219 | 1404.3 | 1404.3 | 121.8219 | 1404.3 | 1404.3 | 121.8219 | 1404.3 | 72.6 | 16.06 | 1404.3 | 121.8219 | 1404.3
7060 |  | 1408.5 | 120.715 | 1408.5 | 1408.5 | 120.715 | 1408.5 | 1408.5 | 120.715 | 1408.5 | 72.9 | 8.59 | 1408.5 | 120.715 | 1408.5
7061 |  | 1413.2 | 130.7001 | 1413.2 | 1413.2 | 130.7001 | 1413.2 | 1413.2 | 130.7001 | 1413.2 | 71.5 | 13.03 | 1413.2 | 130.7001 | 1413.2
7062 |  | 1364.2 | 126.9024 | 1364.2 | 1364.2 | 126.9024 | 1364.2 | 1364.2 | 126.9024 | 1364.2 | 72.4 | 8.9 | 1364.2 | 126.9024 | 1364.2
7063 |  | 1339.6 | 125.133 | 1339.6 | 1339.6 | 125.133 | 1339.6 | 1339.6 | 125.133 | 1339.6 | 71.7 | 10.48 | 1339.6 | 125.133 | 1339.6
7064 |  | 1380.9 | 126.3241 | 1380.9 | 1380.9 | 126.3241 | 1380.9 | 1380.9 | 126.3241 | 1380.9 | 72.3 | 8.52 | 1380.9 | 126.3241 | 1380.9
7065 |  | 1391.6 | 127.6509 | 1391.6 | 1391.6 | 127.6509 | 1391.6 | 1391.6 | 127.6509 | 1391.6 | 71.9 | 15.72 | 1391.6 | 127.6509 | 1391.6
7066 |  | 1367.4 | 127.9809 | 1367.4 | 1367.4 | 127.9809 | 1367.4 | 1367.4 | 127.9809 | 1367.4 | 71.9 | 14.2 | 1367.4 | 127.9809 | 1367.4
7067 |  | 1386.9 | 128.3737 | 1386.9 | 1386.9 | 128.3737 | 1386.9 | 1386.9 | 128.3737 | 1386.9 | 71.6 | 12.55 | 1386.9 | 128.3737 | 1386.9
7068 |  | 1391.3 | 127.1435 | 1391.3 | 1391.3 | 127.1435 | 1391.3 | 1391.3 | 127.1435 | 1391.3 | 71.8 | 11.12 | 1391.3 | 127.1435 | 1391.3
7069 |  | 1410.2 | 128.0857 | 1410.2 | 1410.2 | 128.0857 | 1410.2 | 1410.2 | 128.0857 | 1410.2 | 72.3 | 13.79 | 1410.2 | 128.0857 | 1410.2
7070 |  | 1445.3 | 129.0334 | 1445.3 | 1445.3 | 129.0334 | 1445.3 | 1445.3 | 129.0334 | 1445.3 | 72.3 | 10.57 | 1445.3 | 129.0334 | 1445.3
7071 |  | 1473.1 | 129.0496 | 1473.1 | 1473.1 | 129.0496 | 1473.1 | 1473.1 | 129.0496 | 1473.1 | 71.3 | 14.37 | 1473.1 | 129.0496 | 1473.1
7072 |  | 1474.5 | 131.4438 | 1474.5 | 1474.5 | 131.4438 | 1474.5 | 1474.5 | 131.4438 | 1474.5 | 71.8 | 10.88 | 1474.5 | 131.4438 | 1474.5
7073 |  | 1511.5 | 131.6964 | 1511.5 | 1511.5 | 131.6964 | 1511.5 | 1511.5 | 131.6964 | 1511.5 | 71.9 | 10.24 | 1511.5 | 131.6964 | 1511.5
7074 |  | 1738.3 | 128.8363 | 1738.3 | 1738.3 | 128.8363 | 1738.3 | 1738.3 | 128.8363 | 1738.3 | 72.3 | 14.88 | 1738.3 | 128.8363 | 1738.3
7075 |  | 1911.6 | 132.2579 | 1911.6 | 1911.6 | 132.2579 | 1911.6 | 1911.6 | 132.2579 | 1911.6 | 68.2 | 17.6 | 1911.6 | 132.2579 | 1911.6
7076 |  | 1884.5 | 132.166 | 1884.5 | 1884.5 | 132.166 | 1884.5 | 1884.5 | 132.166 | 1884.5 | 71.2 | 7.84 | 1884.5 | 132.166 | 1884.5
7077 |  | 1845.2 | 132.0936 | 1845.2 | 1845.2 | 132.0936 | 1845.2 | 1845.2 | 132.0936 | 1845.2 | 70.6 | 7.96 | 1845.2 | 132.0936 | 1845.2
7078 |  | 1769.8 | 133.3213 | 1769.8 | 1769.8 | 133.3213 | 1769.8 | 1769.8 | 133.3213 | 1769.8 | 71.6 | 8.57 | 1769.8 | 133.3213 | 1769.8
7079 |  | 1677 | 132.9748 | 1677 | 1677 | 132.9748 | 1677 | 1677 | 132.9748 | 1677 | 72.1 | 8.5 | 1677 | 132.9748 | 1677
7080 |  | 1643.8 | 129.0026 | 1643.8 | 1643.8 | 129.0026 | 1643.8 | 1643.8 | 129.0026 | 1643.8 | 71.4 | 7.21 | 1643.8 | 129.0026 | 1643.8
7081 |  | 1572.4 | 130.1735 | 1572.4 | 1572.4 | 130.1735 | 1572.4 | 1572.4 | 130.1735 | 1572.4 | 71.2 | 8.62 | 1572.4 | 130.1735 | 1572.4
7082 |  | 1543.3 | 131.5888 | 1543.3 | 1543.3 | 131.5888 | 1543.3 | 1543.3 | 131.5888 | 1543.3 | 71.1 | 8.36 | 1543.3 | 131.5888 | 1543.3
7083 |  | 1486.2 | 130.6196 | 1486.2 | 1486.2 | 130.6196 | 1486.2 | 1486.2 | 130.6196 | 1486.2 | 71 | 7.79 | 1486.2 | 130.6196 | 1486.2
7084 |  | 1465.3 | 130.9012 | 1465.3 | 1465.3 | 130.9012 | 1465.3 | 1465.3 | 130.9012 | 1465.3 | 70.8 | 7.64 | 1465.3 | 130.9012 | 1465.3
7085 |  | 1385.1 | 132.6912 | 1385.1 | 1385.1 | 132.6912 | 1385.1 | 1385.1 | 132.6912 | 1385.1 | 70.8 | 7.67 | 1385.1 | 132.6912 | 1385.1
7086 |  | 1312.3 | 128.8302 | 1312.3 | 1312.3 | 128.8302 | 1312.3 | 1312.3 | 128.8302 | 1312.3 | 71 | 7.96 | 1312.3 | 128.8302 | 1312.3
7087 |  | 1342.7 | 130.8805 | 1342.7 | 1342.7 | 130.8805 | 1342.7 | 1342.7 | 130.8805 | 1342.7 | 70.4 | 7.46 | 1342.7 | 130.8805 | 1342.7
7088 |  | 1294.7 | 128.8564 | 1294.7 | 1294.7 | 128.8564 | 1294.7 | 1294.7 | 128.8564 | 1294.7 | 69.5 | 7.93 | 1294.7 | 128.8564 | 1294.7
7089 |  | 1319.3 | 129.9669 | 1319.3 | 1319.3 | 129.9669 | 1319.3 | 1319.3 | 129.9669 | 1319.3 | 71.1 | 8.66 | 1319.3 | 129.9669 | 1319.3
7090 |  | 1264.1 | 130.2251 | 1264.1 | 1264.1 | 130.2251 | 1264.1 | 1264.1 | 130.2251 | 1264.1 | 70.9 | 9.57 | 1264.1 | 130.2251 | 1264.1
7091 |  | 1230.7 | 130.9595 | 1230.7 | 1230.7 | 130.9595 | 1230.7 | 1230.7 | 130.9595 | 1230.7 | 71.1 | 10.23 | 1230.7 | 130.9595 | 1230.7
7092 |  | 1229.1 | 131.5163 | 1229.1 | 1229.1 | 131.5163 | 1229.1 | 1229.1 | 131.5163 | 1229.1 | 71.9 | 10.58 | 1229.1 | 131.5163 | 1229.1
7093 |  | 1247.4 | 132.0846 | 1247.4 | 1247.4 | 132.0846 | 1247.4 | 1247.4 | 132.0846 | 1247.4 | 71.3 | 9.7 | 1247.4 | 132.0846 | 1247.4
7094 |  | 1272 | 132.2091 | 1272 | 1272 | 132.2091 | 1272 | 1272 | 132.2091 | 1272 | 71.6 | 9.08 | 1272 | 132.2091 | 1272
7095 |  | 1314 | 131.9746 | 1314 | 1314 | 131.9746 | 1314 | 1314 | 131.9746 | 1314 | 71.5 | 9.2 | 1314 | 131.9746 | 1314
7096 |  | 1343.2 | 133.3342 | 1343.2 | 1343.2 | 133.3342 | 1343.2 | 1343.2 | 133.3342 | 1343.2 | 71.3 | 8.96 | 1343.2 | 133.3342 | 1343.2
7097 |  | 1349.1 | 132.0846 | 1349.1 | 1349.1 | 132.0846 | 1349.1 | 1349.1 | 132.0846 | 1349.1 | 71.8 | 8.86 | 1349.1 | 132.0846 | 1349.1
7098 |  | 1524.8 | 128.356 | 1524.8 | 1524.8 | 128.356 | 1524.8 | 1524.8 | 128.356 | 1524.8 | 71.8 | 8.29 | 1524.8 | 128.356 | 1524.8
7099 |  | 1744.3 | 129.4675 | 1744.3 | 1744.3 | 129.4675 | 1744.3 | 1744.3 | 129.4675 | 1744.3 | 70.3 | 9.74 | 1744.3 | 129.4675 | 1744.3
7100 |  | 1736.8 | 131.4246 | 1736.8 | 1736.8 | 131.4246 | 1736.8 | 1736.8 | 131.4246 | 1736.8 | 71.4 | 9.74 | 1736.8 | 131.4246 | 1736.8
7101 |  | 1809.4 | 128.3467 | 1809.4 | 1809.4 | 128.3467 | 1809.4 | 1809.4 | 128.3467 | 1809.4 | 71.7 | 7.76 | 1809.4 | 128.3467 | 1809.4
7102 |  | 1746.2 | 130.2617 | 1746.2 | 1746.2 | 130.2617 | 1746.2 | 1746.2 | 130.2617 | 1746.2 | 72.3 | 9.81 | 1746.2 | 130.2617 | 1746.2
7103 |  | 1632.6 | 128.7439 | 1632.6 | 1632.6 | 128.7439 | 1632.6 | 1632.6 | 128.7439 | 1632.6 | 72.3 | 7.59 | 1632.6 | 128.7439 | 1632.6
7104 |  | 1525.5 | 128.3268 | 1525.5 | 1525.5 | 128.3268 | 1525.5 | 1525.5 | 128.3268 | 1525.5 | 71.7 | 11.84 | 1525.5 | 128.3268 | 1525.5
7105 |  | 1494.7 | 128.9451 | 1494.7 | 1494.7 | 128.9451 | 1494.7 | 1494.7 | 128.9451 | 1494.7 | 71.3 | 13.9 | 1494.7 | 128.9451 | 1494.7
7106 |  | 1460.9 | 128.827 | 1460.9 | 1460.9 | 128.827 | 1460.9 | 1460.9 | 128.827 | 1460.9 | 71.4 | 7.45 | 1460.9 | 128.827 | 1460.9
7107 |  | 1425.1 | 129.2773 | 1425.1 | 1425.1 | 129.2773 | 1425.1 | 1425.1 | 129.2773 | 1425.1 | 71.1 | 10.53 | 1425.1 | 129.2773 | 1425.1
7108 |  | 1440.5 | 129.0367 | 1440.5 | 1440.5 | 129.0367 | 1440.5 | 1440.5 | 129.0367 | 1440.5 | 71.6 | 11.83 | 1440.5 | 129.0367 | 1440.5
7109 |  | 1460.5 | 130.5658 | 1460.5 | 1460.5 | 130.5658 | 1460.5 | 1460.5 | 130.5658 | 1460.5 | 71.7 | 14.79 | 1460.5 | 130.5658 | 1460.5
7110 |  | 1485.7 | 127.3216 | 1485.7 | 1485.7 | 127.3216 | 1485.7 | 1485.7 | 127.3216 | 1485.7 | 72.3 | 7.86 | 1485.7 | 127.3216 | 1485.7
7111 |  | 1392.7 | 129.8642 | 1392.7 | 1392.7 | 129.8642 | 1392.7 | 1392.7 | 129.8642 | 1392.7 | 72.2 | 8.55 | 1392.7 | 129.8642 | 1392.7
7112 |  | 1421.9 | 129.3208 | 1421.9 | 1421.9 | 129.3208 | 1421.9 | 1421.9 | 129.3208 | 1421.9 | 71.9 | 10.04 | 1421.9 | 129.3208 | 1421.9
7113 |  | 1524.4 | 132.1587 | 1524.4 | 1524.4 | 132.1587 | 1524.4 | 1524.4 | 132.1587 | 1524.4 | 72.2 | 12.24 | 1524.4 | 132.1587 | 1524.4
7114 |  | 1544.6 | 129.7959 | 1544.6 | 1544.6 | 129.7959 | 1544.6 | 1544.6 | 129.7959 | 1544.6 | 72.5 | 13.22 | 1544.6 | 129.7959 | 1544.6
7115 |  | 1527.1 | 130.4006 | 1527.1 | 1527.1 | 130.4006 | 1527.1 | 1527.1 | 130.4006 | 1527.1 | 72.2 | 12.9 | 1527.1 | 130.4006 | 1527.1
7116 |  | 1550 | 136.2458 | 1550 | 1550 | 136.2458 | 1550 | 1550 | 136.2458 | 1550 | 71.9 | 13.48 | 1550 | 136.2458 | 1550
7117 |  | 1592.2 | 130.1417 | 1592.2 | 1592.2 | 130.1417 | 1592.2 | 1592.2 | 130.1417 | 1592.2 | 72.1 | 12.61 | 1592.2 | 130.1417 | 1592.2
7118 |  | 1568.6 | 132.7515 | 1568.6 | 1568.6 | 132.7515 | 1568.6 | 1568.6 | 132.7515 | 1568.6 | 72.1 | 12.27 | 1568.6 | 132.7515 | 1568.6
7119 |  | 1607.8 | 129.2971 | 1607.8 | 1607.8 | 131.2568 | 1607.8 | 1607.8 | 129.2971 | 1607.8 | 71.5 | 10.74 | 1607.8 | 129.2971 | 1607.8
7120 |  | 1634.5 | 129.7621 | 1634.5 | 1634.5 | 129.7621 | 1634.5 | 1634.5 | 129.7621 | 1634.5 | 71.7 | 8.83 | 1634.5 | 129.7621 | 1634.5
7121 |  | 1574 | 131.0391 | 1574 | 1574 | 131.0391 | 1574 | 1574 | 131.0391 | 1574 | 72.3 | 10.87 | 1574 | 131.0391 | 1574
7122 |  | 1711.3 | 129.6846 | 1711.3 | 1711.3 | 129.6846 | 1711.3 | 1711.3 | 129.6846 | 1711.3 | 71.1 | 13.2217 | 1711.3 | 129.6846 | 1711.3
7123 |  | 1885.5862 | 131.1639 | 1885.5862 | 1885.5862 | 131.1639 | 1885.5862 | 1885.5862 | 131.1639 | 1885.5862 | 72.1 | 8.5 | 1885.5862 | 131.1639 | 1885.5862
7124 |  | 1923.253 | 128.1145 | 1923.253 | 1923.253 | 128.1145 | 1923.253 | 1923.253 | 128.1145 | 1923.253 | 72.5 | 7.95 | 1923.253 | 128.1145 | 1923.253
7125 |  | 1924 | 128.726 | 1924 | 1924 | 128.726 | 1924 | 1924 | 128.726 | 1924 | 72.2 | 8.86 | 1924 | 128.726 | 1924
7126 |  | 1807.5 | 129.5142 | 1807.5 | 1807.5 | 129.5142 | 1807.5 | 1807.5 | 129.5142 | 1807.5 | 71.4 | 9.9 | 1807.5 | 129.5142 | 1807.5
7127 |  | 1681 | 129.0218 | 1681 | 1681 | 129.0218 | 1681 | 1681 | 129.0218 | 1681 | 72.4 | 9.515 | 1681 | 129.0218 | 1681
7128 |  | 1653.3 | 129.4281 | 1653.3 | 1653.3 | 129.4281 | 1653.3 | 1653.3 | 129.4281 | 1653.3 | 72.6 | 10.1625 | 1653.3 | 129.4281 | 1653.3
7129 |  | 1570.6 | 126.1229 | 1570.6 | 1570.6 | 126.1229 | 1570.6 | 1570.6 | 126.1229 | 1570.6 | 72.6 | 14.15 | 1570.6 | 126.1229 | 1570.6
7130 |  | 1569.1 | 127.674 | 1569.1 | 1569.1 | 127.674 | 1569.1 | 1569.1 | 127.674 | 1569.1 | 73.2 | 9.69 | 1569.1 | 127.674 | 1569.1
7131 |  | 1530.1 | 130.3167 | 1530.1 | 1530.1 | 130.3167 | 1530.1 | 1530.1 | 130.3167 | 1530.1 | 73.1 | 7.6267 | 1530.1 | 130.3167 | 1530.1
7132 |  | 1525 | 129.2461 | 1525 | 1525 | 129.2461 | 1525 | 1525 | 129.2461 | 1525 | 72.9 | 12.1133 | 1525 | 129.2461 | 1525
7133 |  | 1551.5 | 130.0038 | 1551.5 | 1551.5 | 130.0038 | 1551.5 | 1551.5 | 130.0038 | 1551.5 | 72.9 | 15.345 | 1551.5 | 130.0038 | 1551.5
7134 |  | 1455 | 129.4847 | 1455 | 1455 | 129.4847 | 1455 | 1455 | 129.4847 | 1455 | 72.2 | 11.795 | 1455 | 129.4847 | 1455
7135 |  | 1367.8 | 130.1046 | 1367.8 | 1367.8 | 130.1046 | 1367.8 | 1367.8 | 130.1046 | 1367.8 | 71.5 | 12.65 | 1367.8 | 130.1046 | 1367.8
7136 |  | 1485.7 | 127.7759 | 1485.7 | 1485.7 | 127.7759 | 1485.7 | 1485.7 | 127.7759 | 1485.7 | 72.5 | 10.305 | 1485.7 | 127.7759 | 1485.7
7137 |  | 1464.1 | 131.8483 | 1464.1 | 1464.1 | 131.8483 | 1464.1 | 1464.1 | 131.8483 | 1464.1 | 70.5 | 10.58 | 1464.1 | 131.8483 | 1464.1
7138 |  | 1507.9 | 125.2158 | 1507.9 | 1507.9 | 125.2158 | 1507.9 | 1507.9 | 125.2158 | 1507.9 | 71.8 | 11.26 | 1507.9 | 125.2158 | 1507.9
7139 |  | 1530.1 | 117.4697 | 1530.1 | 1530.1 | 117.4697 | 1530.1 | 1530.1 | 117.4697 | 1530.1 | 72.4 | 10.77 | 1530.1 | 117.4697 | 1530.1
7140 |  | 1561.3 | 117.3444 | 1561.3 | 1561.3 | 117.3444 | 1561.3 | 1561.3 | 117.3444 | 1561.3 | 72.7 | 13.4 | 1561.3 | 117.3444 | 1561.3
7141 |  | 1552.4 | 116.3135 | 1552.4 | 1552.4 | 116.3135 | 1552.4 | 1552.4 | 116.3135 | 1552.4 | 72.5 | 10.95 | 1552.4 | 116.3135 | 1552.4
7142 |  | 1515.2 | 122.2888 | 1515.2 | 1515.2 | 122.2888 | 1515.2 | 1515.2 | 122.2888 | 1515.2 | 72.3 | 12.8 | 1515.2 | 122.2888 | 1515.2
7143 |  | 1502.5 | 120.7056 | 1502.5 | 1502.5 | 120.7056 | 1502.5 | 1502.5 | 120.7056 | 1502.5 | 72.6 | 11.21 | 1502.5 | 120.7056 | 1502.5
7144 |  | 1555.6 | 125.4242 | 1555.6 | 1555.6 | 125.4242 | 1555.6 | 1555.6 | 125.4242 | 1555.6 | 72.6 | 13.4 | 1555.6 | 125.4242 | 1555.6
7145 |  | 1574.4 | 124.92 | 1574.4 | 1574.4 | 124.92 | 1574.4 | 1574.4 | 124.92 | 1574.4 | 73.5 | 11.71 | 1574.4 | 124.92 | 1574.4
7146 |  | 1757.4 | 126.4512 | 1757.4 | 1757.4 | 126.4512 | 1757.4 | 1757.4 | 126.4512 | 1757.4 | 72.1 | 13.7408 | 1757.4 | 126.4512 | 1757.4
7147 |  | 1728.5 | 129.2823 | 1728.5 | 1728.5 | 129.2823 | 1728.5 | 1728.5 | 129.2823 | 1728.5 | 73.2 | 11.88 | 1728.5 | 129.2823 | 1728.5
7148 |  | 1812.1 | 129.2295 | 1812.1 | 1812.1 | 129.2295 | 1812.1 | 1812.1 | 129.2295 | 1812.1 | 71.9 | 9.92 | 1812.1 | 129.2295 | 1812.1
7149 |  | 1823 | 128.0752 | 1823 | 1823 | 128.0752 | 1823 | 1823 | 128.0752 | 1823 | 73 | 9.96 | 1823 | 128.0752 | 1823
7150 |  | 1701.2 | 127.586 | 1701.2 | 1701.2 | 127.586 | 1701.2 | 1701.2 | 127.586 | 1701.2 | 73.1 | 9.99 | 1701.2 | 127.586 | 1701.2
7151 |  | 1663.9 | 126.7955 | 1663.9 | 1663.9 | 126.7955 | 1663.9 | 1663.9 | 126.7955 | 1663.9 | 71.5 | 11.44 | 1663.9 | 126.7955 | 1663.9
7152 |  | 1603.8 | 125.404 | 1603.8 | 1603.8 | 125.404 | 1603.8 | 1603.8 | 125.404 | 1603.8 | 73 | 11.4863 | 1603.8 | 125.404 | 1603.8
7153 |  | 1552.1 | 124.5905 | 1552.1 | 1552.1 | 124.5905 | 1552.1 | 1552.1 | 124.5905 | 1552.1 | 72.8 | 14.4 | 1552.1 | 124.5905 | 1552.1
7154 |  | 1565.8 | 125.8666 | 1565.8 | 1565.8 | 125.8666 | 1565.8 | 1565.8 | 125.8666 | 1565.8 | 73.4 | 11.93 | 1565.8 | 125.8666 | 1565.8
7155 |  | 1526.5 | 126.263 | 1526.5 | 1526.5 | 126.263 | 1526.5 | 1526.5 | 126.263 | 1526.5 | 73.2 | 8.3061 | 1526.5 | 126.263 | 1526.5
7156 |  | 1570.7 | 127.0631 | 1570.7 | 1570.7 | 127.0631 | 1570.7 | 1570.7 | 127.0631 | 1570.7 | 72.5 | 11.4782 | 1570.7 | 127.0631 | 1570.7
7157 |  | 1594.8 | 130.1765 | 1594.8 | 1594.8 | 130.1765 | 1594.8 | 1594.8 | 130.1765 | 1594.8 | 72.7 | 15.9 | 1594.8 | 130.1765 | 1594.8
7158 |  | 1534 | 127.3147 | 1534 | 1534 | 127.3147 | 1534 | 1534 | 127.3147 | 1534 | 73.2 | 15.73 | 1534 | 127.3147 | 1534
7159 |  | 1452.3 | 127.2335 | 1452.3 | 1452.3 | 127.2335 | 1452.3 | 1452.3 | 127.2335 | 1452.3 | 71.6 | 16.75 | 1452.3 | 127.2335 | 1452.3
7160 |  | 1467.8 | 128.3382 | 1467.8 | 1467.8 | 128.3382 | 1467.8 | 1467.8 | 128.3382 | 1467.8 | 72.5 | 10.57 | 1467.8 | 128.3382 | 1467.8
7161 |  | 1524 | 130.4822 | 1524 | 1524 | 130.4822 | 1524 | 1524 | 130.4822 | 1524 | 72.2 | 16.42 | 1524 | 130.4822 | 1524
7162 |  | 1514.7 | 130.3669 | 1514.7 | 1514.7 | 130.3669 | 1514.7 | 1514.7 | 130.3669 | 1514.7 | 72.4 | 18.33 | 1514.7 | 130.3669 | 1514.7
7163 |  | 1557 | 126.7911 | 1557 | 1557 | 126.7911 | 1557 | 1557 | 126.7911 | 1557 | 71.4 | 19.3 | 1557 | 126.7911 | 1557
7164 |  | 1507.1 | 129.5769 | 1507.1 | 1507.1 | 129.5769 | 1507.1 | 1507.1 | 129.5769 | 1507.1 | 70.3 | 13.9 | 1507.1 | 129.5769 | 1507.1
7165 |  | 1540.3 | 126.7743 | 1540.3 | 1540.3 | 126.7743 | 1540.3 | 1540.3 | 126.7743 | 1540.3 | 70.8 | 17.32 | 1540.3 | 126.7743 | 1540.3
7166 |  | 1538.4 | 129.7578 | 1538.4 | 1538.4 | 129.7578 | 1538.4 | 1538.4 | 129.7578 | 1538.4 | 71.7 | 13.33 | 1538.4 | 129.7578 | 1538.4
7167 |  | 1580.8 | 124.4277 | 1580.8 | 1580.8 | 124.4277 | 1580.8 | 1580.8 | 124.4277 | 1580.8 | 73.3 | 16.67 | 1580.8 | 124.4277 | 1580.8
7168 |  | 1556.3 | 132.6352 | 1556.3 | 1556.3 | 132.6352 | 1556.3 | 1556.3 | 132.6352 | 1556.3 | 72.4 | 13.14 | 1556.3 | 132.6352 | 1556.3
7169 |  | 1570.2 | 132.1132 | 1570.2 | 1570.2 | 132.1132 | 1570.2 | 1570.2 | 132.1132 | 1570.2 | 73.4 | 17.12 | 1570.2 | 132.1132 | 1570.2
7170 |  | 1759.4 | 131.4025 | 1759.4 | 1759.4 | 131.4025 | 1759.4 | 1759.4 | 131.4025 | 1759.4 | 70.1 | 14.26 | 1759.4 | 131.4025 | 1759.4
7171 |  | 1826.4166 | 130.447 | 1826.4166 | 1826.4166 | 130.447 | 1826.4166 | 1826.4166 | 130.447 | 1826.4166 | 71.7 | 15.26 | 1826.4166 | 130.447 | 1826.4166
7172 |  | 1887.9693 | 127.4664 | 1887.9693 | 1887.9693 | 127.4664 | 1887.9693 | 1887.9693 | 127.4664 | 1887.9693 | 71.5 | 10.01 | 1887.9693 | 127.4664 | 1887.9693
7173 |  | 1863.2 | 127.4128 | 1863.2 | 1863.2 | 127.4128 | 1863.2 | 1863.2 | 127.4128 | 1863.2 | 71.8 | 15.22 | 1863.2 | 127.4128 | 1863.2
7174 |  | 1832.3 | 126.7461 | 1832.3 | 1832.3 | 126.7461 | 1832.3 | 1832.3 | 126.7461 | 1832.3 | 72.7 | 11.9 | 1832.3 | 126.7461 | 1832.3
7175 |  | 1671 | 126.1254 | 1671 | 1671 | 126.1254 | 1671 | 1671 | 126.1254 | 1671 | 71.9 | 16.51 | 1671 | 126.1254 | 1671
7176 |  | 1634.9 | 125.3139 | 1634.9 | 1634.9 | 125.3139 | 1634.9 | 1634.9 | 125.3139 | 1634.9 | 71.3 | 12.81 | 1634.9 | 125.3139 | 1634.9
7177 |  | 1568.9 | 124.7515 | 1568.9 | 1568.9 | 124.7515 | 1568.9 | 1568.9 | 124.7515 | 1568.9 | 72 | 11.315 | 1568.9 | 124.7515 | 1568.9
7178 |  | 1541 | 124.5954 | 1541 | 1541 | 124.5954 | 1541 | 1541 | 124.5954 | 1541 | 71.2 | 11.5906 | 1541 | 124.5954 | 1541
7179 |  | 1533.7 | 125.1756 | 1533.7 | 1533.7 | 125.1756 | 1533.7 | 1533.7 | 125.1756 | 1533.7 | 71.6 | 8.9856 | 1533.7 | 125.1756 | 1533.7
7180 |  | 1547.5 | 126.6622 | 1547.5 | 1547.5 | 126.6622 | 1547.5 | 1547.5 | 126.6622 | 1547.5 | 72.1 | 10.8431 | 1547.5 | 126.6622 | 1547.5
7181 |  | 1550.7 | 127.8671 | 1550.7 | 1550.7 | 127.8671 | 1550.7 | 1550.7 | 127.8671 | 1550.7 | 72.1 | 10.825 | 1550.7 | 127.8671 | 1550.7
7182 |  | 1508.7 | 126.885 | 1508.7 | 1508.7 | 126.885 | 1508.7 | 1508.7 | 126.885 | 1508.7 | 72.6 | 8.7644 | 1508.7 | 126.885 | 1508.7
7183 |  | 1462.5 | 128.1879 | 1462.5 | 1462.5 | 128.1879 | 1462.5 | 1462.5 | 128.1879 | 1462.5 | 71.8 | 10.9219 | 1462.5 | 128.1879 | 1462.5
7184 |  | 1492.4 | 127.0684 | 1492.4 | 1492.4 | 127.0684 | 1492.4 | 1492.4 | 127.0684 | 1492.4 | 71.9 | 8.51 | 1492.4 | 127.0684 | 1492.4
7185 |  | 1557.6 | 126.7052 | 1557.6 | 1557.6 | 126.7052 | 1557.6 | 1557.6 | 126.7052 | 1557.6 | 71.4 | 13.3175 | 1557.6 | 126.7052 | 1557.6
7186 |  | 1585 | 130.5092 | 1585 | 1585 | 130.5092 | 1585 | 1585 | 130.5092 | 1585 | 70.6 | 12.4525 | 1585 | 130.5092 | 1585
7187 |  | 1601.5 | 132.1552 | 1601.5 | 1601.5 | 132.1552 | 1601.5 | 1601.5 | 132.1552 | 1601.5 | 71.8 | 19.1 | 1601.5 | 132.1552 | 1601.5
7188 |  | 1657 | 130.8679 | 1657 | 1657 | 130.8679 | 1657 | 1657 | 130.8679 | 1657 | 71.1 | 18.98 | 1657 | 130.8679 | 1657
7189 |  | 1621.2 | 131.4758 | 1621.2 | 1621.2 | 131.4758 | 1621.2 | 1621.2 | 131.4758 | 1621.2 | 69.1 | 11.15 | 1621.2 | 131.4758 | 1621.2
7190 |  | 1652 | 132.2819 | 1652 | 1652 | 132.2455 | 1652 | 1652 | 132.2819 | 1652 | 69.6 | 14.49 | 1652 | 132.2819 | 1652
7191 |  | 1666.1 | 133.0152 | 1666.1 | 1666.1 | 133.0152 | 1666.1 | 1666.1 | 133.0152 | 1666.1 | 72 | 14.51 | 1666.1 | 133.0152 | 1666.1
7192 |  | 1675.7 | 132.6637 | 1675.7 | 1675.7 | 132.6637 | 1675.7 | 1675.7 | 132.6637 | 1675.7 | 71.3 | 20.21 | 1675.7 | 132.6637 | 1675.7
7193 |  | 1663.7 | 130.4319 | 1663.7 | 1663.7 | 130.4319 | 1663.7 | 1663.7 | 130.4319 | 1663.7 | 71.5 | 20.25 | 1663.7 | 130.4319 | 1663.7
7194 |  | 1657.7 | 127.8191 | 1657.7 | 1657.7 | 127.8191 | 1657.7 | 1657.7 | 127.8191 | 1657.7 | 72.5 | 16.4 | 1657.7 | 127.8191 | 1657.7
7195 |  | 1915.1 | 129.5467 | 1915.1 | 1915.1 | 129.5467 | 1915.1 | 1915.1 | 129.5467 | 1915.1 | 71.3 | 10.24 | 1915.1 | 129.5467 | 1915.1
7196 |  | 1966.5 | 128.2588 | 1966.5 | 1966.5 | 128.2588 | 1966.5 | 1966.5 | 128.2588 | 1966.5 | 72.3 | 8.68 | 1966.5 | 128.2588 | 1966.5
7197 |  | 1975.5 | 129.9123 | 1975.5 | 1975.5 | 129.9123 | 1975.5 | 1975.5 | 129.9123 | 1975.5 | 72.3 | 14.75 | 1975.5 | 129.9123 | 1975.5
7198 |  | 1893.2 | 129.8573 | 1893.2 | 1893.2 | 129.8573 | 1893.2 | 1893.2 | 129.8573 | 1893.2 | 72 | 11.955 | 1893.2 | 129.8573 | 1893.2
7199 |  | 1776.1 | 130.6557 | 1776.1 | 1776.1 | 130.6557 | 1776.1 | 1776.1 | 130.6557 | 1776.1 | 73 | 16.25 | 1776.1 | 130.6557 | 1776.1
7200 |  | 1735.3 | 129.3869 | 1735.3 | 1735.3 | 129.3869 | 1735.3 | 1735.3 | 129.3869 | 1735.3 | 72.2 | 13.005 | 1735.3 | 129.3869 | 1735.3
7201 |  | 1601.7 | 130.6047 | 1601.7 | 1601.7 | 130.6047 | 1601.7 | 1601.7 | 130.6047 | 1601.7 | 73.1 | 10.02 | 1601.7 | 130.6047 | 1601.7
7202 |  | 1634.4 | 128.9815 | 1634.4 | 1634.4 | 128.9815 | 1634.4 | 1634.4 | 128.9815 | 1634.4 | 72.8 | 9.7725 | 1634.4 | 128.9815 | 1634.4
7203 |  | 1595.4 | 129.9121 | 1595.4 | 1595.4 | 129.9121 | 1595.4 | 1595.4 | 129.9121 | 1595.4 | 71.7 | 8.2325 | 1595.4 | 129.9121 | 1595.4
7204 |  | 1593.5 | 129.5202 | 1593.5 | 1593.5 | 129.5202 | 1593.5 | 1593.5 | 129.5202 | 1593.5 | 72 | 11.8725 | 1593.5 | 129.5202 | 1593.5
7205 |  | 1622.9 | 130.0328 | 1622.9 | 1622.9 | 130.0328 | 1622.9 | 1622.9 | 130.0328 | 1622.9 | 72.4 | 11.03 | 1622.9 | 130.0328 | 1622.9
7206 |  | 1576.6 | 129.4098 | 1576.6 | 1576.6 | 129.4098 | 1576.6 | 1576.6 | 129.4098 | 1576.6 | 71 | 8.4575 | 1576.6 | 129.4098 | 1576.6
7207 |  | 1494.1 | 128.1146 | 1494.1 | 1494.1 | 128.1146 | 1494.1 | 1494.1 | 128.1146 | 1494.1 | 71.9 | 9.8575 | 1494.1 | 128.1146 | 1494.1
7208 |  | 1650 | 126.3172 | 1650 | 1650 | 126.3172 | 1650 | 1650 | 126.3172 | 1650 | 72.1 | 9.81 | 1650 | 126.3172 | 1650
7209 |  | 1634.3 | 127.826 | 1634.3 | 1634.3 | 127.826 | 1634.3 | 1634.3 | 127.826 | 1634.3 | 72.2 | 12.09 | 1634.3 | 127.826 | 1634.3
7210 |  | 1625.6 | 130.9163 | 1625.6 | 1625.6 | 130.9163 | 1625.6 | 1625.6 | 130.9163 | 1625.6 | 71.9 | 13.53 | 1625.6 | 130.9163 | 1625.6
7211 |  | 1654.1 | 130.2996 | 1654.1 | 1654.1 | 130.2996 | 1654.1 | 1654.1 | 130.2996 | 1654.1 | 71.6 | 15.26 | 1654.1 | 130.2996 | 1654.1
7212 |  | 1653.4 | 129.8251 | 1653.4 | 1653.4 | 129.8251 | 1653.4 | 1653.4 | 129.8251 | 1653.4 | 72.3 | 14.27 | 1653.4 | 129.8251 | 1653.4
7213 |  | 1690.1 | 129.9408 | 1690.1 | 1690.1 | 129.9408 | 1690.1 | 1690.1 | 129.9408 | 1690.1 | 71 | 20.45 | 1690.1 | 129.9408 | 1690.1
7214 |  | 1591.6 | 131.9924 | 1591.6 | 1591.6 | 131.9924 | 1591.6 | 1591.6 | 131.9924 | 1591.6 | 72.9 | 11.61 | 1591.6 | 131.9924 | 1591.6
7215 |  | 1665.2 | 130.8238 | 1665.2 | 1665.2 | 130.8238 | 1665.2 | 1665.2 | 130.8238 | 1665.2 | 71.3 | 16.37 | 1665.2 | 130.8238 | 1665.2
7216 |  | 1639.1 | 131.7358 | 1639.1 | 1639.1 | 131.7358 | 1639.1 | 1639.1 | 131.7358 | 1639.1 | 72.3 | 18.01 | 1639.1 | 131.7358 | 1639.1
7217 |  | 1629.4 | 130.4068 | 1629.4 | 1629.4 | 130.4068 | 1629.4 | 1629.4 | 130.4068 | 1629.4 | 72.7 | 18.04 | 1629.4 | 130.4068 | 1629.4
7218 |  | 1757.5 | 127.3723 | 1757.5 | 1757.5 | 127.3723 | 1757.5 | 1757.5 | 127.3723 | 1757.5 | 72.2 | 14.82 | 1757.5 | 127.3723 | 1757.5
7219 |  | 1937.8 | 128.535 | 1937.8 | 1937.8 | 128.535 | 1937.8 | 1937.8 | 128.535 | 1937.8 | 72.2 | 8.18 | 1937.8 | 128.535 | 1937.8
7220 |  | 1996.2 | 125.4429 | 1996.2 | 1996.2 | 125.4429 | 1996.2 | 1996.2 | 125.4429 | 1996.2 | 72.9 | 8.01 | 1996.2 | 125.4429 | 1996.2
7221 |  | 1996.8 | 126.7499 | 1996.8 | 1996.8 | 126.7499 | 1996.8 | 1996.8 | 126.7499 | 1996.8 | 71.6 | 14.28 | 1996.8 | 126.7499 | 1996.8
7222 |  | 1935.4 | 126.184 | 1935.4 | 1935.4 | 126.184 | 1935.4 | 1935.4 | 126.184 | 1935.4 | 71.4 | 12.01 | 1935.4 | 126.184 | 1935.4
7223 |  | 1794.4 | 125.6081 | 1794.4 | 1794.4 | 125.6081 | 1794.4 | 1794.4 | 125.6081 | 1794.4 | 72.6 | 15.99 | 1794.4 | 125.6081 | 1794.4
7224 |  | 1716.7 | 125.4995 | 1716.7 | 1716.7 | 125.4995 | 1716.7 | 1716.7 | 125.4995 | 1716.7 | 71.9 | 13.2 | 1716.7 | 125.4995 | 1716.7
7225 |  | 1625.5 | 124.4201 | 1625.5 | 1625.5 | 124.4201 | 1625.5 | 1625.5 | 124.4201 | 1625.5 | 72.7 | 10.91 | 1625.5 | 124.4201 | 1625.5
7226 |  | 1647.8 | 125.1175 | 1647.8 | 1647.8 | 125.1175 | 1647.8 | 1647.8 | 125.1175 | 1647.8 | 71.5 | 9.43 | 1647.8 | 125.1175 | 1647.8
7227 |  | 1602 | 126.2135 | 1602 | 1602 | 126.2135 | 1602 | 1602 | 126.2135 | 1602 | 72.6 | 3.86 | 1602 | 126.2135 | 1602
7228 |  | 1614.4 | 123.4723 | 1614.4 | 1614.4 | 123.4723 | 1614.4 | 1614.4 | 123.4723 | 1614.4 | 72.9 | 15.27 | 1614.4 | 123.4723 | 1614.4
7229 |  | 1588 | 125.7376 | 1588 | 1588 | 125.7376 | 1588 | 1588 | 125.7376 | 1588 | 71.5 | 11.57 | 1588 | 125.7376 | 1588
7230 |  | 1459 | 125.5667 | 1459 | 1459 | 125.5667 | 1459 | 1459 | 125.5667 | 1459 | 72.4 | 9.74 | 1459 | 125.5667 | 1459
7231 |  | 1415.6 | 125.3049 | 1415.6 | 1415.6 | 125.3049 | 1415.6 | 1415.6 | 125.3049 | 1415.6 | 71.7 | 15.89 | 1415.6 | 125.3049 | 1415.6
7232 |  | 1445 | 125.2292 | 1445 | 1445 | 125.2292 | 1445 | 1445 | 125.2292 | 1445 | 72.3 | 7.78 | 1445 | 125.2292 | 1445
7233 |  | 1450.4 | 126.8664 | 1450.4 | 1450.4 | 126.8664 | 1450.4 | 1450.4 | 126.8664 | 1450.4 | 71.9 | 16.8 | 1450.4 | 126.8664 | 1450.4
7234 |  | 1487.8 | 128.1827 | 1487.8 | 1487.8 | 128.1827 | 1487.8 | 1487.8 | 128.1827 | 1487.8 | 71.9 | 12.51 | 1487.8 | 128.1827 | 1487.8
7235 |  | 1478.8 | 127.632 | 1478.8 | 1478.8 | 127.632 | 1478.8 | 1478.8 | 127.632 | 1478.8 | 71.6 | 19.03 | 1478.8 | 127.632 | 1478.8
7236 |  | 1515.4 | 129.0323 | 1515.4 | 1515.4 | 129.0323 | 1515.4 | 1515.4 | 129.0323 | 1515.4 | 71.8 | 12.18 | 1515.4 | 129.0323 | 1515.4
7237 |  | 1494 | 129.8941 | 1494 | 1494 | 129.8941 | 1494 | 1494 | 129.8941 | 1494 | 72.3 | 16.19 | 1494 | 129.8941 | 1494
7238 |  | 1525.7 | 129.1992 | 1525.7 | 1525.7 | 129.1992 | 1525.7 | 1525.7 | 129.1992 | 1525.7 | 72.3 | 17.73 | 1525.7 | 129.1992 | 1525.7
7239 |  | 1521 | 129.506 | 1521 | 1521 | 129.506 | 1521 | 1521 | 129.506 | 1521 | 71.3 | 17.12 | 1521 | 129.506 | 1521
7240 |  | 1511.4 | 130.4604 | 1511.4 | 1511.4 | 130.4604 | 1511.4 | 1511.4 | 130.4604 | 1511.4 | 71.8 | 9.94 | 1511.4 | 130.4604 | 1511.4
7241 |  | 1543.6 | 129.3857 | 1543.6 | 1543.6 | 129.3857 | 1543.6 | 1543.6 | 129.3857 | 1543.6 | 71.9 | 7.62 | 1543.6 | 129.3857 | 1543.6
7242 |  | 1708.3 | 128.4004 | 1708.3 | 1708.3 | 128.4004 | 1708.3 | 1708.3 | 128.4004 | 1708.3 | 72.3 | 7.92 | 1708.3 | 128.4004 | 1708.3
7243 |  | 1813.1 | 114.9834 | 1813.1 | 1813.1 | 114.9834 | 1813.1 | 1813.1 | 114.9834 | 1813.1 | 68.2 | 13.24 | 1813.1 | 114.9834 | 1813.1
7244 |  | 1857.3 | 101.9067 | 1857.3 | 1857.3 | 101.9067 | 1857.3 | 1857.3 | 101.9067 | 1857.3 | 71.2 | 7.5 | 1857.3 | 101.9067 | 1857.3
7245 |  | 1875.3 | 98.6459 | 1875.3 | 1875.3 | 98.6459 | 1875.3 | 1875.3 | 98.6459 | 1875.3 | 70.6 | 13.91 | 1875.3 | 98.6459 | 1875.3
7246 |  | 1838.6 | 100.5235 | 1838.6 | 1838.6 | 100.5235 | 1838.6 | 1838.6 | 100.5235 | 1838.6 | 71.6 | 7.07 | 1838.6 | 100.5235 | 1838.6
7247 |  | 1743.6 | 103.1106 | 1743.6 | 1743.6 | 103.1106 | 1743.6 | 1743.6 | 103.1106 | 1743.6 | 72.1 | 13.95 | 1743.6 | 103.1106 | 1743.6
7248 |  | 1659.2 | 102.4358 | 1659.2 | 1659.2 | 102.4358 | 1659.2 | 1659.2 | 102.4358 | 1659.2 | 71.4 | 10.71 | 1659.2 | 102.4358 | 1659.2
7249 |  | 1576.1 | 101.8996 | 1576.1 | 1576.1 | 101.8996 | 1576.1 | 1576.1 | 101.8996 | 1576.1 | 71.2 | 6.65 | 1576.1 | 101.8996 | 1576.1
7250 |  | 1574.2 | 100.2661 | 1574.2 | 1574.2 | 100.2661 | 1574.2 | 1574.2 | 100.2661 | 1574.2 | 71.1 | 13.85 | 1574.2 | 100.2661 | 1574.2
7251 |  | 1541.5 | 99.7831 | 1541.5 | 1541.5 | 99.7831 | 1541.5 | 1541.5 | 99.7831 | 1541.5 | 71 | 10.75 | 1541.5 | 99.7831 | 1541.5
7252 |  | 1527.8 | 101.2698 | 1527.8 | 1527.8 | 101.2698 | 1527.8 | 1527.8 | 101.2698 | 1527.8 | 70.8 | 12.75 | 1527.8 | 101.2698 | 1527.8
7253 |  | 1545.5 | 125.1976 | 1545.5 | 1545.5 | 125.1976 | 1545.5 | 1545.5 | 125.1976 | 1545.5 | 70.8 | 10.09 | 1545.5 | 125.1976 | 1545.5
7254 |  | 1385 | 125.177 | 1385 | 1385 | 125.177 | 1385 | 1385 | 125.177 | 1385 | 71 | 8.27 | 1385 | 125.177 | 1385
7255 |  | 1406.1 | 125.0243 | 1406.1 | 1406.1 | 125.0243 | 1406.1 | 1406.1 | 125.0243 | 1406.1 | 70.4 | 7.53 | 1406.1 | 125.0243 | 1406.1
7256 |  | 1413 | 124.4569 | 1413 | 1413 | 124.4569 | 1413 | 1413 | 124.4569 | 1413 | 69.5 | 7.55 | 1413 | 124.4569 | 1413
7257 |  | 1332.9 | 126.1733 | 1332.9 | 1332.9 | 126.1733 | 1332.9 | 1332.9 | 126.1733 | 1332.9 | 71.1 | 7.94 | 1332.9 | 126.1733 | 1332.9
7258 |  | 1267 | 126.4328 | 1267 | 1267 | 126.4328 | 1267 | 1267 | 126.4328 | 1267 | 70.9 | 8.07 | 1267 | 126.4328 | 1267
7259 |  | 1304.8 | 127.5033 | 1304.8 | 1304.8 | 127.5033 | 1304.8 | 1304.8 | 127.5033 | 1304.8 | 71.1 | 8.26 | 1304.8 | 127.5033 | 1304.8
7260 |  | 1334 | 127.6067 | 1334 | 1334 | 127.6067 | 1334 | 1334 | 127.6067 | 1334 | 71.9 | 7.16 | 1334 | 127.6067 | 1334
7261 |  | 1339.1 | 128.161 | 1339.1 | 1339.1 | 128.161 | 1339.1 | 1339.1 | 128.161 | 1339.1 | 71.3 | 7.26 | 1339.1 | 128.161 | 1339.1
7262 |  | 1348.3 | 128.5283 | 1348.3 | 1348.3 | 128.5283 | 1348.3 | 1348.3 | 128.5283 | 1348.3 | 71.6 | 7.38 | 1348.3 | 128.5283 | 1348.3
7263 |  | 1376.8 | 128.6945 | 1376.8 | 1376.8 | 128.6945 | 1376.8 | 1376.8 | 128.6945 | 1376.8 | 71.5 | 7.45 | 1376.8 | 128.6945 | 1376.8
7264 |  | 1461.8 | 127.6062 | 1461.8 | 1461.8 | 127.6062 | 1461.8 | 1461.8 | 127.6062 | 1461.8 | 71.3 | 7.51 | 1461.8 | 127.6062 | 1461.8
7265 |  | 1512.3 | 128.3602 | 1512.3 | 1512.3 | 128.3602 | 1512.3 | 1512.3 | 128.3602 | 1512.3 | 71.8 | 7.71 | 1512.3 | 128.3602 | 1512.3
7266 |  | 1705.6 | 125.8071 | 1705.6 | 1705.6 | 125.8071 | 1705.6 | 1705.6 | 125.8071 | 1705.6 | 71.8 | 8.07 | 1705.6 | 125.8071 | 1705.6
7267 |  | 1772.9 | 129.128 | 1772.9 | 1772.9 | 129.128 | 1772.9 | 1772.9 | 129.128 | 1772.9 | 70.3 | 8.49 | 1772.9 | 129.128 | 1772.9
7268 |  | 1780.5 | 125.3246 | 1780.5 | 1780.5 | 125.3246 | 1780.5 | 1780.5 | 125.3246 | 1780.5 | 71.4 | 8.29 | 1780.5 | 125.3246 | 1780.5
7269 |  | 1839.8 | 127.9273 | 1839.8 | 1839.8 | 127.9273 | 1839.8 | 1839.8 | 127.9273 | 1839.8 | 71.7 | 8.11 | 1839.8 | 127.9273 | 1839.8
7270 |  | 1767.4 | 127.279 | 1767.4 | 1767.4 | 127.279 | 1767.4 | 1767.4 | 127.279 | 1767.4 | 72.3 | 8.16 | 1767.4 | 127.279 | 1767.4
7271 |  | 1643.3 | 127.9187 | 1643.3 | 1643.3 | 127.9187 | 1643.3 | 1643.3 | 127.9187 | 1643.3 | 72.3 | 16.405 | 1643.3 | 127.9187 | 1643.3
7272 |  | 1598.7 | 126.7231 | 1598.7 | 1598.7 | 126.7231 | 1598.7 | 1598.7 | 126.7231 | 1598.7 | 71.7 | 13.1875 | 1598.7 | 126.7231 | 1598.7
7273 |  | 1531.7 | 121.9365 | 1531.7 | 1531.7 | 121.9365 | 1531.7 | 1531.7 | 121.9365 | 1531.7 | 71.3 | 8.57 | 1531.7 | 121.9365 | 1531.7
7274 |  | 1522.2 | 121.8642 | 1522.2 | 1522.2 | 121.8642 | 1522.2 | 1522.2 | 121.8642 | 1522.2 | 71.4 | 8.25 | 1522.2 | 121.8642 | 1522.2
7275 |  | 1480 | 123.225 | 1480 | 1480 | 123.225 | 1480 | 1480 | 123.225 | 1480 | 71.1 | 8.27 | 1480 | 123.225 | 1480
7276 |  | 1462.7 | 127.3097 | 1462.7 | 1462.7 | 127.3097 | 1462.7 | 1462.7 | 127.3097 | 1462.7 | 71.6 | 8.32 | 1462.7 | 127.3097 | 1462.7
7277 |  | 1522.3 | 123.0262 | 1522.3 | 1522.3 | 123.0262 | 1522.3 | 1522.3 | 123.0262 | 1522.3 | 71.7 | 9.39 | 1522.3 | 123.0262 | 1522.3
7278 |  | 1508.8 | 123.0746 | 1508.8 | 1508.8 | 123.0746 | 1508.8 | 1508.8 | 123.0746 | 1508.8 | 72.3 | 8.98 | 1508.8 | 123.0746 | 1508.8
7279 |  | 1432.8 | 124.7208 | 1432.8 | 1432.8 | 124.7208 | 1432.8 | 1432.8 | 124.7208 | 1432.8 | 72.2 | 8.47 | 1432.8 | 124.7208 | 1432.8
7280 |  | 1508.2 | 123.0035 | 1508.2 | 1508.2 | 123.0035 | 1508.2 | 1508.2 | 123.0035 | 1508.2 | 71.9 | 8.74 | 1508.2 | 123.0035 | 1508.2
7281 |  | 1533.3 | 123.9132 | 1533.3 | 1533.3 | 123.9132 | 1533.3 | 1533.3 | 123.9132 | 1533.3 | 72.2 | 10.3 | 1533.3 | 123.9132 | 1533.3
7282 |  | 1587.3 | 123.3483 | 1587.3 | 1587.3 | 123.3483 | 1587.3 | 1587.3 | 123.3483 | 1587.3 | 72.5 | 12.33 | 1587.3 | 123.3483 | 1587.3
7283 |  | 1611.8 | 130.435 | 1611.8 | 1611.8 | 130.435 | 1611.8 | 1611.8 | 130.435 | 1611.8 | 72.2 | 11.7 | 1611.8 | 130.435 | 1611.8
7284 |  | 1616.4 | 130.2727 | 1616.4 | 1616.4 | 130.2727 | 1616.4 | 1616.4 | 130.2727 | 1616.4 | 71.9 | 11.63 | 1616.4 | 130.2727 | 1616.4
7285 |  | 1648 | 130.4414 | 1648 | 1648 | 130.4414 | 1648 | 1648 | 130.4414 | 1648 | 72.1 | 11.51 | 1648 | 130.4414 | 1648
7286 |  | 1631.9 | 129.7567 | 1631.9 | 1631.9 | 129.7567 | 1631.9 | 1631.9 | 129.7567 | 1631.9 | 72.1 | 13.27 | 1631.9 | 129.7567 | 1631.9
7287 |  | 1629.7 | 131.2124 | 1629.7 | 1629.7 | 131.2124 | 1629.7 | 1629.7 | 131.2124 | 1629.7 | 71.5 | 18.08 | 1629.7 | 131.2124 | 1629.7
7288 |  | 1628 | 130.1816 | 1628 | 1628 | 130.1816 | 1628 | 1628 | 130.1816 | 1628 | 71.7 | 14.4 | 1628 | 130.1816 | 1628
7289 |  | 1641.9 | 131.352 | 1641.9 | 1641.9 | 131.352 | 1641.9 | 1641.9 | 131.352 | 1641.9 | 72.3 | 11.455 | 1641.9 | 131.352 | 1641.9
7290 |  | 1779.2 | 130.3365 | 1779.2 | 1779.2 | 130.3365 | 1779.2 | 1779.2 | 130.3365 | 1779.2 | 71.1 | 17.25 | 1779.2 | 130.3365 | 1779.2
7291 |  | 1919.8 | 130.2022 | 1919.8 | 1919.8 | 130.2022 | 1919.8 | 1919.8 | 130.2022 | 1919.8 | 72.1 | 12.31 | 1919.8 | 130.2022 | 1919.8
7292 |  | 1977.2 | 125.0878 | 1977.2 | 1977.2 | 125.0878 | 1977.2 | 1977.2 | 125.0878 | 1977.2 | 72.5 | 9.5 | 1977.2 | 125.0878 | 1977.2
7293 |  | 1933.1 | 124.4571 | 1933.1 | 1933.1 | 124.4571 | 1933.1 | 1933.1 | 124.4571 | 1933.1 | 72.2 | 9.16 | 1933.1 | 124.4571 | 1933.1
7294 |  | 1870.1 | 125.6028 | 1870.1 | 1870.1 | 125.6028 | 1870.1 | 1870.1 | 125.6028 | 1870.1 | 71.4 | 14.86 | 1870.1 | 125.6028 | 1870.1
7295 |  | 1740 | 127.9817 | 1740 | 1740 | 127.9817 | 1740 | 1740 | 127.9817 | 1740 | 72.4 | 18.86 | 1740 | 127.9817 | 1740
7296 |  | 1708.3 | 128.0292 | 1708.3 | 1708.3 | 128.0292 | 1708.3 | 1708.3 | 128.0292 | 1708.3 | 72.6 | 14.6137 | 1708.3 | 128.0292 | 1708.3
7297 |  | 1289.8 | 109.7238 | 1289.8 | 1289.8 | 109.7238 | 1289.8 | 1289.8 | 109.7238 | 1289.8 | 72.6 | 7.61 | 1289.8 | 109.7238 | 1289.8
7298 |  | 1265.6 | 110.8604 | 1265.6 | 1265.6 | 110.8604 | 1265.6 | 1265.6 | 110.8604 | 1265.6 | 73.2 | 8.01 | 1265.6 | 110.8604 | 1265.6
7299 |  | 1280.2 | 112.2205 | 1280.2 | 1280.2 | 112.2205 | 1280.2 | 1280.2 | 112.2205 | 1280.2 | 73.1 | 8.07 | 1280.2 | 112.2205 | 1280.2
7300 |  | 1280 | 114.2861 | 1280 | 1280 | 114.2861 | 1280 | 1280 | 114.2861 | 1280 | 72.9 | 7.37 | 1280 | 114.2861 | 1280
7301 |  | 1306.8 | 110.419 | 1306.8 | 1306.8 | 110.419 | 1306.8 | 1306.8 | 110.419 | 1306.8 | 72.9 | 7.27 | 1306.8 | 110.419 | 1306.8
7302 |  | 1409.4 | 110.849 | 1409.4 | 1409.4 | 110.849 | 1409.4 | 1409.4 | 110.849 | 1409.4 | 72.2 | 7.18 | 1409.4 | 110.849 | 1409.4
7303 |  | 1242.6 | 111.4899 | 1242.6 | 1242.6 | 111.4899 | 1242.6 | 1242.6 | 111.4899 | 1242.6 | 71.5 | 7.27 | 1242.6 | 111.4899 | 1242.6
7304 |  | 1365.9 | 108.6349 | 1365.9 | 1365.9 | 108.6349 | 1365.9 | 1365.9 | 108.6349 | 1365.9 | 72.5 | 8.13 | 1365.9 | 108.6349 | 1365.9
7305 |  | 1357.3 | 111.9518 | 1357.3 | 1357.3 | 111.9518 | 1357.3 | 1357.3 | 111.9518 | 1357.3 | 70.5 | 9.31 | 1357.3 | 111.9518 | 1357.3
7306 |  | 1383.4 | 108.2302 | 1383.4 | 1383.4 | 108.2302 | 1383.4 | 1383.4 | 108.2302 | 1383.4 | 71.8 | 10.03 | 1383.4 | 108.2302 | 1383.4
7307 |  | 1403 | 123.0757 | 1403 | 1403 | 123.0757 | 1403 | 1403 | 123.0757 | 1403 | 72.4 | 10.33 | 1403 | 123.0757 | 1403
7308 |  | 1403.5 | 120.4278 | 1403.5 | 1403.5 | 120.4278 | 1403.5 | 1403.5 | 120.4278 | 1403.5 | 72.7 | 11.14 | 1403.5 | 120.4278 | 1403.5
7309 |  | 1406.1 | 129.0305 | 1406.1 | 1406.1 | 129.0305 | 1406.1 | 1406.1 | 129.0305 | 1406.1 | 72.5 | 9.76 | 1406.1 | 129.0305 | 1406.1
7310 |  | 1398 | 124.2307 | 1398 | 1398 | 124.2307 | 1398 | 1398 | 124.2307 | 1398 | 72.3 | 9.49 | 1398 | 124.2307 | 1398
7311 |  | 1445.7 | 130.5288 | 1445.7 | 1445.7 | 130.5288 | 1445.7 | 1445.7 | 130.5288 | 1445.7 | 72.6 | 10.73 | 1445.7 | 130.5288 | 1445.7
7312 |  | 1480.7 | 130.6042 | 1480.7 | 1480.7 | 130.6042 | 1480.7 | 1480.7 | 130.6042 | 1480.7 | 72.6 | 10.72 | 1480.7 | 130.6042 | 1480.7
7313 |  | 1407 | 131.0521 | 1407 | 1407 | 131.0521 | 1407 | 1407 | 131.0521 | 1407 | 73.5 | 10.99 | 1407 | 131.0521 | 1407
7314 |  | 1530.4 | 128.6556 | 1530.4 | 1530.4 | 128.6556 | 1530.4 | 1530.4 | 128.6556 | 1530.4 | 72.1 | 9.77 | 1530.4 | 128.6556 | 1530.4
7315 |  | 1592.7 | 131.4379 | 1592.7 | 1592.7 | 131.4379 | 1592.7 | 1592.7 | 131.4379 | 1592.7 | 73.2 | 9.14 | 1592.7 | 131.4379 | 1592.7
7316 |  | 1702.3 | 130.226 | 1702.3 | 1702.3 | 130.226 | 1702.3 | 1702.3 | 130.226 | 1702.3 | 71.9 | 9.97 | 1702.3 | 130.226 | 1702.3
7317 |  | 1731.7 | 128.4909 | 1731.7 | 1731.7 | 128.4909 | 1731.7 | 1731.7 | 128.4909 | 1731.7 | 73 | 8.72 | 1731.7 | 128.4909 | 1731.7
7318 |  | 1689.6 | 129.3688 | 1689.6 | 1689.6 | 129.3688 | 1689.6 | 1689.6 | 129.3688 | 1689.6 | 73.1 | 8.3 | 1689.6 | 129.3688 | 1689.6
7319 |  | 1593.4 | 130.046 | 1593.4 | 1593.4 | 130.046 | 1593.4 | 1593.4 | 130.046 | 1593.4 | 71.5 | 8.34 | 1593.4 | 130.046 | 1593.4
7320 |  | 1526.9 | 128.1976 | 1526.9 | 1526.9 | 128.1976 | 1526.9 | 1526.9 | 128.1976 | 1526.9 | 73 | 8.71 | 1526.9 | 128.1976 | 1526.9
7321 |  | 1425.9 | 110.708 | 1425.9 | 1425.9 | 110.708 | 1425.9 | 1425.9 | 110.708 | 1425.9 | 72.8 | 8.89 | 1425.9 | 110.708 | 1425.9
7322 |  | 1438.4 | 110.6575 | 1438.4 | 1438.4 | 110.6575 | 1438.4 | 1438.4 | 110.6575 | 1438.4 | 73.4 | 8.7 | 1438.4 | 110.6575 | 1438.4
7323 |  | 1481.1 | 110.0729 | 1481.1 | 1481.1 | 110.0729 | 1481.1 | 1481.1 | 110.0729 | 1481.1 | 73.2 | 8.19 | 1481.1 | 110.0729 | 1481.1
7324 |  | 1404.3 | 109.5182 | 1404.3 | 1404.3 | 109.5182 | 1404.3 | 1404.3 | 109.5182 | 1404.3 | 72.5 | 7.34 | 1404.3 | 109.5182 | 1404.3
7325 |  | 1431 | 127.8014 | 1431 | 1431 | 127.8014 | 1431 | 1431 | 127.8014 | 1431 | 72.7 | 8.31 | 1431 | 127.8014 | 1431
7326 |  | 1463.9 | 128.6765 | 1463.9 | 1463.9 | 128.6765 | 1463.9 | 1463.9 | 128.6765 | 1463.9 | 73.2 | 8.11 | 1463.9 | 128.6765 | 1463.9
7327 |  | 1404.5 | 128.9402 | 1404.5 | 1404.5 | 128.9402 | 1404.5 | 1404.5 | 128.9402 | 1404.5 | 71.6 | 8.1 | 1404.5 | 128.9402 | 1404.5
7328 |  | 1412.2 | 127.6925 | 1412.2 | 1412.2 | 127.6925 | 1412.2 | 1412.2 | 127.6925 | 1412.2 | 72.5 | 8.76 | 1412.2 | 127.6925 | 1412.2
7329 |  | 1404 | 129.4264 | 1404 | 1404 | 129.4264 | 1404 | 1404 | 129.4264 | 1404 | 72.2 | 11.295 | 1404 | 129.4264 | 1404
7330 |  | 1368 | 125.6 | 1368 | 1368 | 125.6 | 1368 | 1368 | 125.6 | 1368 | 72.4 | 10.09 | 1368 | 125.6 | 1368
7331 |  | 1482.2 | 125.3747 | 1482.2 | 1482.2 | 125.3747 | 1482.2 | 1482.2 | 125.3747 | 1482.2 | 71.4 | 10.82 | 1482.2 | 125.3747 | 1482.2
7332 |  | 1412 | 126.0199 | 1412 | 1412 | 126.0199 | 1412 | 1412 | 126.0199 | 1412 | 70.3 | 11.31 | 1412 | 126.0199 | 1412
7333 |  | 1441.8 | 128.6628 | 1441.8 | 1441.8 | 128.6628 | 1441.8 | 1441.8 | 128.6628 | 1441.8 | 70.8 | 10.53 | 1441.8 | 128.6628 | 1441.8
7334 |  | 1441 | 126.4839 | 1441 | 1441 | 126.4839 | 1441 | 1441 | 126.4839 | 1441 | 71.7 | 11.04 | 1441 | 126.4839 | 1441
7335 |  | 1438.9 | 131.9672 | 1438.9 | 1438.9 | 131.9672 | 1438.9 | 1438.9 | 131.9672 | 1438.9 | 73.3 | 11.11 | 1438.9 | 131.9672 | 1438.9
7336 |  | 1456.9 | 133.2247 | 1456.9 | 1456.9 | 133.2247 | 1456.9 | 1456.9 | 133.2247 | 1456.9 | 72.4 | 11.29 | 1456.9 | 133.2247 | 1456.9
7337 |  | 1422.8 | 131.4835 | 1422.8 | 1422.8 | 131.4835 | 1422.8 | 1422.8 | 131.4835 | 1422.8 | 73.4 | 12.31 | 1422.8 | 131.4835 | 1422.8
7338 |  | 1486.1 | 128.2875 | 1486.1 | 1486.1 | 128.2875 | 1486.1 | 1486.1 | 128.2875 | 1486.1 | 70.1 | 11.46 | 1486.1 | 128.2875 | 1486.1
7339 |  | 1687.9 | 131.0077 | 1687.9 | 1687.9 | 131.0077 | 1687.9 | 1687.9 | 131.0077 | 1687.9 | 71.7 | 9.87 | 1687.9 | 131.0077 | 1687.9
7340 |  | 1731.3 | 131.1689 | 1731.3 | 1731.3 | 131.1689 | 1731.3 | 1731.3 | 131.1689 | 1731.3 | 71.5 | 8.99 | 1731.3 | 131.1689 | 1731.3
7341 |  | 1730.2 | 129.1099 | 1730.2 | 1730.2 | 129.1099 | 1730.2 | 1730.2 | 129.1099 | 1730.2 | 71.8 | 8.89 | 1730.2 | 129.1099 | 1730.2
7342 |  | 1699.7 | 127.0138 | 1699.7 | 1699.7 | 127.0138 | 1699.7 | 1699.7 | 127.0138 | 1699.7 | 72.7 | 8.69 | 1699.7 | 127.0138 | 1699.7
7343 |  | 1596.1 | 130.775 | 1596.1 | 1596.1 | 130.775 | 1596.1 | 1596.1 | 130.775 | 1596.1 | 71.9 | 8.67 | 1596.1 | 130.775 | 1596.1
7344 |  | 1552.7 | 127.1076 | 1552.7 | 1552.7 | 127.1076 | 1552.7 | 1552.7 | 127.1076 | 1552.7 | 71.3 | 9.11 | 1552.7 | 127.1076 | 1552.7
7345 |  | 1493.3 | 126.1471 | 1493.3 | 1493.3 | 126.1471 | 1493.3 | 1493.3 | 126.1471 | 1493.3 | 72 | 9.28 | 1493.3 | 126.1471 | 1493.3
7346 |  | 1473.9 | 126.35 | 1473.9 | 1473.9 | 126.35 | 1473.9 | 1473.9 | 126.35 | 1473.9 | 71.2 | 8.73 | 1473.9 | 126.35 | 1473.9
7347 |  | 1515.3 | 127.1126 | 1515.3 | 1515.3 | 127.1126 | 1515.3 | 1515.3 | 127.1126 | 1515.3 | 71.6 | 8.72 | 1515.3 | 127.1126 | 1515.3
7348 |  | 1476.3 | 127.903 | 1476.3 | 1476.3 | 127.903 | 1476.3 | 1476.3 | 127.903 | 1476.3 | 72.1 | 8.97 | 1476.3 | 127.903 | 1476.3
7349 |  | 1488.7 | 130.8808 | 1488.7 | 1488.7 | 130.8808 | 1488.7 | 1488.7 | 130.8808 | 1488.7 | 72.1 | 8.99 | 1488.7 | 130.8808 | 1488.7
7350 |  | 1467.5 | 130.5704 | 1467.5 | 1467.5 | 130.5704 | 1467.5 | 1467.5 | 130.5704 | 1467.5 | 72.6 | 8.84 | 1467.5 | 130.5704 | 1467.5
7351 |  | 1433.3 | 129.2072 | 1433.3 | 1433.3 | 129.2072 | 1433.3 | 1433.3 | 129.2072 | 1433.3 | 71.8 | 9.06 | 1433.3 | 129.2072 | 1433.3
7352 |  | 1394.7 | 128.4723 | 1394.7 | 1394.7 | 128.4723 | 1394.7 | 1394.7 | 128.4723 | 1394.7 | 71.9 | 9.76 | 1394.7 | 128.4723 | 1394.7
7353 |  | 1455.5 | 129.7519 | 1455.5 | 1455.5 | 129.7519 | 1455.5 | 1455.5 | 129.7519 | 1455.5 | 71.4 | 13.28 | 1455.5 | 129.7519 | 1455.5
7354 |  | 1424.3 | 126.7714 | 1424.3 | 1424.3 | 126.7714 | 1424.3 | 1424.3 | 126.7714 | 1424.3 | 70.6 | 14.19 | 1424.3 | 126.7714 | 1424.3
7355 |  | 1503.1 | 126.2853 | 1503.1 | 1503.1 | 126.2853 | 1503.1 | 1503.1 | 126.2853 | 1503.1 | 71.8 | 15.44 | 1503.1 | 126.2853 | 1503.1
7356 |  | 1428 | 126.7914 | 1428 | 1428 | 126.7914 | 1428 | 1428 | 126.7914 | 1428 | 71.1 | 14.235 | 1428 | 126.7914 | 1428
7357 |  | 1463.2 | 130.3741 | 1463.2 | 1463.2 | 130.3741 | 1463.2 | 1463.2 | 130.3741 | 1463.2 | 69.1 | 14.24 | 1463.2 | 130.3741 | 1463.2
7358 |  | 1515.3 | 128.1347 | 1515.3 | 1515.3 | 128.1347 | 1515.3 | 1515.3 | 128.1347 | 1515.3 | 69.6 | 15.045 | 1515.3 | 128.1347 | 1515.3
7359 |  | 1416 | 109.7715 | 1416 | 1416 | 109.7715 | 1416 | 1416 | 109.7715 | 1416 | 72 | 13.81 | 1416 | 109.7715 | 1416
7360 |  | 1486.3 | 107.9946 | 1486.3 | 1486.3 | 107.9946 | 1486.3 | 1486.3 | 107.9946 | 1486.3 | 71.3 | 15.935 | 1486.3 | 107.9946 | 1486.3
7361 |  | 1466.6 | 120.7568 | 1466.6 | 1466.6 | 120.7568 | 1466.6 | 1466.6 | 120.7568 | 1466.6 | 71.5 | 13.78 | 1466.6 | 120.7568 | 1466.6
7362 |  | 1511.2 | 129.3517 | 1511.2 | 1511.2 | 129.3517 | 1511.2 | 1511.2 | 129.3517 | 1511.2 | 72.5 | 14.825 | 1511.2 | 129.3517 | 1511.2
7363 |  | 1662.9 | 126.3724 | 1662.9 | 1662.9 | 126.3724 | 1662.9 | 1662.9 | 126.3724 | 1662.9 | 71.3 | 16.19 | 1662.9 | 126.3724 | 1662.9
7364 |  | 1718.9 | 129.8512 | 1718.9 | 1718.9 | 129.8512 | 1718.9 | 1718.9 | 129.8512 | 1718.9 | 72.3 | 8.65 | 1718.9 | 129.8512 | 1718.9
7365 |  | 1683.2 | 129.1293 | 1683.2 | 1683.2 | 129.1293 | 1683.2 | 1683.2 | 129.1293 | 1683.2 | 72.3 | 7.27 | 1683.2 | 129.1293 | 1683.2
7366 |  | 1651.3 | 129.7703 | 1651.3 | 1651.3 | 129.7703 | 1651.3 | 1651.3 | 129.7703 | 1651.3 | 72 | 7.41 | 1651.3 | 129.7703 | 1651.3
7367 |  | 1540.9 | 132.1835 | 1540.9 | 1540.9 | 132.1835 | 1540.9 | 1540.9 | 132.1835 | 1540.9 | 73 | 7.51 | 1540.9 | 132.1835 | 1540.9
7368 |  | 1406.9 | 128.3789 | 1406.9 | 1406.9 | 128.3789 | 1406.9 | 1406.9 | 128.3789 | 1406.9 | 72.2 | 8.08 | 1406.9 | 128.3789 | 1406.9
7369 |  | 1441.9 | 131.9316 | 1441.9 | 1441.9 | 131.9316 | 1441.9 | 1441.9 | 131.9316 | 1441.9 | 73.1 | 8.02 | 1441.9 | 131.9316 | 1441.9
7370 |  | 1429.3 | 135.7024 | 1429.3 | 1429.3 | 135.7024 | 1429.3 | 1429.3 | 135.7024 | 1429.3 | 72.8 | 8.03 | 1429.3 | 135.7024 | 1429.3
7371 |  | 1394.1 | 139.3362 | 1394.1 | 1394.1 | 139.3362 | 1394.1 | 1394.1 | 139.3362 | 1394.1 | 71.7 | 8.04 | 1394.1 | 139.3362 | 1394.1
7372 |  | 1372.3 | 131.0929 | 1372.3 | 1372.3 | 131.0929 | 1372.3 | 1372.3 | 131.0929 | 1372.3 | 72 | 8 | 1372.3 | 131.0929 | 1372.3
7373 |  | 1225.1 | 130.4263 | 1225.1 | 1225.1 | 130.4263 | 1225.1 | 1225.1 | 130.4263 | 1225.1 | 72.4 | 8.18 | 1225.1 | 130.4263 | 1225.1
7374 |  | 1364.4 | 131.2976 | 1364.4 | 1364.4 | 131.2976 | 1364.4 | 1364.4 | 131.2976 | 1364.4 | 71 | 8.27 | 1364.4 | 131.2976 | 1364.4
7375 |  | 1406.6 | 129.4574 | 1406.6 | 1406.6 | 129.4574 | 1406.6 | 1406.6 | 129.4574 | 1406.6 | 71.9 | 8.6 | 1406.6 | 129.4574 | 1406.6
7376 |  | 1304.2 | 124.5126 | 1304.2 | 1304.2 | 124.5126 | 1304.2 | 1304.2 | 124.5126 | 1304.2 | 72.1 | 9.57 | 1304.2 | 124.5126 | 1304.2
7377 |  | 1331 | 123.4078 | 1331 | 1331 | 123.4078 | 1331 | 1331 | 123.4078 | 1331 | 72.2 | 13.96 | 1331 | 123.4078 | 1331
7378 |  | 1297.6 | 124.6889 | 1297.6 | 1297.6 | 124.6889 | 1297.6 | 1297.6 | 124.6889 | 1297.6 | 71.9 | 14.42 | 1297.6 | 124.6889 | 1297.6
7379 |  | 1383.4 | 127.1148 | 1383.4 | 1383.4 | 127.1148 | 1383.4 | 1383.4 | 127.1148 | 1383.4 | 71.6 | 13.82 | 1383.4 | 127.1148 | 1383.4
7380 |  | 1379.7 | 128.4041 | 1379.7 | 1379.7 | 128.4041 | 1379.7 | 1379.7 | 128.4041 | 1379.7 | 72.3 | 17.16 | 1379.7 | 128.4041 | 1379.7
7381 |  | 1397.7 | 126.2916 | 1397.7 | 1397.7 | 126.2916 | 1397.7 | 1397.7 | 126.2916 | 1397.7 | 71 | 17.95 | 1397.7 | 126.2916 | 1397.7
7382 |  | 1408.8 | 127.9374 | 1408.8 | 1408.8 | 127.9374 | 1408.8 | 1408.8 | 127.9374 | 1408.8 | 72.9 | 19.05 | 1408.8 | 127.9374 | 1408.8
7383 |  | 1427.9 | 128.3983 | 1427.9 | 1427.9 | 128.3983 | 1427.9 | 1427.9 | 128.3983 | 1427.9 | 71.3 | 16.51 | 1427.9 | 128.3983 | 1427.9
7384 |  | 1416.1 | 134.2197 | 1416.1 | 1416.1 | 134.2197 | 1416.1 | 1416.1 | 134.2197 | 1416.1 | 72.3 | 20.58 | 1416.1 | 134.2197 | 1416.1
7385 |  | 1416.6 | 132.3537 | 1416.6 | 1416.6 | 132.3537 | 1416.6 | 1416.6 | 132.3537 | 1416.6 | 72.7 | 15.25 | 1416.6 | 132.3537 | 1416.6
7386 |  | 1474 | 129.0675 | 1474 | 1474 | 129.0675 | 1474 | 1474 | 129.0675 | 1474 | 72.2 | 18.19 | 1474 | 129.0675 | 1474
7387 |  | 1573.2 | 128.4251 | 1573.2 | 1573.2 | 128.4251 | 1573.2 | 1573.2 | 128.4251 | 1573.2 | 72.2 | 10.21 | 1573.2 | 128.4251 | 1573.2
7388 |  | 1709.6 | 130.4029 | 1709.6 | 1709.6 | 130.4029 | 1709.6 | 1709.6 | 130.4029 | 1709.6 | 72.9 | 9.1 | 1709.6 | 130.4029 | 1709.6
7389 |  | 1608.4 | 129.9002 | 1608.4 | 1608.4 | 129.9002 | 1608.4 | 1608.4 | 129.9002 | 1608.4 | 71.6 | 8.97 | 1608.4 | 129.9002 | 1608.4
7390 |  | 1652.4 | 133.7705 | 1652.4 | 1652.4 | 133.7705 | 1652.4 | 1652.4 | 133.7705 | 1652.4 | 71.4 | 9.08 | 1652.4 | 133.7705 | 1652.4
7391 |  | 1533.5 | 129.6239 | 1533.5 | 1533.5 | 129.6239 | 1533.5 | 1533.5 | 129.6239 | 1533.5 | 72.6 | 8.92 | 1533.5 | 129.6239 | 1533.5
7392 |  | 1435 | 129.6407 | 1435 | 1435 | 129.6407 | 1435 | 1435 | 129.6407 | 1435 | 71.9 | 9.12 | 1435 | 129.6407 | 1435
7393 |  | 1407.9 | 132.5086 | 1407.9 | 1407.9 | 132.5086 | 1407.9 | 1407.9 | 132.5086 | 1407.9 | 72.7 | 9.18 | 1407.9 | 132.5086 | 1407.9
7394 |  | 1233.4 | 130.6139 | 1233.4 | 1233.4 | 130.6139 | 1233.4 | 1233.4 | 130.6139 | 1233.4 | 71.5 | 9.24 | 1233.4 | 130.6139 | 1233.4
7395 |  | 1373.8 | 128.2118 | 1373.8 | 1373.8 | 128.2118 | 1373.8 | 1373.8 | 128.2118 | 1373.8 | 72.6 | 9.25 | 1373.8 | 128.2118 | 1373.8
7396 |  | 1368.2 | 126.116 | 1368.2 | 1368.2 | 126.116 | 1368.2 | 1368.2 | 126.116 | 1368.2 | 72.9 | 9.33 | 1368.2 | 126.116 | 1368.2
7397 |  | 1435.8 | 133.5832 | 1435.8 | 1435.8 | 133.5832 | 1435.8 | 1435.8 | 133.5832 | 1435.8 | 71.5 | 9.41 | 1435.8 | 133.5832 | 1435.8
7398 |  | 1434.1 | 108.2094 | 1434.1 | 1434.1 | 108.2094 | 1434.1 | 1434.1 | 108.2094 | 1434.1 | 72.4 | 9.05 | 1434.1 | 108.2094 | 1434.1
7399 |  | 1406.9 | 121.6538 | 1406.9 | 1406.9 | 121.6538 | 1406.9 | 1406.9 | 121.6538 | 1406.9 | 71.7 | 8.9 | 1406.9 | 121.6538 | 1406.9
7400 |  | 1359.6 | 127.5866 | 1359.6 | 1359.6 | 127.5866 | 1359.6 | 1359.6 | 127.5866 | 1359.6 | 72.3 | 9.88 | 1359.6 | 127.5866 | 1359.6
7401 |  | 1378 | 127.4795 | 1378 | 1378 | 127.4795 | 1378 | 1378 | 127.4795 | 1378 | 71.9 | 19.97 | 1378 | 127.4795 | 1378
7402 |  | 1408.8 | 128.7108 | 1408.8 | 1408.8 | 128.7108 | 1408.8 | 1408.8 | 128.7108 | 1408.8 | 71.9 | 18.97 | 1408.8 | 128.7108 | 1408.8
7403 |  | 1392.9 | 128.2948 | 1392.9 | 1392.9 | 128.2948 | 1392.9 | 1392.9 | 128.2948 | 1392.9 | 71.6 | 16.43 | 1392.9 | 128.2948 | 1392.9
7404 |  | 1381.3 | 125.2068 | 1381.3 | 1381.3 | 125.2068 | 1381.3 | 1381.3 | 125.2068 | 1381.3 | 71.8 | 23.45 | 1381.3 | 125.2068 | 1381.3
7405 |  | 1409 | 127.6495 | 1409 | 1409 | 127.6495 | 1409 | 1409 | 127.6495 | 1409 | 72.3 | 21.12 | 1409 | 127.6495 | 1409
7406 |  | 1406.1 | 128.7229 | 1406.1 | 1406.1 | 128.7229 | 1406.1 | 1406.1 | 128.7229 | 1406.1 | 72.3 | 19.37 | 1406.1 | 128.7229 | 1406.1
7407 |  | 1469.1 | 128.0039 | 1469.1 | 1469.1 | 128.0039 | 1469.1 | 1469.1 | 128.0039 | 1469.1 | 71.3 | 17.64 | 1469.1 | 128.0039 | 1469.1
7408 |  | 1470.4 | 127.6488 | 1470.4 | 1470.4 | 127.6488 | 1470.4 | 1470.4 | 127.6488 | 1470.4 | 71.8 | 18.73 | 1470.4 | 127.6488 | 1470.4
7409 |  | 1462.7 | 128.8773 | 1462.7 | 1462.7 | 128.8773 | 1462.7 | 1462.7 | 128.8773 | 1462.7 | 71.9 | 14.22 | 1462.7 | 128.8773 | 1462.7
7410 |  | 1542.6 | 124.3167 | 1542.6 | 1542.6 | 124.3167 | 1542.6 | 1542.6 | 124.3167 | 1542.6 | 72.3 | 16.98 | 1542.6 | 124.3167 | 1542.6
7411 |  | 1749.5 | 127.125 | 1749.5 | 1749.5 | 127.125 | 1749.5 | 1749.5 | 127.125 | 1749.5 | 68.2 | 11.22 | 1749.5 | 127.125 | 1749.5
7412 |  | 1739.7 | 122.8043 | 1739.7 | 1739.7 | 122.8043 | 1739.7 | 1739.7 | 122.8043 | 1739.7 | 71.2 | 9.76 | 1739.7 | 122.8043 | 1739.7
7413 |  | 1707.8 | 126.1706 | 1707.8 | 1707.8 | 126.1706 | 1707.8 | 1707.8 | 126.1706 | 1707.8 | 70.6 | 9.69 | 1707.8 | 126.1706 | 1707.8
7414 |  | 1708.8 | 126.3515 | 1708.8 | 1708.8 | 126.3515 | 1708.8 | 1708.8 | 126.3515 | 1708.8 | 71.6 | 9.36 | 1708.8 | 126.3515 | 1708.8
7415 |  | 1641.5 | 126.7571 | 1641.5 | 1641.5 | 126.7571 | 1641.5 | 1641.5 | 126.7571 | 1641.5 | 72.1 | 9.9 | 1641.5 | 126.7571 | 1641.5
7416 |  | 1446.1 | 125.7761 | 1446.1 | 1446.1 | 125.7761 | 1446.1 | 1446.1 | 125.7761 | 1446.1 | 71.4 | 9.88 | 1446.1 | 125.7761 | 1446.1
7417 |  | 1673.7 | 127.236 | 1673.7 | 1673.7 | 127.236 | 1673.7 | 1673.7 | 127.236 | 1673.7 | 71.2 | 9.28 | 1673.7 | 127.236 | 1673.7
7418 |  | 1692.4 | 125.7515 | 1692.4 | 1692.4 | 125.7515 | 1692.4 | 1692.4 | 125.7515 | 1692.4 | 71.1 | 9.28 | 1692.4 | 125.7515 | 1692.4
7419 |  | 1675.9 | 123.9651 | 1675.9 | 1675.9 | 123.9651 | 1675.9 | 1675.9 | 123.9651 | 1675.9 | 71 | 8.72 | 1675.9 | 123.9651 | 1675.9
7420 |  | 1618.2 | 126.1945 | 1618.2 | 1618.2 | 126.1945 | 1618.2 | 1618.2 | 126.1945 | 1618.2 | 70.8 | 9.25 | 1618.2 | 126.1945 | 1618.2
7421 |  | 1621.3 | 126.9754 | 1621.3 | 1621.3 | 126.9754 | 1621.3 | 1621.3 | 126.9754 | 1621.3 | 70.8 | 9.69 | 1621.3 | 126.9754 | 1621.3
7422 |  | 1703.5 | 128.3177 | 1703.5 | 1703.5 | 128.3177 | 1703.5 | 1703.5 | 128.3177 | 1703.5 | 71 | 9.57 | 1703.5 | 128.3177 | 1703.5
7423 |  | 1469 | 125.0348 | 1469 | 1469 | 125.0348 | 1469 | 1469 | 125.0348 | 1469 | 70.4 | 9.2 | 1469 | 125.0348 | 1469
7424 |  | 1465.2 | 119.4818 | 1465.2 | 1465.2 | 119.4818 | 1465.2 | 1465.2 | 119.4818 | 1465.2 | 69.5 | 9.98 | 1465.2 | 119.4818 | 1465.2
7425 |  | 1492 | 123.0932 | 1492 | 1492 | 123.0932 | 1492 | 1492 | 123.0932 | 1492 | 71.1 | 19.22 | 1492 | 123.0932 | 1492
7426 |  | 1532.4 | 123.2841 | 1532.4 | 1532.4 | 123.2841 | 1532.4 | 1532.4 | 123.2841 | 1532.4 | 70.9 | 18.01 | 1532.4 | 123.2841 | 1532.4
7427 |  | 1512.7 | 126.7068 | 1512.7 | 1512.7 | 126.7068 | 1512.7 | 1512.7 | 126.7068 | 1512.7 | 71.1 | 19.89 | 1512.7 | 126.7068 | 1512.7
7428 |  | 1481.4 | 124.9651 | 1481.4 | 1481.4 | 124.9651 | 1481.4 | 1481.4 | 124.9651 | 1481.4 | 71.9 | 22.43 | 1481.4 | 124.9651 | 1481.4
7429 |  | 1476.5 | 126.3718 | 1476.5 | 1476.5 | 126.3718 | 1476.5 | 1476.5 | 126.3718 | 1476.5 | 71.3 | 20.5 | 1476.5 | 126.3718 | 1476.5
7430 |  | 1498.4 | 126.2645 | 1498.4 | 1498.4 | 126.2645 | 1498.4 | 1498.4 | 126.2645 | 1498.4 | 71.6 | 17.39 | 1498.4 | 126.2645 | 1498.4
7431 |  | 1420.7 | 122.9673 | 1420.7 | 1420.7 | 122.9673 | 1420.7 | 1420.7 | 122.9673 | 1420.7 | 71.5 | 14.27 | 1420.7 | 122.9673 | 1420.7
7432 |  | 1584.4 | 124.877 | 1584.4 | 1584.4 | 124.877 | 1584.4 | 1584.4 | 124.877 | 1584.4 | 71.3 | 14.84 | 1584.4 | 124.877 | 1584.4
7433 |  | 1562.3 | 127.6791 | 1562.3 | 1562.3 | 127.6791 | 1562.3 | 1562.3 | 127.6791 | 1562.3 | 71.8 | 20.44 | 1562.3 | 127.6791 | 1562.3
7434 |  | 1537.8 | 124.799 | 1537.8 | 1537.8 | 124.799 | 1537.8 | 1537.8 | 124.799 | 1537.8 | 71.8 | 13.64 | 1537.8 | 124.799 | 1537.8
7435 |  | 1819.3 | 126.0429 | 1819.3 | 1819.3 | 126.0429 | 1819.3 | 1819.3 | 126.0429 | 1819.3 | 70.3 | 12.59 | 1819.3 | 126.0429 | 1819.3
7436 |  | 1926.6 | 123.021 | 1926.6 | 1926.6 | 123.021 | 1926.6 | 1926.6 | 123.021 | 1926.6 | 71.4 | 11.82 | 1926.6 | 123.021 | 1926.6
7437 |  | 1925 | 125.773 | 1925 | 1925 | 125.773 | 1925 | 1925 | 125.773 | 1925 | 71.7 | 9.51 | 1925 | 125.773 | 1925
7438 |  | 1935.3 | 122.4906 | 1935.3 | 1935.3 | 122.4906 | 1935.3 | 1935.3 | 122.4906 | 1935.3 | 72.3 | 10.01 | 1935.3 | 122.4906 | 1935.3
7439 |  | 1852.5 | 124.8948 | 1852.5 | 1852.5 | 124.8948 | 1852.5 | 1852.5 | 124.8948 | 1852.5 | 72.3 | 9.65 | 1852.5 | 124.8948 | 1852.5
7440 |  | 1745.8 | 124.999 | 1745.8 | 1745.8 | 124.999 | 1745.8 | 1745.8 | 124.999 | 1745.8 | 71.7 | 9.82 | 1745.8 | 124.999 | 1745.8
7441 |  | 1585.6 | 124.9507 | 1585.6 | 1585.6 | 124.9507 | 1585.6 | 1585.6 | 124.9507 | 1585.6 | 71.3 | 9.92 | 1585.6 | 124.9507 | 1585.6
7442 |  | 1532.3 | 123.9924 | 1532.3 | 1532.3 | 123.9924 | 1532.3 | 1532.3 | 123.9924 | 1532.3 | 71.4 | 9.32 | 1532.3 | 123.9924 | 1532.3
7443 |  | 1511.1 | 121.9734 | 1511.1 | 1511.1 | 121.9734 | 1511.1 | 1511.1 | 121.9734 | 1511.1 | 71.1 | 9.11 | 1511.1 | 121.9734 | 1511.1
7444 |  | 1513.9 | 123.6702 | 1513.9 | 1513.9 | 123.6702 | 1513.9 | 1513.9 | 123.6702 | 1513.9 | 71.6 | 9.23 | 1513.9 | 123.6702 | 1513.9
7445 |  | 1517.6 | 125.775 | 1517.6 | 1517.6 | 125.775 | 1517.6 | 1517.6 | 125.775 | 1517.6 | 71.7 | 8.8 | 1517.6 | 125.775 | 1517.6
7446 |  | 1644.2 | 123.4532 | 1644.2 | 1644.2 | 123.4532 | 1644.2 | 1644.2 | 123.4532 | 1644.2 | 72.3 | 8.58 | 1644.2 | 123.4532 | 1644.2
7447 |  | 1597.8 | 126.5297 | 1597.8 | 1597.8 | 126.5297 | 1597.8 | 1597.8 | 126.5297 | 1597.8 | 72.2 | 7.94 | 1597.8 | 126.5297 | 1597.8
7448 |  | 1493.2 | 120.0729 | 1493.2 | 1493.2 | 120.0729 | 1493.2 | 1493.2 | 120.0729 | 1493.2 | 71.9 | 7.7 | 1493.2 | 120.0729 | 1493.2
7449 |  | 1435.3 | 121.391 | 1435.3 | 1435.3 | 121.391 | 1435.3 | 1435.3 | 121.391 | 1435.3 | 72.2 | 8.72 | 1435.3 | 121.391 | 1435.3
7450 |  | 1397.2 | 121.0337 | 1397.2 | 1397.2 | 121.0337 | 1397.2 | 1397.2 | 121.0337 | 1397.2 | 72.5 | 8.79 | 1397.2 | 121.0337 | 1397.2
7451 |  | 1367.5 | 118.0467 | 1367.5 | 1367.5 | 118.0467 | 1367.5 | 1367.5 | 118.0467 | 1367.5 | 72.2 | 9.43 | 1367.5 | 118.0467 | 1367.5
7452 |  | 1413.6 | 118.2899 | 1413.6 | 1413.6 | 118.2899 | 1413.6 | 1413.6 | 118.2899 | 1413.6 | 71.9 | 11.31 | 1413.6 | 118.2899 | 1413.6
7453 |  | 1474.2 | 120.1247 | 1474.2 | 1474.2 | 120.1247 | 1474.2 | 1474.2 | 120.1247 | 1474.2 | 72.1 | 11.39 | 1474.2 | 120.1247 | 1474.2
7454 |  | 1555.8 | 120.2744 | 1555.8 | 1555.8 | 120.2744 | 1555.8 | 1555.8 | 120.2744 | 1555.8 | 72.1 | 9.28 | 1555.8 | 120.2744 | 1555.8
7455 |  | 1537.4 | 121.8149 | 1537.4 | 1537.4 | 121.8149 | 1537.4 | 1537.4 | 121.8149 | 1537.4 | 71.5 | 9.34 | 1537.4 | 121.8149 | 1537.4
7456 |  | 1575 | 122.0087 | 1575 | 1575 | 122.0087 | 1575 | 1575 | 122.0087 | 1575 | 71.7 | 9.67 | 1575 | 122.0087 | 1575
7457 |  | 1568.7 | 125.1424 | 1568.7 | 1568.7 | 125.1424 | 1568.7 | 1568.7 | 125.1424 | 1568.7 | 72.3 | 9.66 | 1568.7 | 125.1424 | 1568.7
7458 |  | 1623.7 | 122.776 | 1623.7 | 1623.7 | 122.776 | 1623.7 | 1623.7 | 122.776 | 1623.7 | 71.1 | 9.06 | 1623.7 | 122.776 | 1623.7
7459 |  | 1900.2 | 124.2231 | 1900.2 | 1900.2 | 124.2231 | 1900.2 | 1900.2 | 124.2231 | 1900.2 | 72.1 | 8.72 | 1900.2 | 124.2231 | 1900.2
7460 |  | 1951.9 | 124.8519 | 1951.9 | 1951.9 | 124.8519 | 1951.9 | 1951.9 | 124.8519 | 1951.9 | 72.5 | 8.66 | 1951.9 | 124.8519 | 1951.9
7461 |  | 1864 | 125.0039 | 1864 | 1864 | 125.0039 | 1864 | 1864 | 125.0039 | 1864 | 72.2 | 8.21 | 1864 | 125.0039 | 1864
7462 |  | 1793.1 | 123.2255 | 1793.1 | 1793.1 | 123.2255 | 1793.1 | 1793.1 | 123.2255 | 1793.1 | 71.4 | 8.89 | 1793.1 | 123.2255 | 1793.1
7463 |  | 1706.4 | 124.1859 | 1706.4 | 1706.4 | 124.1859 | 1706.4 | 1706.4 | 124.1859 | 1706.4 | 72.4 | 8.52 | 1706.4 | 124.1859 | 1706.4
7464 |  | 1662.3 | 125.8154 | 1662.3 | 1662.3 | 125.8154 | 1662.3 | 1662.3 | 125.8154 | 1662.3 | 72.6 | 8.65 | 1662.3 | 125.8154 | 1662.3
7465 |  | 1641.6 | 128.6328 | 1641.6 | 1641.6 | 128.6328 | 1641.6 | 1641.6 | 128.6328 | 1641.6 | 72.6 | 8.76 | 1641.6 | 128.6328 | 1641.6
7466 |  | 1617.8 | 124.212 | 1617.8 | 1617.8 | 124.212 | 1617.8 | 1617.8 | 124.212 | 1617.8 | 73.2 | 8.51 | 1617.8 | 124.212 | 1617.8
7467 |  | 1584.7 | 123.341 | 1584.7 | 1584.7 | 123.341 | 1584.7 | 1584.7 | 123.341 | 1584.7 | 73.1 | 8.7 | 1584.7 | 123.341 | 1584.7
7468 |  | 1556.9 | 123.3897 | 1556.9 | 1556.9 | 123.3897 | 1556.9 | 1556.9 | 123.3897 | 1556.9 | 72.9 | 8.44 | 1556.9 | 123.3897 | 1556.9
7469 |  | 1606.8 | 123.136 | 1606.8 | 1606.8 | 123.136 | 1606.8 | 1606.8 | 123.136 | 1606.8 | 72.9 | 8.74 | 1606.8 | 123.136 | 1606.8
7470 |  | 1684.7 | 126.2918 | 1684.7 | 1684.7 | 126.2918 | 1684.7 | 1684.7 | 126.2918 | 1684.7 | 72.2 | 8.53 | 1684.7 | 126.2918 | 1684.7
7471 |  | 1598.1 | 126.7392 | 1598.1 | 1598.1 | 126.7392 | 1598.1 | 1598.1 | 126.7392 | 1598.1 | 71.5 | 8.93 | 1598.1 | 126.7392 | 1598.1
7472 |  | 1502.9 | 125.1727 | 1502.9 | 1502.9 | 125.1727 | 1502.9 | 1502.9 | 125.1727 | 1502.9 | 72.5 | 9.14 | 1502.9 | 125.1727 | 1502.9
7473 |  | 1568.3 | 125.4932 | 1568.3 | 1568.3 | 125.4932 | 1568.3 | 1568.3 | 125.4932 | 1568.3 | 70.5 | 10.77 | 1568.3 | 125.4932 | 1568.3
7474 |  | 1615.3 | 123.8331 | 1615.3 | 1615.3 | 123.8331 | 1615.3 | 1615.3 | 123.8331 | 1615.3 | 71.8 | 10.73 | 1615.3 | 123.8331 | 1615.3
7475 |  | 1680 | 127.2147 | 1680 | 1680 | 127.2147 | 1680 | 1680 | 127.2147 | 1680 | 72.4 | 10.9 | 1680 | 127.2147 | 1680
7476 |  | 1486.5 | 126.3417 | 1486.5 | 1486.5 | 126.3417 | 1486.5 | 1486.5 | 126.3417 | 1486.5 | 72.7 | 11.31 | 1486.5 | 126.3417 | 1486.5
7477 |  | 1535.8 | 124.624 | 1535.8 | 1535.8 | 124.624 | 1535.8 | 1535.8 | 124.624 | 1535.8 | 72.5 | 10.86 | 1535.8 | 124.624 | 1535.8
7478 |  | 1560 | 124.5697 | 1560 | 1560 | 124.5697 | 1560 | 1560 | 124.5697 | 1560 | 72.3 | 10.89 | 1560 | 124.5697 | 1560
7479 |  | 1616.2 | 103.8754 | 1616.2 | 1616.2 | 103.8754 | 1616.2 | 1616.2 | 103.8754 | 1616.2 | 72.6 | 11.02 | 1616.2 | 103.8754 | 1616.2
7480 |  | 1574.3 | 103.6039 | 1574.3 | 1574.3 | 103.6039 | 1574.3 | 1574.3 | 103.6039 | 1574.3 | 72.6 | 11.77 | 1574.3 | 103.6039 | 1574.3
7481 |  | 1660.6 | 103.9062 | 1660.6 | 1660.6 | 103.9062 | 1660.6 | 1660.6 | 103.9062 | 1660.6 | 73.5 | 12.16 | 1660.6 | 103.9062 | 1660.6
7482 |  | 1679.5 | 102.2055 | 1679.5 | 1679.5 | 102.2055 | 1679.5 | 1679.5 | 102.2055 | 1679.5 | 72.1 | 11.05 | 1679.5 | 102.2055 | 1679.5
7483 |  | 1938.5 | 114.5721 | 1938.5 | 1938.5 | 114.5721 | 1938.5 | 1938.5 | 114.5721 | 1938.5 | 73.2 | 10.49 | 1938.5 | 114.5721 | 1938.5
7484 |  | 1962 | 124.3342 | 1962 | 1962 | 124.3342 | 1962 | 1962 | 124.3342 | 1962 | 71.9 | 10.08 | 1962 | 124.3342 | 1962
7485 |  | 2004.5 | 126.0595 | 2004.5 | 2004.5 | 126.0595 | 2004.5 | 2004.5 | 126.0595 | 2004.5 | 73 | 9.77 | 2004.5 | 126.0595 | 2004.5
7486 |  | 1950.5 | 121.8031 | 1950.5 | 1950.5 | 121.8031 | 1950.5 | 1950.5 | 121.8031 | 1950.5 | 73.1 | 9.82 | 1950.5 | 121.8031 | 1950.5
7487 |  | 1846.8 | 125.8907 | 1846.8 | 1846.8 | 125.8907 | 1846.8 | 1846.8 | 125.8907 | 1846.8 | 71.5 | 9.81 | 1846.8 | 125.8907 | 1846.8
7488 |  | 1751.6 | 125.0494 | 1751.6 | 1751.6 | 125.0494 | 1751.6 | 1751.6 | 125.0494 | 1751.6 | 73 | 9.96 | 1751.6 | 125.0494 | 1751.6
7489 |  | 1724.3 | 122.8208 | 1724.3 | 1724.3 | 122.8208 | 1724.3 | 1724.3 | 122.8208 | 1724.3 | 72.8 | 9.91 | 1724.3 | 122.8208 | 1724.3
7490 |  | 1662.2 | 121.3611 | 1662.2 | 1662.2 | 121.3611 | 1662.2 | 1662.2 | 121.3611 | 1662.2 | 73.4 | 9.64 | 1662.2 | 121.3611 | 1662.2
7491 |  | 1669.1 | 122.6514 | 1669.1 | 1669.1 | 122.6514 | 1669.1 | 1669.1 | 122.6514 | 1669.1 | 73.2 | 9.92 | 1669.1 | 122.6514 | 1669.1
7492 |  | 1646.6 | 124.2602 | 1646.6 | 1646.6 | 124.2602 | 1646.6 | 1646.6 | 124.2602 | 1646.6 | 72.5 | 9.5 | 1646.6 | 124.2602 | 1646.6
7493 |  | 1633.8 | 123.2617 | 1633.8 | 1633.8 | 123.2617 | 1633.8 | 1633.8 | 123.2617 | 1633.8 | 72.7 | 8.28 | 1633.8 | 123.2617 | 1633.8
7494 |  | 1712.7 | 122.1223 | 1712.7 | 1712.7 | 122.1223 | 1712.7 | 1712.7 | 122.1223 | 1712.7 | 73.2 | 8.61 | 1712.7 | 122.1223 | 1712.7
7495 |  | 1578.9 | 121.9732 | 1578.9 | 1578.9 | 121.9732 | 1578.9 | 1578.9 | 121.9732 | 1578.9 | 71.6 | 9.42 | 1578.9 | 121.9732 | 1578.9
7496 |  | 1595.2 | 121.5326 | 1595.2 | 1595.2 | 121.5326 | 1595.2 | 1595.2 | 121.5326 | 1595.2 | 72.5 | 9.73 | 1595.2 | 121.5326 | 1595.2
7497 |  | 1604.3 | 121.8846 | 1604.3 | 1604.3 | 121.8846 | 1604.3 | 1604.3 | 121.8846 | 1604.3 | 72.2 | 11.18 | 1604.3 | 121.8846 | 1604.3
7498 |  | 1621 | 124.7462 | 1621 | 1621 | 124.7462 | 1621 | 1621 | 124.7462 | 1621 | 72.4 | 11.23 | 1621 | 124.7462 | 1621
7499 |  | 1665.3 | 118.9664 | 1665.3 | 1665.3 | 118.9664 | 1665.3 | 1665.3 | 118.9664 | 1665.3 | 71.4 | 8.5 | 1665.3 | 118.9664 | 1665.3
7500 |  | 1624.8 | 120.7294 | 1624.8 | 1624.8 | 120.7294 | 1624.8 | 1624.8 | 120.7294 | 1624.8 | 70.3 | 13.12 | 1624.8 | 120.7294 | 1624.8
7501 |  | 1661.2 | 119.274 | 1661.2 | 1661.2 | 119.274 | 1661.2 | 1661.2 | 119.274 | 1661.2 | 70.8 | 11.84 | 1661.2 | 119.274 | 1661.2
7502 |  | 1658.9 | 120.2533 | 1658.9 | 1658.9 | 120.2533 | 1658.9 | 1658.9 | 120.2533 | 1658.9 | 71.7 | 13.75 | 1658.9 | 120.2533 | 1658.9
7503 |  | 1678.2 | 121.7482 | 1678.2 | 1678.2 | 121.7482 | 1678.2 | 1678.2 | 121.7482 | 1678.2 | 73.3 | 13.21 | 1678.2 | 121.7482 | 1678.2
7504 |  | 1679.1 | 126.1437 | 1679.1 | 1679.1 | 126.1437 | 1679.1 | 1679.1 | 126.1437 | 1679.1 | 72.4 | 11.94 | 1679.1 | 126.1437 | 1679.1
7505 |  | 1645.6 | 126.9444 | 1645.6 | 1645.6 | 126.9444 | 1645.6 | 1645.6 | 126.9444 | 1645.6 | 73.4 | 12.91 | 1645.6 | 126.9444 | 1645.6
7506 |  | 1706.7 | 129.4523 | 1706.7 | 1706.7 | 129.4523 | 1706.7 | 1706.7 | 129.4523 | 1706.7 | 70.1 | 11.69 | 1706.7 | 129.4523 | 1706.7
7507 |  | 1893.2 | 132.5496 | 1893.2 | 1893.2 | 132.5496 | 1893.2 | 1893.2 | 132.5496 | 1893.2 | 71.7 | 10.95 | 1893.2 | 132.5496 | 1893.2
7508 |  | 1943.1 | 131.6521 | 1943.1 | 1943.1 | 131.6521 | 1943.1 | 1943.1 | 131.6521 | 1943.1 | 71.5 | 8.84 | 1943.1 | 131.6521 | 1943.1
7509 |  | 1965 | 126.5498 | 1965 | 1965 | 126.5498 | 1965 | 1965 | 126.5498 | 1965 | 71.8 | 8.08 | 1965 | 126.5498 | 1965
7510 |  | 1928.5 | 129.421 | 1928.5 | 1928.5 | 129.421 | 1928.5 | 1928.5 | 129.421 | 1928.5 | 72.7 | 7.91 | 1928.5 | 129.421 | 1928.5
7511 |  | 1794.4 | 129.3111 | 1794.4 | 1794.4 | 129.3111 | 1794.4 | 1794.4 | 129.3111 | 1794.4 | 71.9 | 8.04 | 1794.4 | 129.3111 | 1794.4
7512 |  | 1764.7 | 127.7241 | 1764.7 | 1764.7 | 127.7241 | 1764.7 | 1764.7 | 127.7241 | 1764.7 | 71.3 | 9.63 | 1764.7 | 127.7241 | 1764.7
7513 |  | 1629.3 | 123.4067 | 1629.3 | 1629.3 | 123.4067 | 1629.3 | 1629.3 | 123.4067 | 1629.3 | 72 | 11.5838 | 1629.3 | 123.4067 | 1629.3
7514 |  | 1670.3 | 124.9509 | 1670.3 | 1670.3 | 124.9509 | 1670.3 | 1670.3 | 124.9509 | 1670.3 | 71.2 | 12.515 | 1670.3 | 124.9509 | 1670.3
7515 |  | 1611.2 | 122.0336 | 1611.2 | 1611.2 | 122.0336 | 1611.2 | 1611.2 | 122.0336 | 1611.2 | 71.6 | 11.635 | 1611.2 | 122.0336 | 1611.2
7516 |  | 1618.2 | 126.2599 | 1618.2 | 1618.2 | 126.2599 | 1618.2 | 1618.2 | 126.2599 | 1618.2 | 72.1 | 9.85 | 1618.2 | 126.2599 | 1618.2
7517 |  | 1617.6 | 127.5155 | 1617.6 | 1617.6 | 127.5155 | 1617.6 | 1617.6 | 127.5155 | 1617.6 | 72.1 | 12.72 | 1617.6 | 127.5155 | 1617.6
7518 |  | 1530.5 | 124.7769 | 1530.5 | 1530.5 | 124.7769 | 1530.5 | 1530.5 | 124.7769 | 1530.5 | 72.6 | 9.865 | 1530.5 | 124.7769 | 1530.5
7519 |  | 1498.5 | 125.6078 | 1498.5 | 1498.5 | 125.6078 | 1498.5 | 1498.5 | 125.6078 | 1498.5 | 71.8 | 8.165 | 1498.5 | 125.6078 | 1498.5
7520 |  | 1511.4 | 120.6292 | 1511.4 | 1511.4 | 120.6292 | 1511.4 | 1511.4 | 120.6292 | 1511.4 | 71.9 | 9.42 | 1511.4 | 120.6292 | 1511.4
7521 |  | 1578 | 123.8472 | 1578 | 1578 | 123.8472 | 1578 | 1578 | 123.8472 | 1578 | 71.4 | 10.835 | 1578 | 123.8472 | 1578
7522 |  | 1626.2 | 123.9042 | 1626.2 | 1626.2 | 123.9042 | 1626.2 | 1626.2 | 123.9042 | 1626.2 | 70.6 | 11.09 | 1626.2 | 123.9042 | 1626.2
7523 |  | 1659.1 | 119.8995 | 1659.1 | 1659.1 | 119.8995 | 1659.1 | 1659.1 | 119.8995 | 1659.1 | 71.8 | 11.29 | 1659.1 | 119.8995 | 1659.1
7524 |  | 1595.4 | 122.9325 | 1595.4 | 1595.4 | 122.9325 | 1595.4 | 1595.4 | 122.9325 | 1595.4 | 71.1 | 10.71 | 1595.4 | 122.9325 | 1595.4
7525 |  | 1622.3 | 120.5274 | 1622.3 | 1622.3 | 120.5274 | 1622.3 | 1622.3 | 120.5274 | 1622.3 | 69.1 | 10.5 | 1622.3 | 120.5274 | 1622.3
7526 |  | 1622.2 | 121.4461 | 1622.2 | 1622.2 | 121.4461 | 1622.2 | 1622.2 | 121.4461 | 1622.2 | 69.6 | 10.5 | 1622.2 | 121.4461 | 1622.2
7527 |  | 1630.5 | 123.6592 | 1630.5 | 1630.5 | 123.6592 | 1630.5 | 1630.5 | 123.6592 | 1630.5 | 72 | 10.56 | 1630.5 | 123.6592 | 1630.5
7528 |  | 1646.9 | 120.7097 | 1646.9 | 1646.9 | 120.7097 | 1646.9 | 1646.9 | 120.7097 | 1646.9 | 71.3 | 10.55 | 1646.9 | 120.7097 | 1646.9
7529 |  | 1669 | 123.074 | 1669 | 1669 | 123.074 | 1669 | 1669 | 123.074 | 1669 | 71.5 | 12.34 | 1669 | 123.074 | 1669
7530 |  | 1759.7 | 120.0694 | 1759.7 | 1759.7 | 120.0694 | 1759.7 | 1759.7 | 120.0694 | 1759.7 | 72.5 | 9.915 | 1759.7 | 120.0694 | 1759.7
7531 |  | 1942.9 | 121.2597 | 1942.9 | 1942.9 | 121.2597 | 1942.9 | 1942.9 | 121.2597 | 1942.9 | 71.3 | 9.55 | 1942.9 | 121.2597 | 1942.9
7532 |  | 1985.1 | 120.5073 | 1985.1 | 1985.1 | 120.5073 | 1985.1 | 1985.1 | 120.5073 | 1985.1 | 72.3 | 9.4 | 1985.1 | 120.5073 | 1985.1
7533 |  | 1981.2 | 122.6283 | 1981.2 | 1981.2 | 122.6283 | 1981.2 | 1981.2 | 122.6283 | 1981.2 | 72.3 | 8.73 | 1981.2 | 122.6283 | 1981.2
7534 |  | 1928.9 | 123.0204 | 1928.9 | 1928.9 | 123.0204 | 1928.9 | 1928.9 | 123.0204 | 1928.9 | 72 | 8.65 | 1928.9 | 123.0204 | 1928.9
7535 |  | 1794.8 | 123.1497 | 1794.8 | 1794.8 | 123.1497 | 1794.8 | 1794.8 | 123.1497 | 1794.8 | 73 | 6.7435 | 1794.8 | 123.1497 | 1794.8
7536 |  | 1739 | 122.9153 | 1739 | 1739 | 122.9153 | 1739 | 1739 | 122.9153 | 1739 | 72.2 | 7.9919 | 1739 | 122.9153 | 1739
7537 |  | 1705.4 | 123.0757 | 1705.4 | 1705.4 | 123.0757 | 1705.4 | 1705.4 | 123.0757 | 1705.4 | 73.1 | 10.2069 | 1705.4 | 123.0757 | 1705.4
7538 |  | 1615.5 | 120.4278 | 1615.5 | 1615.5 | 120.4278 | 1615.5 | 1615.5 | 120.4278 | 1615.5 | 72.8 | 10.38 | 1615.5 | 120.4278 | 1615.5
7539 |  | 1614.4 | 129.0305 | 1614.4 | 1614.4 | 129.0305 | 1614.4 | 1614.4 | 129.0305 | 1614.4 | 71.7 | 5.43 | 1614.4 | 129.0305 | 1614.4
7540 |  | 1552.4 | 124.2307 | 1552.4 | 1552.4 | 124.2307 | 1552.4 | 1552.4 | 124.2307 | 1552.4 | 72 | 5.56 | 1552.4 | 124.2307 | 1552.4
7541 |  | 1618.9 | 130.5288 | 1618.9 | 1618.9 | 130.5288 | 1618.9 | 1618.9 | 130.5288 | 1618.9 | 72.4 | 7.44 | 1618.9 | 130.5288 | 1618.9
7542 |  | 1396.7 | 130.6042 | 1396.7 | 1396.7 | 130.6042 | 1396.7 | 1396.7 | 130.6042 | 1396.7 | 71 | 5.02 | 1396.7 | 130.6042 | 1396.7
7543 |  | 1478.7 | 131.0521 | 1478.7 | 1478.7 | 131.0521 | 1478.7 | 1478.7 | 131.0521 | 1478.7 | 71.9 | 5.44 | 1478.7 | 131.0521 | 1478.7
7544 |  | 1533.4 | 128.6556 | 1533.4 | 1533.4 | 128.6556 | 1533.4 | 1533.4 | 128.6556 | 1533.4 | 72.1 | 5.51 | 1533.4 | 128.6556 | 1533.4
7545 |  | 1592.6 | 131.4379 | 1592.6 | 1592.6 | 131.4379 | 1592.6 | 1592.6 | 131.4379 | 1592.6 | 72.2 | 5.08 | 1592.6 | 131.4379 | 1592.6
7546 |  | 1634.4 | 130.226 | 1634.4 | 1634.4 | 130.226 | 1634.4 | 1634.4 | 130.226 | 1634.4 | 71.9 | 10.87 | 1634.4 | 130.226 | 1634.4
7547 |  | 1579.5 | 126.1219 | 1579.5 | 1579.5 | 126.1219 | 1579.5 | 1579.5 | 126.1219 | 1579.5 | 71.6 | 8.36 | 1579.5 | 126.1219 | 1579.5
7548 |  | 1607.7 | 128.2369 | 1607.7 | 1607.7 | 128.2369 | 1607.7 | 1607.7 | 128.2369 | 1607.7 | 72.3 | 10.1 | 1607.7 | 128.2369 | 1607.7
7549 |  | 1613.6 | 129.0357 | 1613.6 | 1613.6 | 129.0357 | 1613.6 | 1613.6 | 129.0357 | 1613.6 | 71 | 6.98 | 1613.6 | 129.0357 | 1613.6
7550 |  | 1658.6 | 129.6948 | 1658.6 | 1658.6 | 129.6948 | 1658.6 | 1658.6 | 129.6948 | 1658.6 | 72.9 | 7.05 | 1658.6 | 129.6948 | 1658.6
7551 |  | 1722.7 | 131.8376 | 1722.7 | 1722.7 | 131.8376 | 1722.7 | 1722.7 | 131.8376 | 1722.7 | 71.3 | 8.82 | 1722.7 | 131.8376 | 1722.7
7552 |  | 1738.8 | 132.4542 | 1738.8 | 1738.8 | 132.4542 | 1738.8 | 1738.8 | 132.4542 | 1738.8 | 72.3 | 8.79 | 1738.8 | 132.4542 | 1738.8
7553 |  | 1824.7 | 132.8818 | 1824.7 | 1824.7 | 132.8818 | 1824.7 | 1824.7 | 132.8818 | 1824.7 | 72.7 | 5.97 | 1824.7 | 132.8818 | 1824.7
7554 |  | 1895.5 | 127.0002 | 1895.5 | 1895.5 | 127.0002 | 1895.5 | 1895.5 | 127.0002 | 1895.5 | 72.2 | 5.49 | 1895.5 | 127.0002 | 1895.5
7555 |  | 1784.85 | 130.395 | 1784.85 | 1784.85 | 130.395 | 1784.85 | 1784.85 | 130.395 | 1784.85 | 72.2 | 3.37 | 1784.85 | 130.395 | 1784.85
7556 |  | 1821 | 128.7493 | 1821 | 1821 | 128.7493 | 1821 | 1821 | 128.7493 | 1821 | 72.9 | 3 | 1821 | 128.7493 | 1821
7557 |  | 1912.5 | 129.5992 | 1912.5 | 1912.5 | 129.5992 | 1912.5 | 1912.5 | 129.5992 | 1912.5 | 71.6 | 3.89 | 1912.5 | 129.5992 | 1912.5
7558 |  | 1872.75 | 131.6234 | 1872.75 | 1872.75 | 131.6234 | 1872.75 | 1872.75 | 131.6234 | 1872.75 | 71.4 | 3.33 | 1872.75 | 131.6234 | 1872.75
7559 |  | 1788.4 | 129.6586 | 1788.4 | 1788.4 | 129.6586 | 1788.4 | 1788.4 | 129.6586 | 1788.4 | 72.6 | 4.61 | 1788.4 | 129.6586 | 1788.4
7560 |  | 1716.75 | 133.4596 | 1716.75 | 1716.75 | 133.4596 | 1716.75 | 1716.75 | 133.4596 | 1716.75 | 71.9 | 6.2225 | 1716.75 | 133.4596 | 1716.75
7561 |  | 1689.5 | 128.4909 | 1689.5 | 1689.5 | 128.4909 | 1689.5 | 1689.5 | 128.4909 | 1689.5 | 72.7 | 8.83 | 1689.5 | 128.4909 | 1689.5
7562 |  | 1635.1 | 129.3688 | 1635.1 | 1635.1 | 129.3688 | 1635.1 | 1635.1 | 129.3688 | 1635.1 | 71.5 | 14.13 | 1635.1 | 129.3688 | 1635.1
7563 |  | 1603.1 | 130.046 | 1603.1 | 1603.1 | 130.046 | 1603.1 | 1603.1 | 130.046 | 1603.1 | 72.6 | 13.26 | 1603.1 | 130.046 | 1603.1
7564 |  | 1576.6 | 128.1976 | 1576.6 | 1576.6 | 128.1976 | 1576.6 | 1576.6 | 128.1976 | 1576.6 | 72.9 | 7.92 | 1576.6 | 128.1976 | 1576.6
7565 |  | 1590.2 | 130.5127 | 1590.2 | 1590.2 | 130.5127 | 1590.2 | 1590.2 | 130.5127 | 1590.2 | 71.5 | 12.29 | 1590.2 | 130.5127 | 1590.2
7566 |  | 1496 | 128.291 | 1496 | 1496 | 128.291 | 1496 | 1496 | 128.291 | 1496 | 72.4 | 15.93 | 1496 | 128.291 | 1496
7567 |  | 1422.3 | 128.1785 | 1422.3 | 1422.3 | 128.1785 | 1422.3 | 1422.3 | 128.1785 | 1422.3 | 71.7 | 10.46 | 1422.3 | 128.1785 | 1422.3
7568 |  | 1494.8 | 130.1808 | 1494.8 | 1494.8 | 130.1808 | 1494.8 | 1494.8 | 130.1808 | 1494.8 | 72.3 | 9.63 | 1494.8 | 130.1808 | 1494.8
7569 |  | 1447.8 | 128.6511 | 1447.8 | 1447.8 | 128.6511 | 1447.8 | 1447.8 | 128.6511 | 1447.8 | 71.9 | 6.41 | 1447.8 | 128.6511 | 1447.8
7570 |  | 1495 | 130.4012 | 1495 | 1495 | 130.4012 | 1495 | 1495 | 130.4012 | 1495 | 71.9 | 8.98 | 1495 | 130.4012 | 1495
7571 |  | 1520 | 128.4407 | 1520 | 1520 | 128.4407 | 1520 | 1520 | 128.4407 | 1520 | 71.6 | 12.35 | 1520 | 128.4407 | 1520
7572 |  | 1570.9 | 129.4988 | 1570.9 | 1570.9 | 129.4988 | 1570.9 | 1570.9 | 129.4988 | 1570.9 | 71.8 | 7.71 | 1570.9 | 129.4988 | 1570.9
7573 |  | 1430.6 | 131.7026 | 1430.6 | 1430.6 | 127.8763 | 1430.6 | 1430.6 | 131.7026 | 1430.6 | 72.3 | 6.645 | 1430.6 | 131.7026 | 1430.6
7574 |  | 1510.6 | 46.4155 | 1510.6 | 1510.6 | 129.0917 | 1510.6 | 1510.6 | 46.4155 | 1510.6 | 72.3 | 6.75 | 1510.6 | 46.4155 | 1510.6
7575 |  | 1277.3 | 94.101 | 1277.3 | 1277.3 | 94.101 | 1277.3 | 1277.3 | 94.101 | 1277.3 | 71.3 | 10.26 | 1277.3 | 94.101 | 1277.3
7576 |  | 1372.1 | 103.6789 | 1372.1 | 1372.1 | 103.6789 | 1372.1 | 1372.1 | 103.6789 | 1372.1 | 71.8 | 15.42 | 1372.1 | 103.6789 | 1372.1
7577 |  | 1409.6 | 98.6696 | 1409.6 | 1409.6 | 98.6696 | 1409.6 | 1409.6 | 98.6696 | 1409.6 | 71.9 | 8 | 1409.6 | 98.6696 | 1409.6
7578 |  | 1661 | 122.3477 | 1661 | 1661 | 122.3477 | 1661 | 1661 | 122.3477 | 1661 | 72.3 | 10.76 | 1661 | 122.3477 | 1661
7579 |  | 1626.8 | 129.8687 | 1626.8 | 1626.8 | 129.8687 | 1626.8 | 1626.8 | 129.8687 | 1626.8 | 68.2 | 16.08 | 1626.8 | 129.8687 | 1626.8
7580 |  | 1656.9 | 129.103 | 1656.9 | 1656.9 | 129.103 | 1656.9 | 1656.9 | 129.103 | 1656.9 | 71.2 | 8.33 | 1656.9 | 129.103 | 1656.9
7581 |  | 1843.8 | 128.2332 | 1843.8 | 1843.8 | 128.2332 | 1843.8 | 1843.8 | 128.2332 | 1843.8 | 70.6 | 8.59 | 1843.8 | 128.2332 | 1843.8
7582 |  | 1816.6 | 127.9185 | 1816.6 | 1816.6 | 127.9185 | 1816.6 | 1816.6 | 127.9185 | 1816.6 | 71.6 | 9.04 | 1816.6 | 127.9185 | 1816.6
7583 |  | 1782 | 128.2876 | 1782 | 1782 | 128.2876 | 1782 | 1782 | 128.2876 | 1782 | 72.1 | 9.25 | 1782 | 128.2876 | 1782
7584 |  | 1694.5 | 127.4615 | 1694.5 | 1694.5 | 127.4615 | 1694.5 | 1694.5 | 127.4615 | 1694.5 | 71.4 | 11.6 | 1694.5 | 127.4615 | 1694.5
7585 |  | 1624.5 | 127.3921 | 1624.5 | 1624.5 | 127.3921 | 1624.5 | 1624.5 | 127.3921 | 1624.5 | 71.2 | 7.21 | 1624.5 | 127.3921 | 1624.5
7586 |  | 1607.9 | 127.1447 | 1607.9 | 1607.9 | 127.1447 | 1607.9 | 1607.9 | 127.1447 | 1607.9 | 71.1 | 6.64 | 1607.9 | 127.1447 | 1607.9
7587 |  | 1584.6 | 126.5632 | 1584.6 | 1584.6 | 126.5632 | 1584.6 | 1584.6 | 126.5632 | 1584.6 | 71 | 6.36 | 1584.6 | 126.5632 | 1584.6
7588 |  | 1563.5 | 127.8171 | 1563.5 | 1563.5 | 127.8171 | 1563.5 | 1563.5 | 127.8171 | 1563.5 | 70.8 | 6.27 | 1563.5 | 127.8171 | 1563.5
7589 |  | 1575.1 | 128.4859 | 1575.1 | 1575.1 | 128.4859 | 1575.1 | 1575.1 | 128.4859 | 1575.1 | 70.8 | 16.14 | 1575.1 | 128.4859 | 1575.1
7590 |  | 1446.3 | 125.7509 | 1446.3 | 1446.3 | 125.7509 | 1446.3 | 1446.3 | 125.7509 | 1446.3 | 71 | 15.62 | 1446.3 | 125.7509 | 1446.3
7591 |  | 1450.3 | 125.7302 | 1450.3 | 1450.3 | 125.7302 | 1450.3 | 1450.3 | 125.7302 | 1450.3 | 70.4 | 14.83 | 1450.3 | 125.7302 | 1450.3
7592 |  | 1374.6 | 124.6323 | 1374.6 | 1374.6 | 124.6323 | 1374.6 | 1374.6 | 124.6323 | 1374.6 | 69.5 | 9.77 | 1374.6 | 124.6323 | 1374.6
7593 |  | 1376.7 | 125.5608 | 1376.7 | 1376.7 | 125.5608 | 1376.7 | 1376.7 | 125.5608 | 1376.7 | 71.1 | 7.74 | 1376.7 | 125.5608 | 1376.7
7594 |  | 1267.3 | 126.6245 | 1267.3 | 1267.3 | 126.6245 | 1267.3 | 1267.3 | 126.6245 | 1267.3 | 70.9 | 7.09 | 1267.3 | 126.6245 | 1267.3
7595 |  | 1356 | 130.588 | 1356 | 1356 | 130.588 | 1356 | 1356 | 130.588 | 1356 | 71.1 | 6.24 | 1356 | 130.588 | 1356
7596 |  | 1297.3 | 126.612 | 1297.3 | 1297.3 | 126.612 | 1297.3 | 1297.3 | 126.612 | 1297.3 | 71.9 | 6.75 | 1297.3 | 126.612 | 1297.3
7597 |  | 1247.6 | 126.7168 | 1247.6 | 1247.6 | 126.7168 | 1247.6 | 1247.6 | 126.7168 | 1247.6 | 71.3 | 6.31 | 1247.6 | 126.7168 | 1247.6
7598 |  | 1362.6 | 128.4886 | 1362.6 | 1362.6 | 128.4886 | 1362.6 | 1362.6 | 128.4886 | 1362.6 | 71.6 | 6.45 | 1362.6 | 128.4886 | 1362.6
7599 |  | 1416.6 | 130.3327 | 1416.6 | 1416.6 | 130.3327 | 1416.6 | 1416.6 | 130.3327 | 1416.6 | 71.5 | 6.75 | 1416.6 | 130.3327 | 1416.6
7600 |  | 1421.8 | 128.5938 | 1421.8 | 1421.8 | 128.5938 | 1421.8 | 1421.8 | 128.5938 | 1421.8 | 71.3 | 6.25 | 1421.8 | 128.5938 | 1421.8
7601 |  | 1434.5 | 125.0195 | 1434.5 | 1434.5 | 125.0195 | 1434.5 | 1434.5 | 125.0195 | 1434.5 | 71.8 | 6.94 | 1434.5 | 125.0195 | 1434.5
7602 |  | 1659 | 126.766 | 1659 | 1659 | 126.766 | 1659 | 1659 | 126.766 | 1659 | 71.8 | 7.77 | 1659 | 126.766 | 1659
7603 |  | 1792.8 | 129.1007 | 1792.8 | 1792.8 | 129.1007 | 1792.8 | 1792.8 | 129.1007 | 1792.8 | 70.3 | 7.58 | 1792.8 | 129.1007 | 1792.8
7604 |  | 1772.3 | 130.0638 | 1772.3 | 1772.3 | 130.0638 | 1772.3 | 1772.3 | 130.0638 | 1772.3 | 71.4 | 7.03 | 1772.3 | 130.0638 | 1772.3
7605 |  | 1843.6 | 127.4189 | 1843.6 | 1843.6 | 127.4189 | 1843.6 | 1843.6 | 127.4189 | 1843.6 | 71.7 | 7.82 | 1843.6 | 127.4189 | 1843.6
7606 |  | 1762 | 124.9215 | 1762 | 1762 | 124.9215 | 1762 | 1762 | 124.9215 | 1762 | 72.3 | 8.965 | 1762 | 124.9215 | 1762
7607 |  | 1609 | 121.258 | 1609 | 1609 | 121.258 | 1609 | 1609 | 121.258 | 1609 | 72.3 | 6.7 | 1609 | 121.258 | 1609
7608 |  | 1537.2 | 124.2893 | 1537.2 | 1537.2 | 124.2893 | 1537.2 | 1537.2 | 124.2893 | 1537.2 | 71.7 | 7.645 | 1537.2 | 124.2893 | 1537.2
7609 |  | 1512.4 | 124.594 | 1512.4 | 1512.4 | 124.594 | 1512.4 | 1512.4 | 124.594 | 1512.4 | 71.3 | 7.48 | 1512.4 | 124.594 | 1512.4
7610 |  | 1545.6 | 123.6254 | 1545.6 | 1545.6 | 123.6254 | 1545.6 | 1545.6 | 123.6254 | 1545.6 | 71.4 | 7.41 | 1545.6 | 123.6254 | 1545.6
7611 |  | 1472.3 | 123.7773 | 1472.3 | 1472.3 | 123.7773 | 1472.3 | 1472.3 | 123.7773 | 1472.3 | 71.1 | 7.82 | 1472.3 | 123.7773 | 1472.3
7612 |  | 1479.2 | 124.6548 | 1479.2 | 1479.2 | 124.6548 | 1479.2 | 1479.2 | 124.6548 | 1479.2 | 71.6 | 7.41 | 1479.2 | 124.6548 | 1479.2
7613 |  | 1488.8 | 126.4486 | 1488.8 | 1488.8 | 126.4486 | 1488.8 | 1488.8 | 126.4486 | 1488.8 | 71.7 | 7.21 | 1488.8 | 126.4486 | 1488.8
7614 |  | 1439.6 | 126.4152 | 1439.6 | 1439.6 | 126.4152 | 1439.6 | 1439.6 | 126.4152 | 1439.6 | 72.3 | 7.64 | 1439.6 | 126.4152 | 1439.6
7615 |  | 1383.9 | 125.0388 | 1383.9 | 1383.9 | 125.0388 | 1383.9 | 1383.9 | 125.0388 | 1383.9 | 72.2 | 7.43 | 1383.9 | 125.0388 | 1383.9
7616 |  | 1460.1 | 129.2879 | 1460.1 | 1460.1 | 129.2879 | 1460.1 | 1460.1 | 129.2879 | 1460.1 | 71.9 | 9.15 | 1460.1 | 129.2879 | 1460.1
7617 |  | 1537.1 | 128.1339 | 1537.1 | 1537.1 | 128.1339 | 1537.1 | 1537.1 | 128.1339 | 1537.1 | 72.2 | 17.16 | 1537.1 | 128.1339 | 1537.1
7618 |  | 1595 | 132.2815 | 1595 | 1595 | 132.2815 | 1595 | 1595 | 132.2815 | 1595 | 72.5 | 15.24 | 1595 | 132.2815 | 1595
7619 |  | 1585.4 | 129.0269 | 1585.4 | 1585.4 | 129.0269 | 1585.4 | 1585.4 | 129.0269 | 1585.4 | 72.2 | 20.02 | 1585.4 | 129.0269 | 1585.4
7620 |  | 1589.7 | 132.1889 | 1589.7 | 1589.7 | 132.1889 | 1589.7 | 1589.7 | 132.1889 | 1589.7 | 71.9 | 19.08 | 1589.7 | 132.1889 | 1589.7
7621 |  | 1626.1 | 130.31 | 1626.1 | 1626.1 | 130.31 | 1626.1 | 1626.1 | 130.31 | 1626.1 | 72.1 | 13.54 | 1626.1 | 130.31 | 1626.1
7622 |  | 1598.8 | 128.8235 | 1598.8 | 1598.8 | 128.8235 | 1598.8 | 1598.8 | 128.8235 | 1598.8 | 72.1 | 18.2 | 1598.8 | 128.8235 | 1598.8
7623 |  | 1628 | 130.6496 | 1628 | 1628 | 130.6496 | 1628 | 1628 | 130.6496 | 1628 | 71.5 | 16.16 | 1628 | 130.6496 | 1628
7624 |  | 1642.6 | 128.3831 | 1642.6 | 1642.6 | 128.3831 | 1642.6 | 1642.6 | 128.3831 | 1642.6 | 71.7 | 15.03 | 1642.6 | 128.3831 | 1642.6
7625 |  | 1667.4 | 128.9174 | 1667.4 | 1667.4 | 128.9174 | 1667.4 | 1667.4 | 128.9174 | 1667.4 | 72.3 | 19.04 | 1667.4 | 128.9174 | 1667.4
7626 |  | 1868.6 | 126.8859 | 1868.6 | 1868.6 | 126.8859 | 1868.6 | 1868.6 | 126.8859 | 1868.6 | 71.1 | 16 | 1868.6 | 126.8859 | 1868.6
7627 |  | 1916.5801 | 130.534 | 1916.5801 | 1916.5801 | 130.534 | 1916.5801 | 1916.5801 | 130.534 | 1916.5801 | 72.1 | 17.44 | 1916.5801 | 130.534 | 1916.5801
7628 |  | 2001.705 | 127.2096 | 2001.705 | 2001.705 | 127.2096 | 2001.705 | 2001.705 | 127.2096 | 2001.705 | 72.5 | 8.64 | 2001.705 | 127.2096 | 2001.705
7629 |  | 1957.9 | 127.5721 | 1957.9 | 1957.9 | 127.5721 | 1957.9 | 1957.9 | 127.5721 | 1957.9 | 72.2 | 14.52 | 1957.9 | 127.5721 | 1957.9
7630 |  | 1858.7 | 128.4802 | 1858.7 | 1858.7 | 128.4802 | 1858.7 | 1858.7 | 128.4802 | 1858.7 | 71.4 | 8.89 | 1858.7 | 128.4802 | 1858.7
7631 |  | 1761.4 | 128.5136 | 1761.4 | 1761.4 | 128.5136 | 1761.4 | 1761.4 | 128.5136 | 1761.4 | 72.4 | 12.96 | 1761.4 | 128.5136 | 1761.4
7632 |  | 1742.7 | 128.3643 | 1742.7 | 1742.7 | 128.3643 | 1742.7 | 1742.7 | 128.3643 | 1742.7 | 72.6 | 11.465 | 1742.7 | 128.3643 | 1742.7
7633 |  | 1671.7 | 126.1404 | 1671.7 | 1671.7 | 126.1404 | 1671.7 | 1671.7 | 126.1404 | 1671.7 | 72.6 | 11.8733 | 1671.7 | 126.1404 | 1671.7
7634 |  | 1659.5 | 125.8069 | 1659.5 | 1659.5 | 125.8069 | 1659.5 | 1659.5 | 125.8069 | 1659.5 | 73.2 | 16.28 | 1659.5 | 125.8069 | 1659.5
7635 |  | 1639.8 | 125.7975 | 1639.8 | 1639.8 | 125.7975 | 1639.8 | 1639.8 | 125.7975 | 1639.8 | 73.1 | 15.56 | 1639.8 | 125.7975 | 1639.8
7636 |  | 1615.9 | 126.5096 | 1615.9 | 1615.9 | 126.5096 | 1615.9 | 1615.9 | 126.5096 | 1615.9 | 72.9 | 9.88 | 1615.9 | 126.5096 | 1615.9
7637 |  | 1616.7 | 129.4014 | 1616.7 | 1616.7 | 129.4014 | 1616.7 | 1616.7 | 129.4014 | 1616.7 | 72.9 | 12.59 | 1616.7 | 129.4014 | 1616.7
7638 |  | 1568.5 | 128.2587 | 1568.5 | 1568.5 | 128.2587 | 1568.5 | 1568.5 | 128.2587 | 1568.5 | 72.2 | 14.78 | 1568.5 | 128.2587 | 1568.5
7639 |  | 1319.7 | 129.4811 | 1319.7 | 1319.7 | 129.4811 | 1319.7 | 1319.7 | 129.4811 | 1319.7 | 71.5 | 17.46 | 1319.7 | 129.4811 | 1319.7
7640 |  | 1516.7 | 127.9682 | 1516.7 | 1516.7 | 127.9682 | 1516.7 | 1516.7 | 127.9682 | 1516.7 | 72.5 | 9.1 | 1516.7 | 127.9682 | 1516.7
7641 |  | 1556.5 | 131.9256 | 1556.5 | 1556.5 | 131.9256 | 1556.5 | 1556.5 | 131.9256 | 1556.5 | 70.5 | 14.27 | 1556.5 | 131.9256 | 1556.5
7642 |  | 1603.9 | 131.6277 | 1603.9 | 1603.9 | 131.6277 | 1603.9 | 1603.9 | 131.6277 | 1603.9 | 71.8 | 13.36 | 1603.9 | 131.6277 | 1603.9
7643 |  | 1647.4 | 126.3485 | 1647.4 | 1647.4 | 126.3485 | 1647.4 | 1647.4 | 126.3485 | 1647.4 | 72.4 | 12.24 | 1647.4 | 126.3485 | 1647.4
7644 |  | 1548.6 | 121.9604 | 1548.6 | 1548.6 | 121.9604 | 1548.6 | 1548.6 | 121.9604 | 1548.6 | 72.7 | 21.47 | 1548.6 | 121.9604 | 1548.6
7645 |  | 1572.6 | 122.1609 | 1572.6 | 1572.6 | 122.1609 | 1572.6 | 1572.6 | 122.1609 | 1572.6 | 72.5 | 20.77 | 1572.6 | 122.1609 | 1572.6
7646 |  | 1640.7 | 125.7405 | 1640.7 | 1640.7 | 125.7405 | 1640.7 | 1640.7 | 125.7405 | 1640.7 | 72.3 | 13.68 | 1640.7 | 125.7405 | 1640.7
7647 |  | 1656.8 | 131.2977 | 1656.8 | 1656.8 | 131.2977 | 1656.8 | 1656.8 | 131.2977 | 1656.8 | 72.6 | 18.61 | 1656.8 | 131.2977 | 1656.8
7648 |  | 1679.4 | 129.8372 | 1679.4 | 1679.4 | 129.8372 | 1679.4 | 1679.4 | 129.8372 | 1679.4 | 72.6 | 17.46 | 1679.4 | 129.8372 | 1679.4
7649 |  | 1699.6 | 130.8951 | 1699.6 | 1699.6 | 130.8951 | 1699.6 | 1699.6 | 130.8951 | 1699.6 | 73.5 | 12.08 | 1699.6 | 130.8951 | 1699.6
7650 |  | 1803.6 | 123.0559 | 1803.6 | 1803.6 | 123.0559 | 1803.6 | 1803.6 | 123.0559 | 1803.6 | 72.1 | 9.69 | 1803.6 | 123.0559 | 1803.6
7651 |  | 1907.8 | 127.4999 | 1907.8 | 1907.8 | 127.4999 | 1907.8 | 1907.8 | 127.4999 | 1907.8 | 73.2 | 14.76 | 1907.8 | 127.4999 | 1907.8
7652 |  | 1941.9 | 127.7689 | 1941.9 | 1941.9 | 127.7689 | 1941.9 | 1941.9 | 127.7689 | 1941.9 | 71.9 | 9.19 | 1941.9 | 127.7689 | 1941.9
7653 |  | 1921.2 | 129.492 | 1921.2 | 1921.2 | 129.492 | 1921.2 | 1921.2 | 129.492 | 1921.2 | 73 | 14.595 | 1921.2 | 129.492 | 1921.2
7654 |  | 1887.9 | 128.5365 | 1887.9 | 1887.9 | 128.5365 | 1887.9 | 1887.9 | 128.5365 | 1887.9 | 73.1 | 10.695 | 1887.9 | 128.5365 | 1887.9
7655 |  | 1826.6 | 129.3483 | 1826.6 | 1826.6 | 129.3483 | 1826.6 | 1826.6 | 129.3483 | 1826.6 | 71.5 | 15.085 | 1826.6 | 129.3483 | 1826.6
7656 |  | 1773.8 | 128.2176 | 1773.8 | 1773.8 | 128.2176 | 1773.8 | 1773.8 | 128.2176 | 1773.8 | 73 | 15.285 | 1773.8 | 128.2176 | 1773.8
7657 |  | 1677.9 | 127.7919 | 1677.9 | 1677.9 | 127.7919 | 1677.9 | 1677.9 | 127.7919 | 1677.9 | 72.8 | 13.7567 | 1677.9 | 127.7919 | 1677.9
7658 |  | 1694.9 | 125.1197 | 1694.9 | 1694.9 | 125.1197 | 1694.9 | 1694.9 | 125.1197 | 1694.9 | 73.4 | 16.1 | 1694.9 | 125.1197 | 1694.9
7659 |  | 1633.2 | 125.6816 | 1633.2 | 1633.2 | 125.6816 | 1633.2 | 1633.2 | 125.6816 | 1633.2 | 73.2 | 16.33 | 1633.2 | 125.6816 | 1633.2
7660 |  | 1654.9 | 124.5991 | 1654.9 | 1654.9 | 124.5991 | 1654.9 | 1654.9 | 124.5991 | 1654.9 | 72.5 | 13.045 | 1654.9 | 124.5991 | 1654.9
7661 |  | 1676.5 | 127.4588 | 1676.5 | 1676.5 | 127.4588 | 1676.5 | 1676.5 | 127.4588 | 1676.5 | 72.7 | 14.41 | 1676.5 | 127.4588 | 1676.5
7662 |  | 1646.2 | 126.4491 | 1646.2 | 1646.2 | 126.4491 | 1646.2 | 1646.2 | 126.4491 | 1646.2 | 73.2 | 12.4183 | 1646.2 | 126.4491 | 1646.2
7663 |  | 1522.6 | 127.6634 | 1522.6 | 1522.6 | 127.6634 | 1522.6 | 1522.6 | 127.6634 | 1522.6 | 71.6 | 16.325 | 1522.6 | 127.6634 | 1522.6
7664 |  | 1615.2 | 125.3187 | 1615.2 | 1615.2 | 125.3187 | 1615.2 | 1615.2 | 125.3187 | 1615.2 | 72.5 | 9.485 | 1615.2 | 125.3187 | 1615.2
7665 |  | 1629.3 | 131.6167 | 1629.3 | 1629.3 | 131.6167 | 1629.3 | 1629.3 | 131.6167 | 1629.3 | 72.2 | 18.4 | 1629.3 | 131.6167 | 1629.3
7666 |  | 1655.1 | 130.9579 | 1655.1 | 1655.1 | 130.9579 | 1655.1 | 1655.1 | 130.9579 | 1655.1 | 72.4 | 14.83 | 1655.1 | 130.9579 | 1655.1
7667 |  | 1698.3 | 128.8491 | 1698.3 | 1698.3 | 128.8491 | 1698.3 | 1698.3 | 128.8491 | 1698.3 | 71.4 | 15.82 | 1698.3 | 128.8491 | 1698.3
7668 |  | 1715.6 | 127.7656 | 1715.6 | 1715.6 | 127.7656 | 1715.6 | 1715.6 | 127.7656 | 1715.6 | 70.3 | 17.22 | 1715.6 | 127.7656 | 1715.6
7669 |  | 1662.6 | 127.3658 | 1662.6 | 1662.6 | 127.3658 | 1662.6 | 1662.6 | 127.3658 | 1662.6 | 70.8 | 11.1 | 1662.6 | 127.3658 | 1662.6
7670 |  | 1694.2 | 128.6954 | 1694.2 | 1694.2 | 128.6954 | 1694.2 | 1694.2 | 128.6954 | 1694.2 | 71.7 | 21.04 | 1694.2 | 128.6954 | 1694.2
7671 |  | 1702.5 | 129.2546 | 1702.5 | 1702.5 | 129.2546 | 1702.5 | 1702.5 | 129.2546 | 1702.5 | 73.3 | 20.48 | 1702.5 | 129.2546 | 1702.5
7672 |  | 1692.8 | 128.1178 | 1692.8 | 1692.8 | 128.1178 | 1692.8 | 1692.8 | 128.1178 | 1692.8 | 72.4 | 9.45 | 1692.8 | 128.1178 | 1692.8
7673 |  | 1699.8 | 128.4788 | 1699.8 | 1699.8 | 128.4788 | 1699.8 | 1699.8 | 128.4788 | 1699.8 | 73.4 | 13.07 | 1699.8 | 128.4788 | 1699.8
7674 |  | 1890.7 | 127.2286 | 1890.7 | 1890.7 | 127.2286 | 1890.7 | 1890.7 | 127.2286 | 1890.7 | 70.1 | 15.73 | 1890.7 | 127.2286 | 1890.7
7675 |  | 1999.5 | 126.6909 | 1999.5 | 1999.5 | 126.6909 | 1999.5 | 1999.5 | 126.6909 | 1999.5 | 71.7 | 13.17 | 1999.5 | 126.6909 | 1999.5
7676 |  | 1984.6 | 128.9637 | 1984.6 | 1984.6 | 128.9637 | 1984.6 | 1984.6 | 128.9637 | 1984.6 | 71.5 | 9.74 | 1984.6 | 128.9637 | 1984.6
7677 |  | 2012.4 | 127.7604 | 2012.4 | 2012.4 | 127.7604 | 2012.4 | 2012.4 | 127.7604 | 2012.4 | 71.8 | 14.67 | 2012.4 | 127.7604 | 2012.4
7678 |  | 1939.2 | 129.0335 | 1939.2 | 1939.2 | 129.0335 | 1939.2 | 1939.2 | 129.0335 | 1939.2 | 72.7 | 12.5 | 1939.2 | 129.0335 | 1939.2
7679 |  | 1886.4 | 130.0127 | 1886.4 | 1886.4 | 130.0127 | 1886.4 | 1886.4 | 130.0127 | 1886.4 | 71.9 | 17.21 | 1886.4 | 130.0127 | 1886.4
7680 |  | 1773 | 129.8934 | 1773 | 1773 | 129.8934 | 1773 | 1773 | 129.8934 | 1773 | 71.3 | 18.97 | 1773 | 129.8934 | 1773
7681 |  | 1629.3 | 129.4526 | 1629.3 | 1629.3 | 129.4526 | 1629.3 | 1629.3 | 129.4526 | 1629.3 | 72 | 15.64 | 1629.3 | 129.4526 | 1629.3
7682 |  | 1667.4 | 128.4712 | 1667.4 | 1667.4 | 128.4712 | 1667.4 | 1667.4 | 128.4712 | 1667.4 | 71.2 | 15.92 | 1667.4 | 128.4712 | 1667.4
7683 |  | 1647.4 | 128.6201 | 1647.4 | 1647.4 | 128.6201 | 1647.4 | 1647.4 | 128.6201 | 1647.4 | 71.6 | 17.1 | 1647.4 | 128.6201 | 1647.4
7684 |  | 1615.1 | 127.6609 | 1615.1 | 1615.1 | 127.6609 | 1615.1 | 1615.1 | 127.6609 | 1615.1 | 72.1 | 16.21 | 1615.1 | 127.6609 | 1615.1
7685 |  | 1633.9 | 127.275 | 1633.9 | 1633.9 | 127.275 | 1633.9 | 1633.9 | 127.275 | 1633.9 | 72.1 | 16.23 | 1633.9 | 127.275 | 1633.9
7686 |  | 1643.4 | 125.8948 | 1643.4 | 1643.4 | 125.8948 | 1643.4 | 1643.4 | 125.8948 | 1643.4 | 72.6 | 11.0392 | 1643.4 | 125.8948 | 1643.4
7687 |  | 1528.1 | 124.8023 | 1528.1 | 1528.1 | 124.8023 | 1528.1 | 1528.1 | 124.8023 | 1528.1 | 71.8 | 15.19 | 1528.1 | 124.8023 | 1528.1
7688 |  | 1574.8 | 124.6364 | 1574.8 | 1574.8 | 124.6364 | 1574.8 | 1574.8 | 124.6364 | 1574.8 | 71.9 | 9.87 | 1574.8 | 124.6364 | 1574.8
7689 |  | 1616.4 | 125.4474 | 1616.4 | 1616.4 | 125.4474 | 1616.4 | 1616.4 | 125.4474 | 1616.4 | 71.4 | 10.5 | 1616.4 | 125.4474 | 1616.4
7690 |  | 1635.6 | 127.6168 | 1635.6 | 1635.6 | 127.6168 | 1635.6 | 1635.6 | 127.6168 | 1635.6 | 70.6 | 21.61 | 1635.6 | 127.6168 | 1635.6
7691 |  | 1665.9 | 125.3891 | 1665.9 | 1665.9 | 125.3891 | 1665.9 | 1665.9 | 125.3891 | 1665.9 | 71.8 | 15.54 | 1665.9 | 125.3891 | 1665.9
7692 |  | 1672.4 | 129.7513 | 1672.4 | 1672.4 | 129.7513 | 1672.4 | 1672.4 | 129.7513 | 1672.4 | 71.1 | 16.6 | 1672.4 | 129.7513 | 1672.4
7693 |  | 1696.1 | 126.5296 | 1696.1 | 1696.1 | 126.5296 | 1696.1 | 1696.1 | 126.5296 | 1696.1 | 69.1 | 17.58 | 1696.1 | 126.5296 | 1696.1
7694 |  | 1696.2 | 126.1026 | 1696.2 | 1696.2 | 126.1026 | 1696.2 | 1696.2 | 126.1026 | 1696.2 | 69.6 | 17.04 | 1696.2 | 126.1026 | 1696.2
7695 |  | 1680.8 | 128.4284 | 1680.8 | 1680.8 | 128.4284 | 1680.8 | 1680.8 | 128.4284 | 1680.8 | 72 | 17.41 | 1680.8 | 128.4284 | 1680.8
7696 |  | 1790.5 | 133.1304 | 1790.5 | 1790.5 | 133.1304 | 1790.5 | 1790.5 | 133.1304 | 1790.5 | 71.3 | 16.08 | 1790.5 | 133.1304 | 1790.5
7697 |  | 1781.2 | 129.3567 | 1781.2 | 1781.2 | 129.3567 | 1781.2 | 1781.2 | 129.3567 | 1781.2 | 71.5 | 16.77 | 1781.2 | 129.3567 | 1781.2
7698 |  | 1764.4 | 128.7075 | 1764.4 | 1764.4 | 128.7075 | 1764.4 | 1764.4 | 128.7075 | 1764.4 | 72.5 | 15.08 | 1764.4 | 128.7075 | 1764.4
7699 |  | 1989.3 | 128.2489 | 1989.3 | 1989.3 | 128.2489 | 1989.3 | 1989.3 | 128.2489 | 1989.3 | 71.3 | 18.81 | 1989.3 | 128.2489 | 1989.3
7700 |  | 2044.4 | 127.5054 | 2044.4 | 2044.4 | 127.5054 | 2044.4 | 2044.4 | 127.5054 | 2044.4 | 72.3 | 9.48 | 2044.4 | 127.5054 | 2044.4
7701 |  | 2027.6 | 128.337 | 2027.6 | 2027.6 | 128.337 | 2027.6 | 2027.6 | 128.337 | 2027.6 | 72.3 | 13.38 | 2027.6 | 128.337 | 2027.6
7702 |  | 1971.8 | 127.7076 | 1971.8 | 1971.8 | 127.7076 | 1971.8 | 1971.8 | 127.7076 | 1971.8 | 72 | 17.19 | 1971.8 | 127.7076 | 1971.8
7703 |  | 1840.1 | 128.8155 | 1840.1 | 1840.1 | 128.8155 | 1840.1 | 1840.1 | 128.8155 | 1840.1 | 73 | 16.675 | 1840.1 | 128.8155 | 1840.1
7704 |  | 1818 | 127.5717 | 1818 | 1818 | 127.5717 | 1818 | 1818 | 127.5717 | 1818 | 72.2 | 10.97 | 1818 | 127.5717 | 1818
7705 |  | 1766.2 | 127.4571 | 1766.2 | 1766.2 | 127.4571 | 1766.2 | 1766.2 | 127.4571 | 1766.2 | 73.1 | 11.98 | 1766.2 | 127.4571 | 1766.2
7706 |  | 1711.2 | 127.5475 | 1711.2 | 1711.2 | 127.5475 | 1711.2 | 1711.2 | 127.5475 | 1711.2 | 72.8 | 13.01 | 1711.2 | 127.5475 | 1711.2
7707 |  | 1674.4 | 127.0326 | 1674.4 | 1674.4 | 127.0326 | 1674.4 | 1674.4 | 127.0326 | 1674.4 | 71.7 | 16.34 | 1674.4 | 127.0326 | 1674.4
7708 |  | 1690.7 | 127.8835 | 1690.7 | 1690.7 | 127.8835 | 1690.7 | 1690.7 | 127.8835 | 1690.7 | 72 | 15.525 | 1690.7 | 127.8835 | 1690.7
7709 |  | 1692.1 | 128.162 | 1692.1 | 1692.1 | 128.162 | 1692.1 | 1692.1 | 128.162 | 1692.1 | 72.4 | 12.96 | 1692.1 | 128.162 | 1692.1
7710 |  | 1642.2 | 126.893 | 1642.2 | 1642.2 | 126.893 | 1642.2 | 1642.2 | 126.893 | 1642.2 | 71 | 9.66 | 1642.2 | 126.893 | 1642.2
7711 |  | 1543.4 | 124.3286 | 1543.4 | 1543.4 | 124.3286 | 1543.4 | 1543.4 | 124.3286 | 1543.4 | 71.9 | 9.65 | 1543.4 | 124.3286 | 1543.4
7712 |  | 1566.6 | 126.5807 | 1566.6 | 1566.6 | 126.5807 | 1566.6 | 1566.6 | 126.5807 | 1566.6 | 72.1 | 11.46 | 1566.6 | 126.5807 | 1566.6
7713 |  | 1608.9 | 124.8401 | 1608.9 | 1608.9 | 124.8401 | 1608.9 | 1608.9 | 124.8401 | 1608.9 | 72.2 | 12.18 | 1608.9 | 124.8401 | 1608.9
7714 |  | 1619.5 | 124.5653 | 1619.5 | 1619.5 | 124.5653 | 1619.5 | 1619.5 | 124.5653 | 1619.5 | 71.9 | 19.75 | 1619.5 | 124.5653 | 1619.5
7715 |  | 1671.2 | 125.181 | 1671.2 | 1671.2 | 125.181 | 1671.2 | 1671.2 | 125.181 | 1671.2 | 71.6 | 14.59 | 1671.2 | 125.181 | 1671.2
7716 |  | 1653.6 | 125.162 | 1653.6 | 1653.6 | 125.162 | 1653.6 | 1653.6 | 125.162 | 1653.6 | 72.3 | 19.4 | 1653.6 | 125.162 | 1653.6
7717 |  | 1632.7 | 125.8762 | 1632.7 | 1632.7 | 125.8762 | 1632.7 | 1632.7 | 125.8762 | 1632.7 | 71 | 15.88 | 1632.7 | 125.8762 | 1632.7
7718 |  | 1659.8 | 128.0116 | 1659.8 | 1659.8 | 128.0116 | 1659.8 | 1659.8 | 128.0116 | 1659.8 | 72.9 | 13.57 | 1659.8 | 128.0116 | 1659.8
7719 |  | 1725.5 | 127.0625 | 1725.5 | 1725.5 | 127.0625 | 1725.5 | 1725.5 | 127.0625 | 1725.5 | 71.3 | 15.97 | 1725.5 | 127.0625 | 1725.5
7720 |  | 1686.8 | 130.1968 | 1686.8 | 1686.8 | 130.1968 | 1686.8 | 1686.8 | 130.1968 | 1686.8 | 72.3 | 18.57 | 1686.8 | 130.1968 | 1686.8
7721 |  | 1697.7 | 126.909 | 1697.7 | 1697.7 | 126.909 | 1697.7 | 1697.7 | 126.909 | 1697.7 | 72.7 | 17.27 | 1697.7 | 126.909 | 1697.7
7722 |  | 1818.1 | 130.7109 | 1818.1 | 1818.1 | 130.7109 | 1818.1 | 1818.1 | 130.7109 | 1818.1 | 72.2 | 10.39 | 1818.1 | 130.7109 | 1818.1
7723 |  | 1946.6 | 127.3873 | 1946.6 | 1946.6 | 127.3873 | 1946.6 | 1946.6 | 127.3873 | 1946.6 | 72.2 | 18.96 | 1946.6 | 127.3873 | 1946.6
7724 |  | 1964.9 | 128.4997 | 1964.9 | 1964.9 | 128.4997 | 1964.9 | 1964.9 | 128.4997 | 1964.9 | 72.9 | 10.68 | 1964.9 | 128.4997 | 1964.9
7725 |  | 1970.8 | 129.9581 | 1970.8 | 1970.8 | 129.9581 | 1970.8 | 1970.8 | 129.9581 | 1970.8 | 71.6 | 11.61 | 1970.8 | 129.9581 | 1970.8
7726 |  | 1930.8 | 128.3773 | 1930.8 | 1930.8 | 128.3773 | 1930.8 | 1930.8 | 128.3773 | 1930.8 | 71.4 | 10.68 | 1930.8 | 128.3773 | 1930.8
7727 |  | 1843.6 | 126.82 | 1843.6 | 1843.6 | 126.82 | 1843.6 | 1843.6 | 126.82 | 1843.6 | 72.6 | 16.14 | 1843.6 | 126.82 | 1843.6
7728 |  | 1776.8 | 128.0204 | 1776.8 | 1776.8 | 128.0204 | 1776.8 | 1776.8 | 128.0204 | 1776.8 | 71.9 | 16.64 | 1776.8 | 128.0204 | 1776.8
7729 |  | 1739.8 | 128.1853 | 1739.8 | 1739.8 | 128.1853 | 1739.8 | 1739.8 | 128.1853 | 1739.8 | 72.7 | 16.06 | 1739.8 | 128.1853 | 1739.8
7730 |  | 1696 | 128.1816 | 1696 | 1696 | 128.1816 | 1696 | 1696 | 128.1816 | 1696 | 71.5 | 10.605 | 1696 | 128.1816 | 1696
7731 |  | 1656.8 | 128.623 | 1656.8 | 1656.8 | 128.623 | 1656.8 | 1656.8 | 128.623 | 1656.8 | 72.6 | 12.055 | 1656.8 | 128.623 | 1656.8
7732 |  | 1621.2 | 133.2532 | 1621.2 | 1621.2 | 133.2532 | 1621.2 | 1621.2 | 133.2532 | 1621.2 | 72.9 | 14.84 | 1621.2 | 133.2532 | 1621.2
7733 |  | 1642.1 | 129.9824 | 1642.1 | 1642.1 | 129.9824 | 1642.1 | 1642.1 | 129.9824 | 1642.1 | 71.5 | 9.69 | 1642.1 | 129.9824 | 1642.1
7734 |  | 1504.7 | 128.192 | 1504.7 | 1504.7 | 128.192 | 1504.7 | 1504.7 | 128.192 | 1504.7 | 72.4 | 14.63 | 1504.7 | 128.192 | 1504.7
7735 |  | 1464.7 | 126.8324 | 1464.7 | 1464.7 | 126.8324 | 1464.7 | 1464.7 | 126.8324 | 1464.7 | 71.7 | 18.15 | 1464.7 | 126.8324 | 1464.7
7736 |  | 1490.1 | 128.1577 | 1490.1 | 1490.1 | 128.1577 | 1490.1 | 1490.1 | 128.1577 | 1490.1 | 72.3 | 8.09 | 1490.1 | 128.1577 | 1490.1
7737 |  | 1462.5 | 130.9849 | 1462.5 | 1462.5 | 130.9849 | 1462.5 | 1462.5 | 130.9849 | 1462.5 | 71.9 | 16.42 | 1462.5 | 130.9849 | 1462.5
7738 |  | 1492.8 | 129.4859 | 1492.8 | 1492.8 | 129.4859 | 1492.8 | 1492.8 | 129.4859 | 1492.8 | 71.9 | 17.89 | 1492.8 | 129.4859 | 1492.8
7739 |  | 1485.2 | 130.2436 | 1485.2 | 1485.2 | 130.2436 | 1485.2 | 1485.2 | 130.2436 | 1485.2 | 71.6 | 16.97 | 1485.2 | 130.2436 | 1485.2
7740 |  | 1505.5 | 127.8526 | 1505.5 | 1505.5 | 127.8526 | 1505.5 | 1505.5 | 127.8526 | 1505.5 | 71.8 | 19 | 1505.5 | 127.8526 | 1505.5
7741 |  | 1529.9 | 126.7679 | 1529.9 | 1529.9 | 126.7679 | 1529.9 | 1529.9 | 126.7679 | 1529.9 | 72.3 | 14.71 | 1529.9 | 126.7679 | 1529.9
7742 |  | 1535.5 | 128.7762 | 1535.5 | 1535.5 | 128.7762 | 1535.5 | 1535.5 | 128.7762 | 1535.5 | 72.3 | 9.29 | 1535.5 | 128.7762 | 1535.5
7743 |  | 1565.7 | 128.8233 | 1565.7 | 1565.7 | 128.8233 | 1565.7 | 1565.7 | 128.8233 | 1565.7 | 71.3 | 8.99 | 1565.7 | 128.8233 | 1565.7
7744 |  | 1617.2 | 132.8677 | 1617.2 | 1617.2 | 132.8677 | 1617.2 | 1617.2 | 132.8677 | 1617.2 | 71.8 | 16.39 | 1617.2 | 132.8677 | 1617.2
7745 |  | 1583.2 | 129.4813 | 1583.2 | 1583.2 | 129.4813 | 1583.2 | 1583.2 | 129.4813 | 1583.2 | 71.9 | 15.97 | 1583.2 | 129.4813 | 1583.2
7746 |  | 1827.8 | 131.06 | 1827.8 | 1827.8 | 131.06 | 1827.8 | 1827.8 | 131.06 | 1827.8 | 72.3 | 16.08 | 1827.8 | 131.06 | 1827.8
7747 |  | 1885.2 | 129.1714 | 1885.2 | 1885.2 | 129.1714 | 1885.2 | 1885.2 | 129.1714 | 1885.2 | 68.2 | 17.47 | 1885.2 | 129.1714 | 1885.2
7748 |  | 1933.3 | 126.1265 | 1933.3 | 1933.3 | 126.1265 | 1933.3 | 1933.3 | 126.1265 | 1933.3 | 71.2 | 8.72 | 1933.3 | 126.1265 | 1933.3
7749 |  | 1949.4 | 127.6539 | 1949.4 | 1949.4 | 127.6539 | 1949.4 | 1949.4 | 127.6539 | 1949.4 | 70.6 | 8.97 | 1949.4 | 127.6539 | 1949.4
7750 |  | 1880.2 | 127.4215 | 1880.2 | 1880.2 | 127.4215 | 1880.2 | 1880.2 | 127.4215 | 1880.2 | 71.6 | 9.37 | 1880.2 | 127.4215 | 1880.2
7751 |  | 1782.4 | 127.3135 | 1782.4 | 1782.4 | 127.3135 | 1782.4 | 1782.4 | 127.3135 | 1782.4 | 72.1 | 11.71 | 1782.4 | 127.3135 | 1782.4
7752 |  | 1704.2 | 124.2486 | 1704.2 | 1704.2 | 124.2486 | 1704.2 | 1704.2 | 124.2486 | 1704.2 | 71.4 | 11.4 | 1704.2 | 124.2486 | 1704.2
7753 |  | 1642.4 | 125.1884 | 1642.4 | 1642.4 | 125.1884 | 1642.4 | 1642.4 | 125.1884 | 1642.4 | 71.2 | 15.9 | 1642.4 | 125.1884 | 1642.4
7754 |  | 1620.3 | 123.5064 | 1620.3 | 1620.3 | 123.5064 | 1620.3 | 1620.3 | 123.5064 | 1620.3 | 71.1 | 8.2 | 1620.3 | 123.5064 | 1620.3
7755 |  | 1594.7 | 126.0695 | 1594.7 | 1594.7 | 126.0695 | 1594.7 | 1594.7 | 126.0695 | 1594.7 | 71 | 7.77 | 1594.7 | 126.0695 | 1594.7
7756 |  | 1550.3 | 125.8437 | 1550.3 | 1550.3 | 125.8437 | 1550.3 | 1550.3 | 125.8437 | 1550.3 | 70.8 | 7.75 | 1550.3 | 125.8437 | 1550.3
7757 |  | 1574 | 127.4915 | 1574 | 1574 | 127.4915 | 1574 | 1574 | 127.4915 | 1574 | 70.8 | 7.87 | 1574 | 127.4915 | 1574
7758 |  | 1477.9 | 124.315 | 1477.9 | 1477.9 | 124.315 | 1477.9 | 1477.9 | 124.315 | 1477.9 | 71 | 8.27 | 1477.9 | 124.315 | 1477.9
7759 |  | 1411.7 | 119.2652 | 1411.7 | 1411.7 | 119.2652 | 1411.7 | 1411.7 | 119.2652 | 1411.7 | 70.4 | 7.6 | 1411.7 | 119.2652 | 1411.7
7760 |  | 1455.7 | 124.6388 | 1455.7 | 1455.7 | 124.6388 | 1455.7 | 1455.7 | 124.6388 | 1455.7 | 69.5 | 7.2 | 1455.7 | 124.6388 | 1455.7
7761 |  | 1374.9 | 125.4965 | 1374.9 | 1374.9 | 125.4965 | 1374.9 | 1374.9 | 125.4965 | 1374.9 | 71.1 | 7.68 | 1374.9 | 125.4965 | 1374.9
7762 |  | 1262 | 124.9872 | 1262 | 1262 | 124.9872 | 1262 | 1262 | 124.9872 | 1262 | 70.9 | 7.64 | 1262 | 124.9872 | 1262
7763 |  | 1281.9 | 126.8853 | 1281.9 | 1281.9 | 126.8853 | 1281.9 | 1281.9 | 126.8853 | 1281.9 | 71.1 | 8.31 | 1281.9 | 126.8853 | 1281.9
7764 |  | 1297.9 | 125.8299 | 1297.9 | 1297.9 | 125.8299 | 1297.9 | 1297.9 | 125.8299 | 1297.9 | 71.9 | 8.72 | 1297.9 | 125.8299 | 1297.9
7765 |  | 1334.8 | 125.281 | 1334.8 | 1334.8 | 125.281 | 1334.8 | 1334.8 | 125.281 | 1334.8 | 71.3 | 8.63 | 1334.8 | 125.281 | 1334.8
7766 |  | 1447.4 | 126.5519 | 1447.4 | 1447.4 | 126.5519 | 1447.4 | 1447.4 | 126.5519 | 1447.4 | 71.6 | 8.68 | 1447.4 | 126.5519 | 1447.4
7767 |  | 1489.2 | 127.0427 | 1489.2 | 1489.2 | 127.0427 | 1489.2 | 1489.2 | 127.0427 | 1489.2 | 71.5 | 8.38 | 1489.2 | 127.0427 | 1489.2
7768 |  | 1494.8 | 127.0048 | 1494.8 | 1494.8 | 127.0048 | 1494.8 | 1494.8 | 127.0048 | 1494.8 | 71.3 | 8.66 | 1494.8 | 127.0048 | 1494.8
7769 |  | 1462.9 | 125.6374 | 1462.9 | 1462.9 | 125.6374 | 1462.9 | 1462.9 | 125.6374 | 1462.9 | 71.8 | 7.76 | 1462.9 | 125.6374 | 1462.9
7770 |  | 1667.4 | 125.3982 | 1667.4 | 1667.4 | 125.3982 | 1667.4 | 1667.4 | 125.3982 | 1667.4 | 71.8 | 7.57 | 1667.4 | 125.3982 | 1667.4
7771 |  | 1822.4342 | 129.4616 | 1822.4342 | 1822.4342 | 129.4616 | 1822.4342 | 1822.4342 | 129.4616 | 1822.4342 | 70.3 | 7.92 | 1822.4342 | 129.4616 | 1822.4342
7772 |  | 1881.5748 | 126.1645 | 1881.5748 | 1881.5748 | 126.1645 | 1881.5748 | 1881.5748 | 126.1645 | 1881.5748 | 71.4 | 7.54 | 1881.5748 | 126.1645 | 1881.5748
7773 |  | 1885.7 | 127.3923 | 1885.7 | 1885.7 | 127.3923 | 1885.7 | 1885.7 | 127.3923 | 1885.7 | 71.7 | 7.19 | 1885.7 | 127.3923 | 1885.7
7774 |  | 1767 | 127.6699 | 1767 | 1767 | 127.6699 | 1767 | 1767 | 127.6699 | 1767 | 72.3 | 7.05 | 1767 | 127.6699 | 1767
7775 |  | 1766.1 | 128.2213 | 1766.1 | 1766.1 | 128.2213 | 1766.1 | 1766.1 | 128.2213 | 1766.1 | 72.3 | 7.79 | 1766.1 | 128.2213 | 1766.1
7776 |  | 1657.8 | 128.7599 | 1657.8 | 1657.8 | 128.7599 | 1657.8 | 1657.8 | 128.7599 | 1657.8 | 71.7 | 7.03 | 1657.8 | 128.7599 | 1657.8
7777 |  | 1604.8 | 125.3747 | 1604.8 | 1604.8 | 125.3747 | 1604.8 | 1604.8 | 125.3747 | 1604.8 | 71.3 | 7.04 | 1604.8 | 125.3747 | 1604.8
7778 |  | 1588 | 126.0199 | 1588 | 1588 | 126.0199 | 1588 | 1588 | 126.0199 | 1588 | 71.4 | 7.74 | 1588 | 126.0199 | 1588
7779 |  | 1558.5 | 128.6628 | 1558.5 | 1558.5 | 128.6628 | 1558.5 | 1558.5 | 128.6628 | 1558.5 | 71.1 | 7.77 | 1558.5 | 128.6628 | 1558.5
7780 |  | 1526.6 | 126.4839 | 1526.6 | 1526.6 | 126.4839 | 1526.6 | 1526.6 | 126.4839 | 1526.6 | 71.6 | 7.61 | 1526.6 | 126.4839 | 1526.6
7781 |  | 1595.4 | 131.9672 | 1595.4 | 1595.4 | 131.9672 | 1595.4 | 1595.4 | 131.9672 | 1595.4 | 71.7 | 7.48 | 1595.4 | 131.9672 | 1595.4
7782 |  | 1473.9 | 133.2247 | 1473.9 | 1473.9 | 133.2247 | 1473.9 | 1473.9 | 133.2247 | 1473.9 | 72.3 | 7.81 | 1473.9 | 133.2247 | 1473.9
7783 |  | 1530.6 | 131.4835 | 1530.6 | 1530.6 | 131.4835 | 1530.6 | 1530.6 | 131.4835 | 1530.6 | 72.2 | 7.59 | 1530.6 | 131.4835 | 1530.6
7784 |  | 1506.9 | 128.2875 | 1506.9 | 1506.9 | 128.2875 | 1506.9 | 1506.9 | 128.2875 | 1506.9 | 71.9 | 7.75 | 1506.9 | 128.2875 | 1506.9
7785 |  | 1599.7 | 131.0077 | 1599.7 | 1599.7 | 131.0077 | 1599.7 | 1599.7 | 131.0077 | 1599.7 | 72.2 | 10 | 1599.7 | 131.0077 | 1599.7
7786 |  | 1617.6 | 131.1689 | 1617.6 | 1617.6 | 131.1689 | 1617.6 | 1617.6 | 131.1689 | 1617.6 | 72.5 | 10.29 | 1617.6 | 131.1689 | 1617.6
7787 |  | 1623.4 | 129.4978 | 1623.4 | 1623.4 | 129.4978 | 1623.4 | 1623.4 | 129.4978 | 1623.4 | 72.2 | 10.96 | 1623.4 | 129.4978 | 1623.4
7788 |  | 1624.5 | 128.4188 | 1624.5 | 1624.5 | 128.4188 | 1624.5 | 1624.5 | 128.4188 | 1624.5 | 71.9 | 11.5 | 1624.5 | 128.4188 | 1624.5
7789 |  | 1636 | 126.8596 | 1636 | 1636 | 126.8596 | 1636 | 1636 | 126.8596 | 1636 | 72.1 | 11.44 | 1636 | 126.8596 | 1636
7790 |  | 1643.3 | 127.6268 | 1643.3 | 1643.3 | 127.6268 | 1643.3 | 1643.3 | 127.6268 | 1643.3 | 72.1 | 14.66 | 1643.3 | 127.6268 | 1643.3
7791 |  | 1671.6 | 128.0452 | 1671.6 | 1671.6 | 128.0452 | 1671.6 | 1671.6 | 128.0452 | 1671.6 | 71.5 | 10.87 | 1671.6 | 128.0452 | 1671.6
7792 |  | 1684.2 | 129.825 | 1684.2 | 1684.2 | 129.825 | 1684.2 | 1684.2 | 129.825 | 1684.2 | 71.7 | 10.82 | 1684.2 | 129.825 | 1684.2
7793 |  | 1675.4 | 130.3923 | 1675.4 | 1675.4 | 130.3923 | 1675.4 | 1675.4 | 130.3923 | 1675.4 | 72.3 | 10.88 | 1675.4 | 130.3923 | 1675.4
7794 |  | 1841.7 | 129.5054 | 1841.7 | 1841.7 | 129.5054 | 1841.7 | 1841.7 | 129.5054 | 1841.7 | 71.1 | 10.24 | 1841.7 | 129.5054 | 1841.7
7795 |  | 1954.4 | 127.7573 | 1954.4 | 1954.4 | 127.7573 | 1954.4 | 1954.4 | 127.7573 | 1954.4 | 72.1 | 9.35 | 1954.4 | 127.7573 | 1954.4
7796 |  | 1987.5 | 127.0678 | 1987.5 | 1987.5 | 127.0678 | 1987.5 | 1987.5 | 127.0678 | 1987.5 | 72.5 | 9.54 | 1987.5 | 127.0678 | 1987.5
7797 |  | 1990.8 | 127.841 | 1990.8 | 1990.8 | 127.841 | 1990.8 | 1990.8 | 127.841 | 1990.8 | 72.2 | 9.27 | 1990.8 | 127.841 | 1990.8
7798 |  | 1911.7 | 127.5611 | 1911.7 | 1911.7 | 127.5611 | 1911.7 | 1911.7 | 127.5611 | 1911.7 | 71.4 | 9.64 | 1911.7 | 127.5611 | 1911.7
7799 |  | 1829.4 | 127.3518 | 1829.4 | 1829.4 | 127.3518 | 1829.4 | 1829.4 | 127.3518 | 1829.4 | 72.4 | 9.41 | 1829.4 | 127.3518 | 1829.4
7800 |  | 1776.9 | 129.5603 | 1776.9 | 1776.9 | 129.5603 | 1776.9 | 1776.9 | 129.5603 | 1776.9 | 72.6 | 9.28 | 1776.9 | 129.5603 | 1776.9
7801 |  | 1715 | 129.1099 | 1715 | 1715 | 129.1099 | 1715 | 1715 | 129.1099 | 1715 | 72.6 | 9.31 | 1715 | 129.1099 | 1715
7802 |  | 1676.3 | 127.0138 | 1676.3 | 1676.3 | 127.0138 | 1676.3 | 1676.3 | 127.0138 | 1676.3 | 73.2 | 8.57 | 1676.3 | 127.0138 | 1676.3
7803 |  | 1626.3 | 130.775 | 1626.3 | 1626.3 | 130.775 | 1626.3 | 1626.3 | 130.775 | 1626.3 | 73.1 | 8.97 | 1626.3 | 130.775 | 1626.3
7804 |  | 1623.8 | 127.1076 | 1623.8 | 1623.8 | 127.1076 | 1623.8 | 1623.8 | 127.1076 | 1623.8 | 72.9 | 8.99 | 1623.8 | 127.1076 | 1623.8
7805 |  | 1642.1 | 127.7189 | 1642.1 | 1642.1 | 127.7189 | 1642.1 | 1642.1 | 127.7189 | 1642.1 | 72.9 | 9.2 | 1642.1 | 127.7189 | 1642.1
7806 |  | 1582 | 124.4981 | 1582 | 1582 | 124.4981 | 1582 | 1582 | 124.4981 | 1582 | 72.2 | 9.07 | 1582 | 124.4981 | 1582
7807 |  | 1507.8 | 125.3369 | 1507.8 | 1507.8 | 125.3369 | 1507.8 | 1507.8 | 125.3369 | 1507.8 | 71.5 | 8.67 | 1507.8 | 125.3369 | 1507.8
7808 |  | 1524.9 | 124.4856 | 1524.9 | 1524.9 | 124.4856 | 1524.9 | 1524.9 | 124.4856 | 1524.9 | 72.5 | 8.86 | 1524.9 | 124.4856 | 1524.9
7809 |  | 1616.5 | 127.5627 | 1616.5 | 1616.5 | 127.5627 | 1616.5 | 1616.5 | 127.5627 | 1616.5 | 70.5 | 9.21 | 1616.5 | 127.5627 | 1616.5
7810 |  | 1608.9 | 129.0146 | 1608.9 | 1608.9 | 129.0146 | 1608.9 | 1608.9 | 129.0146 | 1608.9 | 71.8 | 9.91 | 1608.9 | 129.0146 | 1608.9
7811 |  | 1638.7 | 127.7622 | 1638.7 | 1638.7 | 127.7622 | 1638.7 | 1638.7 | 127.7622 | 1638.7 | 72.4 | 10.12 | 1638.7 | 127.7622 | 1638.7
7812 |  | 1690.7 | 132.7357 | 1690.7 | 1690.7 | 132.7357 | 1690.7 | 1690.7 | 132.7357 | 1690.7 | 72.7 | 9.82 | 1690.7 | 132.7357 | 1690.7
7813 |  | 1641.4 | 132.2073 | 1641.4 | 1641.4 | 132.2073 | 1641.4 | 1641.4 | 132.2073 | 1641.4 | 72.5 | 10.55 | 1641.4 | 132.2073 | 1641.4
7814 |  | 1643.3 | 132.4268 | 1643.3 | 1643.3 | 132.4268 | 1643.3 | 1643.3 | 132.4268 | 1643.3 | 72.3 | 10.46 | 1643.3 | 132.4268 | 1643.3
7815 |  | 1736.4 | 62.739 | 1736.4 | 1736.4 | 62.739 | 1736.4 | 1736.4 | 62.739 | 1736.4 | 72.6 | 10.71 | 1736.4 | 62.739 | 1736.4
7816 |  | 1707.4 | 63.7697 | 1707.4 | 1707.4 | 63.7697 | 1707.4 | 1707.4 | 63.7697 | 1707.4 | 72.6 | 9.66 | 1707.4 | 63.7697 | 1707.4
7817 |  | 1718.4 | 63.3575 | 1718.4 | 1718.4 | 63.3575 | 1718.4 | 1718.4 | 63.3575 | 1718.4 | 73.5 | 9.73 | 1718.4 | 63.3575 | 1718.4
7818 |  | 1808.3 | 62.6643 | 1808.3 | 1808.3 | 62.6643 | 1808.3 | 1808.3 | 62.6643 | 1808.3 | 72.1 | 9.64 | 1808.3 | 62.6643 | 1808.3
7819 |  | 1898.8 | 65.1003 | 1898.8 | 1898.8 | 65.1003 | 1898.8 | 1898.8 | 65.1003 | 1898.8 | 73.2 | 8.99 | 1898.8 | 65.1003 | 1898.8
7820 |  | 1947.3 | 63.8331 | 1947.3 | 1947.3 | 63.8331 | 1947.3 | 1947.3 | 63.8331 | 1947.3 | 71.9 | 13.14 | 1947.3 | 63.8331 | 1947.3
7821 |  | 1926 | 62.9021 | 1926 | 1926 | 62.9021 | 1926 | 1926 | 62.9021 | 1926 | 73 | 8.77 | 1926 | 62.9021 | 1926
7822 |  | 1850.8 | 63.3843 | 1850.8 | 1850.8 | 63.3843 | 1850.8 | 1850.8 | 63.3843 | 1850.8 | 73.1 | 8.48 | 1850.8 | 63.3843 | 1850.8
7823 |  | 1750.8 | 63.22 | 1750.8 | 1750.8 | 63.22 | 1750.8 | 1750.8 | 63.22 | 1750.8 | 71.5 | 8.38 | 1750.8 | 63.22 | 1750.8
7824 |  | 1758.8 | 63.1508 | 1758.8 | 1758.8 | 63.1508 | 1758.8 | 1758.8 | 63.1508 | 1758.8 | 73 | 8.85 | 1758.8 | 63.1508 | 1758.8
7825 |  | 1710.5 | 63.2953 | 1710.5 | 1710.5 | 63.2953 | 1710.5 | 1710.5 | 63.2953 | 1710.5 | 72.8 | 8.96 | 1710.5 | 63.2953 | 1710.5
7826 |  | 1652.8 | 62.621 | 1652.8 | 1652.8 | 62.621 | 1652.8 | 1652.8 | 62.621 | 1652.8 | 73.4 | 9.1 | 1652.8 | 62.621 | 1652.8
7827 |  | 1648.4 | 62.9907 | 1648.4 | 1648.4 | 62.9907 | 1648.4 | 1648.4 | 62.9907 | 1648.4 | 73.2 | 8.7 | 1648.4 | 62.9907 | 1648.4
7828 |  | 1628.2 | 62.8472 | 1628.2 | 1628.2 | 62.8472 | 1628.2 | 1628.2 | 62.8472 | 1628.2 | 72.5 | 8.8 | 1628.2 | 62.8472 | 1628.2
7829 |  | 1669 | 63.7137 | 1669 | 1669 | 63.7137 | 1669 | 1669 | 63.7137 | 1669 | 72.7 | 9.07 | 1669 | 63.7137 | 1669
7830 |  | 1531.6 | 63.8112 | 1531.6 | 1531.6 | 63.8112 | 1531.6 | 1531.6 | 63.8112 | 1531.6 | 73.2 | 8.67 | 1531.6 | 63.8112 | 1531.6
7831 |  | 1490.8 | 62.6334 | 1490.8 | 1490.8 | 62.6334 | 1490.8 | 1490.8 | 62.6334 | 1490.8 | 71.6 | 8.24 | 1490.8 | 62.6334 | 1490.8
7832 |  | 1572.6 | 64.3514 | 1572.6 | 1572.6 | 64.3514 | 1572.6 | 1572.6 | 64.3514 | 1572.6 | 72.5 | 9.2 | 1572.6 | 64.3514 | 1572.6
7833 |  | 1627.2 | 64.6334 | 1627.2 | 1627.2 | 64.6334 | 1627.2 | 1627.2 | 64.6334 | 1627.2 | 72.2 | 9.99 | 1627.2 | 64.6334 | 1627.2
7834 |  | 1614.6 | 57.593 | 1614.6 | 1614.6 | 95.9091 | 1614.6 | 1614.6 | 57.593 | 1614.6 | 72.4 | 10.82 | 1614.6 | 57.593 | 1614.6
7835 |  | 1668.4 | 53.2993 | 1668.4 | 1668.4 | 108.4413 | 1668.4 | 1668.4 | 53.2993 | 1668.4 | 71.4 | 10.05 | 1668.4 | 53.2993 | 1668.4
7836 |  | 1642.2 | 56.9722 | 1642.2 | 1642.2 | 106.1911 | 1642.2 | 1642.2 | 56.9722 | 1642.2 | 70.3 | 11.09 | 1642.2 | 56.9722 | 1642.2
7837 |  | 1641.8 | 54.6267 | 1641.8 | 1641.8 | 96.7357 | 1641.8 | 1641.8 | 54.6267 | 1641.8 | 70.8 | 14.72 | 1641.8 | 54.6267 | 1641.8
7838 |  | 1675.1 | 56.3709 | 1675.1 | 1675.1 | 97.165 | 1675.1 | 1675.1 | 56.3709 | 1675.1 | 71.7 | 10.24 | 1675.1 | 56.3709 | 1675.1
7839 |  | 1648.8 | 58.7392 | 1648.8 | 1648.8 | 58.7392 | 1648.8 | 1648.8 | 58.7392 | 1648.8 | 73.3 | 11.33 | 1648.8 | 58.7392 | 1648.8
7840 |  | 1636.7 | 60.1942 | 1636.7 | 1636.7 | 60.1942 | 1636.7 | 1636.7 | 60.1942 | 1636.7 | 72.4 | 11.14 | 1636.7 | 60.1942 | 1636.7
7841 |  | 1666.9 | 63.0654 | 1666.9 | 1666.9 | 63.0654 | 1666.9 | 1666.9 | 63.0654 | 1666.9 | 73.4 | 10.01 | 1666.9 | 63.0654 | 1666.9
7842 |  | 1868.9 | 60.7758 | 1868.9 | 1868.9 | 60.7758 | 1868.9 | 1868.9 | 60.7758 | 1868.9 | 70.1 | 9.98 | 1868.9 | 60.7758 | 1868.9
7843 |  | 1919.4031 | 63.3475 | 1919.4031 | 1919.4031 | 63.3475 | 1919.4031 | 1919.4031 | 63.3475 | 1919.4031 | 71.7 | 9.1 | 1919.4031 | 63.3475 | 1919.4031
7844 |  | 1966.7329 | 62.7434 | 1966.7329 | 1966.7329 | 62.7434 | 1966.7329 | 1966.7329 | 62.7434 | 1966.7329 | 71.5 | 9.44 | 1966.7329 | 62.7434 | 1966.7329
7845 |  | 1982 | 64.3679 | 1982 | 1982 | 64.3679 | 1982 | 1982 | 64.3679 | 1982 | 71.8 | 12.4 | 1982 | 64.3679 | 1982
7846 |  | 1901 | 64.2611 | 1901 | 1901 | 64.2611 | 1901 | 1901 | 64.2611 | 1901 | 72.7 | 12.27 | 1901 | 64.2611 | 1901
7847 |  | 1801.7 | 64.7063 | 1801.7 | 1801.7 | 64.7063 | 1801.7 | 1801.7 | 64.7063 | 1801.7 | 71.9 | 8.475 | 1801.7 | 64.7063 | 1801.7
7848 |  | 1717.5 | 64.295 | 1717.5 | 1717.5 | 64.295 | 1717.5 | 1717.5 | 64.295 | 1717.5 | 71.3 | 12.64 | 1717.5 | 64.295 | 1717.5
7849 |  | 1703.6 | 64.0682 | 1703.6 | 1703.6 | 64.0682 | 1703.6 | 1703.6 | 64.0682 | 1703.6 | 72 | 8.64 | 1703.6 | 64.0682 | 1703.6
7850 |  | 1655.2 | 64.4345 | 1655.2 | 1655.2 | 64.4345 | 1655.2 | 1655.2 | 64.4345 | 1655.2 | 71.2 | 8.45 | 1655.2 | 64.4345 | 1655.2
7851 |  | 1636.3 | 64.7131 | 1636.3 | 1636.3 | 64.7131 | 1636.3 | 1636.3 | 64.7131 | 1636.3 | 71.6 | 8.21 | 1636.3 | 64.7131 | 1636.3
7852 |  | 1599.7 | 64.5388 | 1599.7 | 1599.7 | 64.5388 | 1599.7 | 1599.7 | 64.5388 | 1599.7 | 72.1 | 8.94 | 1599.7 | 64.5388 | 1599.7
7853 |  | 1663.2 | 63.0749 | 1663.2 | 1663.2 | 63.0749 | 1663.2 | 1663.2 | 63.0749 | 1663.2 | 72.1 | 8.77 | 1663.2 | 63.0749 | 1663.2
7854 |  | 1601.5 | 64.619 | 1601.5 | 1601.5 | 64.619 | 1601.5 | 1601.5 | 64.619 | 1601.5 | 72.6 | 8.54 | 1601.5 | 64.619 | 1601.5
7855 |  | 1512.1 | 63.0002 | 1512.1 | 1512.1 | 63.0002 | 1512.1 | 1512.1 | 63.0002 | 1512.1 | 71.8 | 8.25 | 1512.1 | 63.0002 | 1512.1
7856 |  | 1501.6 | 63.9107 | 1501.6 | 1501.6 | 63.9107 | 1501.6 | 1501.6 | 63.9107 | 1501.6 | 71.9 | 9.13 | 1501.6 | 63.9107 | 1501.6
7857 |  | 1602.7 | 50.4925 | 1602.7 | 1602.7 | 63.5946 | 1602.7 | 1602.7 | 50.4925 | 1602.7 | 71.4 | 12.64 | 1602.7 | 50.4925 | 1602.7
7858 |  | 1564.4 | 38.9341 | 1564.4 | 1564.4 | 62.8037 | 1564.4 | 1564.4 | 38.9341 | 1564.4 | 70.6 | 10.36 | 1564.4 | 38.9341 | 1564.4
7859 |  | 1592 | 37.3324 | 1592 | 1592 | 89.1204 | 1592 | 1592 | 37.3324 | 1592 | 71.8 | 10.92 | 1592 | 37.3324 | 1592
7860 |  | 1619.8 | 39.6568 | 1619.8 | 1619.8 | 79.6466 | 1619.8 | 1619.8 | 39.6568 | 1619.8 | 71.1 | 12.64 | 1619.8 | 39.6568 | 1619.8
7861 |  | 1684.1 | 36.1999 | 1684.1 | 1684.1 | 61.264 | 1684.1 | 1684.1 | 36.1999 | 1684.1 | 69.1 | 9.79 | 1684.1 | 36.1999 | 1684.1
7862 |  | 1687.4 | 35.9912 | 1687.4 | 1687.4 | 61.9032 | 1687.4 | 1687.4 | 35.9912 | 1687.4 | 69.6 | 9.62 | 1687.4 | 35.9912 | 1687.4
7863 |  | 1731.3 | 34.7245 | 1731.3 | 1731.3 | 63.4974 | 1731.3 | 1731.3 | 34.7245 | 1731.3 | 72 | 13.42 | 1731.3 | 34.7245 | 1731.3
7864 |  | 1723 | 35.2102 | 1723 | 1723 | 96.5228 | 1723 | 1723 | 35.2102 | 1723 | 71.3 | 9.76 | 1723 | 35.2102 | 1723
7865 |  | 1659 | 34.6915 | 1659 | 1659 | 97.2935 | 1659 | 1659 | 34.6915 | 1659 | 71.5 | 9.77 | 1659 | 34.6915 | 1659
7866 |  | 1714 | 34.7384 | 1714 | 1714 | 102.2802 | 1714 | 1714 | 34.7384 | 1714 | 72.5 | 9.32 | 1714 | 34.7384 | 1714
7867 |  | 1885.9129 | 35.9219 | 1885.9129 | 1885.9129 | 96.2332 | 1885.9129 | 1885.9129 | 35.9219 | 1885.9129 | 71.3 | 8.48 | 1885.9129 | 35.9219 | 1885.9129
7868 |  | 1931.5162 | 34.5796 | 1931.5162 | 1931.5162 | 95.8788 | 1931.5162 | 1931.5162 | 34.5796 | 1931.5162 | 72.3 | 7.98 | 1931.5162 | 34.5796 | 1931.5162
7869 |  | 1841.7 | 35.2687 | 1841.7 | 1841.7 | 96.7109 | 1841.7 | 1841.7 | 35.2687 | 1841.7 | 72.3 | 10.35 | 1841.7 | 35.2687 | 1841.7
7870 |  | 1873.8 | 39.4141 | 1873.8 | 1873.8 | 96.8303 | 1873.8 | 1873.8 | 39.4141 | 1873.8 | 72 | 8.51 | 1873.8 | 39.4141 | 1873.8
7871 |  | 1798 | 62.7634 | 1798 | 1798 | 62.7634 | 1798 | 1798 | 62.7634 | 1798 | 73 | 8.57 | 1798 | 62.7634 | 1798
7872 |  | 1770.8 | 60.6429 | 1770.8 | 1770.8 | 60.6429 | 1770.8 | 1770.8 | 60.6429 | 1770.8 | 72.2 | 8.27 | 1770.8 | 60.6429 | 1770.8
7873 |  | 1684.4 | 60.5717 | 1684.4 | 1684.4 | 60.5717 | 1684.4 | 1684.4 | 60.5717 | 1684.4 | 73.1 | 8.3 | 1684.4 | 60.5717 | 1684.4
7874 |  | 1639.6 | 60.3319 | 1639.6 | 1639.6 | 60.3319 | 1639.6 | 1639.6 | 60.3319 | 1639.6 | 72.8 | 7.92 | 1639.6 | 60.3319 | 1639.6
7875 |  | 1621.1 | 61.4142 | 1621.1 | 1621.1 | 61.4142 | 1621.1 | 1621.1 | 61.4142 | 1621.1 | 71.7 | 7.99 | 1621.1 | 61.4142 | 1621.1
7876 |  | 1589.5 | 61.5796 | 1589.5 | 1589.5 | 61.5796 | 1589.5 | 1589.5 | 61.5796 | 1589.5 | 72 | 7.94 | 1589.5 | 61.5796 | 1589.5
7877 |  | 1621.8 | 61.308 | 1621.8 | 1621.8 | 61.308 | 1621.8 | 1621.8 | 61.308 | 1621.8 | 72.4 | 7.47 | 1621.8 | 61.308 | 1621.8
7878 |  | 1533.5 | 58.6093 | 1533.5 | 1533.5 | 58.6093 | 1533.5 | 1533.5 | 58.6093 | 1533.5 | 71 | 7.62 | 1533.5 | 58.6093 | 1533.5
7879 |  | 1440 | 60.2601 | 1440 | 1440 | 60.2601 | 1440 | 1440 | 60.2601 | 1440 | 71.9 | 7.37 | 1440 | 60.2601 | 1440
7880 |  | 1572.2 | 59.8581 | 1572.2 | 1572.2 | 59.8581 | 1572.2 | 1572.2 | 59.8581 | 1572.2 | 72.1 | 7.98 | 1572.2 | 59.8581 | 1572.2
7881 |  | 1538.2 | 62.5558 | 1538.2 | 1538.2 | 62.5558 | 1538.2 | 1538.2 | 62.5558 | 1538.2 | 72.2 | 7.98 | 1538.2 | 62.5558 | 1538.2
7882 |  | 1616.2 | 60.9739 | 1616.2 | 1616.2 | 60.9739 | 1616.2 | 1616.2 | 60.9739 | 1616.2 | 71.9 | 9.14 | 1616.2 | 60.9739 | 1616.2
7883 |  | 1616.4 | 81.5052 | 1616.4 | 1616.4 | 81.5052 | 1616.4 | 1616.4 | 81.5052 | 1616.4 | 71.6 | 9.02 | 1616.4 | 81.5052 | 1616.4
7884 |  | 1612.2 | 62.1281 | 1612.2 | 1612.2 | 62.1281 | 1612.2 | 1612.2 | 62.1281 | 1612.2 | 72.3 | 9.69 | 1612.2 | 62.1281 | 1612.2
7885 |  | 1627.1 | 63.7888 | 1627.1 | 1627.1 | 63.7888 | 1627.1 | 1627.1 | 63.7888 | 1627.1 | 71 | 9.17 | 1627.1 | 63.7888 | 1627.1
7886 |  | 1659 | 63.6121 | 1659 | 1659 | 63.6121 | 1659 | 1659 | 63.6121 | 1659 | 72.9 | 8.12 | 1659 | 63.6121 | 1659
7887 |  | 1695.2 | 63.9295 | 1695.2 | 1695.2 | 63.9295 | 1695.2 | 1695.2 | 63.9295 | 1695.2 | 71.3 | 12.9 | 1695.2 | 63.9295 | 1695.2
7888 |  | 1755.4 | 132.2698 | 1755.4 | 1755.4 | 132.2698 | 1755.4 | 1755.4 | 132.2698 | 1755.4 | 72.3 | 12.85 | 1755.4 | 132.2698 | 1755.4
7889 |  | 1690.2 | 131.2395 | 1690.2 | 1690.2 | 131.2395 | 1690.2 | 1690.2 | 131.2395 | 1690.2 | 72.7 | 13.09 | 1690.2 | 131.2395 | 1690.2
7890 |  | 1848.6 | 141.8171 | 1848.6 | 1848.6 | 141.8171 | 1848.6 | 1848.6 | 141.8171 | 1848.6 | 72.2 | 12.78 | 1848.6 | 141.8171 | 1848.6
7891 |  | 1944.3 | 128.0985 | 1944.3 | 1944.3 | 128.0985 | 1944.3 | 1944.3 | 128.0985 | 1944.3 | 72.2 | 12.78 | 1944.3 | 128.0985 | 1944.3
7892 |  | 1998.8 | 127.4964 | 1998.8 | 1998.8 | 127.4964 | 1998.8 | 1998.8 | 127.4964 | 1998.8 | 72.9 | 12.56 | 1998.8 | 127.4964 | 1998.8
7893 |  | 1994.4 | 128.7155 | 1994.4 | 1994.4 | 128.7155 | 1994.4 | 1994.4 | 128.7155 | 1994.4 | 71.6 | 8.3 | 1994.4 | 128.7155 | 1994.4
7894 |  | 1907.8 | 129.3994 | 1907.8 | 1907.8 | 129.3994 | 1907.8 | 1907.8 | 129.3994 | 1907.8 | 71.4 | 8.43 | 1907.8 | 129.3994 | 1907.8
7895 |  | 1829.5 | 134.4714 | 1829.5 | 1829.5 | 134.4714 | 1829.5 | 1829.5 | 134.4714 | 1829.5 | 72.6 | 8.75 | 1829.5 | 134.4714 | 1829.5
7896 |  | 1754 | 128.5407 | 1754 | 1754 | 128.5407 | 1754 | 1754 | 128.5407 | 1754 | 71.9 | 8.45 | 1754 | 128.5407 | 1754
7897 |  | 1679 | 127.6448 | 1679 | 1679 | 127.6448 | 1679 | 1679 | 127.6448 | 1679 | 72.7 | 8.18 | 1679 | 127.6448 | 1679
7898 |  | 1637.1 | 126.7186 | 1637.1 | 1637.1 | 126.7186 | 1637.1 | 1637.1 | 126.7186 | 1637.1 | 71.5 | 8.15 | 1637.1 | 126.7186 | 1637.1
7899 |  | 1694.8 | 126.7104 | 1694.8 | 1694.8 | 126.7104 | 1694.8 | 1694.8 | 126.7104 | 1694.8 | 72.6 | 8.25 | 1694.8 | 126.7104 | 1694.8
7900 |  | 1673.2 | 126.4855 | 1673.2 | 1673.2 | 126.4855 | 1673.2 | 1673.2 | 126.4855 | 1673.2 | 72.9 | 8.39 | 1673.2 | 126.4855 | 1673.2
7901 |  | 1649 | 128.418 | 1649 | 1649 | 128.418 | 1649 | 1649 | 128.418 | 1649 | 71.5 | 8.15 | 1649 | 128.418 | 1649
7902 |  | 1588.4 | 127.0105 | 1588.4 | 1588.4 | 127.0105 | 1588.4 | 1588.4 | 127.0105 | 1588.4 | 72.4 | 8.25 | 1588.4 | 127.0105 | 1588.4
7903 |  | 1324.7 | 128.5565 | 1324.7 | 1324.7 | 128.5565 | 1324.7 | 1324.7 | 128.5565 | 1324.7 | 71.7 | 7.83 | 1324.7 | 128.5565 | 1324.7
7904 |  | 1470.4 | 129.4008 | 1470.4 | 1470.4 | 129.4008 | 1470.4 | 1470.4 | 129.4008 | 1470.4 | 72.3 | 7.52 | 1470.4 | 129.4008 | 1470.4
7905 |  | 1444.1 | 127.2072 | 1444.1 | 1444.1 | 127.2072 | 1444.1 | 1444.1 | 127.2072 | 1444.1 | 71.9 | 7.98 | 1444.1 | 127.2072 | 1444.1
7906 |  | 1476 | 127.3178 | 1476 | 1476 | 127.3178 | 1476 | 1476 | 127.3178 | 1476 | 71.9 | 8.53 | 1476 | 127.3178 | 1476
7907 |  | 1490.6 | 126.8973 | 1490.6 | 1490.6 | 126.8973 | 1490.6 | 1490.6 | 126.8973 | 1490.6 | 71.6 | 8.61 | 1490.6 | 126.8973 | 1490.6
7908 |  | 1522.3 | 129.4971 | 1522.3 | 1522.3 | 129.4971 | 1522.3 | 1522.3 | 129.4971 | 1522.3 | 71.8 | 8.67 | 1522.3 | 129.4971 | 1522.3
7909 |  | 1539.5 | 129.0661 | 1539.5 | 1539.5 | 129.0661 | 1539.5 | 1539.5 | 129.0661 | 1539.5 | 72.3 | 8.91 | 1539.5 | 129.0661 | 1539.5
7910 |  | 1557.4 | 126.0817 | 1557.4 | 1557.4 | 126.0817 | 1557.4 | 1557.4 | 126.0817 | 1557.4 | 72.3 | 8.99 | 1557.4 | 126.0817 | 1557.4
7911 |  | 1588.7 | 126.2865 | 1588.7 | 1588.7 | 126.2865 | 1588.7 | 1588.7 | 126.2865 | 1588.7 | 71.3 | 8.91 | 1588.7 | 126.2865 | 1588.7
7912 |  | 1534.1 | 127.1339 | 1534.1 | 1534.1 | 127.1339 | 1534.1 | 1534.1 | 127.1339 | 1534.1 | 71.8 | 8.2 | 1534.1 | 127.1339 | 1534.1
7913 |  | 1532.2 | 129.5503 | 1532.2 | 1532.2 | 129.5503 | 1532.2 | 1532.2 | 129.5503 | 1532.2 | 71.9 | 8.5 | 1532.2 | 129.5503 | 1532.2
7914 |  | 1731.4 | 126.764 | 1731.4 | 1731.4 | 126.764 | 1731.4 | 1731.4 | 126.764 | 1731.4 | 72.3 | 9.14 | 1731.4 | 126.764 | 1731.4
7915 |  | 1848.4 | 130.1621 | 1848.4 | 1848.4 | 130.1621 | 1848.4 | 1848.4 | 130.1621 | 1848.4 | 68.2 | 8.86 | 1848.4 | 130.1621 | 1848.4
7916 |  | 1924.8 | 127.0699 | 1924.8 | 1924.8 | 127.0699 | 1924.8 | 1924.8 | 127.0699 | 1924.8 | 71.2 | 11.5275 | 1924.8 | 127.0699 | 1924.8
7917 |  | 1937.5 | 127.2567 | 1937.5 | 1937.5 | 127.2567 | 1937.5 | 1937.5 | 127.2567 | 1937.5 | 70.6 | 6.9 | 1937.5 | 127.2567 | 1937.5
7918 |  | 1881.9 | 129.3829 | 1881.9 | 1881.9 | 129.3829 | 1881.9 | 1881.9 | 129.3829 | 1881.9 | 71.6 | 7.51 | 1881.9 | 129.3829 | 1881.9
7919 |  | 1774.7 | 128.0943 | 1774.7 | 1774.7 | 128.0943 | 1774.7 | 1774.7 | 128.0943 | 1774.7 | 72.1 | 7.28 | 1774.7 | 128.0943 | 1774.7
7920 |  | 1703.7 | 127.2668 | 1703.7 | 1703.7 | 127.2668 | 1703.7 | 1703.7 | 127.2668 | 1703.7 | 71.4 | 7.46 | 1703.7 | 127.2668 | 1703.7
7921 |  | 1647.3 | 126.3214 | 1647.3 | 1647.3 | 126.3214 | 1647.3 | 1647.3 | 126.3214 | 1647.3 | 71.2 | 7.93 | 1647.3 | 126.3214 | 1647.3
7922 |  | 1621 | 126.778 | 1621 | 1621 | 126.778 | 1621 | 1621 | 126.778 | 1621 | 71.1 | 7.27 | 1621 | 126.778 | 1621
7923 |  | 1600.9 | 126.8543 | 1600.9 | 1600.9 | 126.8543 | 1600.9 | 1600.9 | 126.8543 | 1600.9 | 71 | 7.62 | 1600.9 | 126.8543 | 1600.9
7924 |  | 1563.9 | 125.0537 | 1563.9 | 1563.9 | 125.0537 | 1563.9 | 1563.9 | 125.0537 | 1563.9 | 70.8 | 7.84 | 1563.9 | 125.0537 | 1563.9
7925 |  | 1563.9 | 127.5215 | 1563.9 | 1563.9 | 127.5215 | 1563.9 | 1563.9 | 127.5215 | 1563.9 | 70.8 | 7.47 | 1563.9 | 127.5215 | 1563.9
7926 |  | 1495.2 | 126.5538 | 1495.2 | 1495.2 | 126.5538 | 1495.2 | 1495.2 | 126.5538 | 1495.2 | 71 | 8.4213 | 1495.2 | 126.5538 | 1495.2
7927 |  | 1458 | 127.9117 | 1458 | 1458 | 127.9117 | 1458 | 1458 | 127.9117 | 1458 | 70.4 | 6.87 | 1458 | 127.9117 | 1458
7928 |  | 1442.2 | 127.5067 | 1442.2 | 1442.2 | 127.5067 | 1442.2 | 1442.2 | 127.5067 | 1442.2 | 69.5 | 7.05 | 1442.2 | 127.5067 | 1442.2
7929 |  | 1438.8 | 128.4035 | 1438.8 | 1438.8 | 128.4035 | 1438.8 | 1438.8 | 128.4035 | 1438.8 | 71.1 | 7.51 | 1438.8 | 128.4035 | 1438.8
7930 |  | 1381.9 | 127.6285 | 1381.9 | 1381.9 | 127.6285 | 1381.9 | 1381.9 | 127.6285 | 1381.9 | 70.9 | 7.14 | 1381.9 | 127.6285 | 1381.9
7931 |  | 1400.9 | 127.8447 | 1400.9 | 1400.9 | 127.8447 | 1400.9 | 1400.9 | 127.8447 | 1400.9 | 71.1 | 7.77 | 1400.9 | 127.8447 | 1400.9
7932 |  | 1410 | 126.9495 | 1410 | 1410 | 126.9495 | 1410 | 1410 | 126.9495 | 1410 | 71.9 | 7.2 | 1410 | 126.9495 | 1410
7933 |  | 1477.4 | 126.1604 | 1477.4 | 1477.4 | 126.1604 | 1477.4 | 1477.4 | 126.1604 | 1477.4 | 71.3 | 7.84 | 1477.4 | 126.1604 | 1477.4
7934 |  | 1485.4 | 127.8118 | 1485.4 | 1485.4 | 126.6605 | 1485.4 | 1485.4 | 127.8118 | 1485.4 | 71.6 | 7.68 | 1485.4 | 127.8118 | 1485.4
7935 |  | 1497.2 | 127.1605 | 1497.2 | 1497.2 | 127.1605 | 1497.2 | 1497.2 | 127.1605 | 1497.2 | 71.5 | 7.56 | 1497.2 | 127.1605 | 1497.2
7936 |  | 1516 | 127.6037 | 1516 | 1516 | 127.6037 | 1516 | 1516 | 127.6037 | 1516 | 71.3 | 7.03 | 1516 | 127.6037 | 1516
7937 |  | 1568.5 | 132.2544 | 1568.5 | 1568.5 | 132.2544 | 1568.5 | 1568.5 | 132.2544 | 1568.5 | 71.8 | 6.78 | 1568.5 | 132.2544 | 1568.5
7938 |  | 1707.6 | 131.3427 | 1707.6 | 1707.6 | 131.3427 | 1707.6 | 1707.6 | 131.3427 | 1707.6 | 71.8 | 9.8775 | 1707.6 | 131.3427 | 1707.6
7939 |  | 1844 | 132.6354 | 1844 | 1844 | 132.6354 | 1844 | 1844 | 132.6354 | 1844 | 70.3 | 9.3275 | 1844 | 132.6354 | 1844
7940 |  | 1905.1 | 128.6256 | 1905.1 | 1905.1 | 128.6256 | 1905.1 | 1905.1 | 128.6256 | 1905.1 | 71.4 | 10.495 | 1905.1 | 128.6256 | 1905.1
7941 |  | 1907.8 | 129.5654 | 1907.8 | 1907.8 | 129.5654 | 1907.8 | 1907.8 | 129.5654 | 1907.8 | 71.7 | 9.9013 | 1907.8 | 129.5654 | 1907.8
7942 |  | 1835 | 129.8046 | 1835 | 1835 | 129.8046 | 1835 | 1835 | 129.8046 | 1835 | 72.3 | 10.69 | 1835 | 129.8046 | 1835
7943 |  | 1686.2 | 127.3139 | 1686.2 | 1686.2 | 127.3139 | 1686.2 | 1686.2 | 127.3139 | 1686.2 | 72.3 | 8.195 | 1686.2 | 127.3139 | 1686.2
7944 |  | 1622.1 | 126.6784 | 1622.1 | 1622.1 | 126.6784 | 1622.1 | 1622.1 | 126.6784 | 1622.1 | 71.7 | 9.745 | 1622.1 | 126.6784 | 1622.1
7945 |  | 1582 | 126.6699 | 1582 | 1582 | 126.6699 | 1582 | 1582 | 126.6699 | 1582 | 71.3 | 8.57 | 1582 | 126.6699 | 1582
7946 |  | 1544.4 | 127.3407 | 1544.4 | 1544.4 | 127.3407 | 1544.4 | 1544.4 | 127.3407 | 1544.4 | 71.4 | 8.115 | 1544.4 | 127.3407 | 1544.4
7947 |  | 1534.4 | 126.1749 | 1534.4 | 1534.4 | 126.1749 | 1534.4 | 1534.4 | 126.1749 | 1534.4 | 71.1 | 8.8137 | 1534.4 | 126.1749 | 1534.4
7948 |  | 1542.1 | 124.9778 | 1542.1 | 1542.1 | 124.9778 | 1542.1 | 1542.1 | 124.9778 | 1542.1 | 71.6 | 8.6775 | 1542.1 | 124.9778 | 1542.1
7949 |  | 1576 | 127.817 | 1576 | 1576 | 127.817 | 1576 | 1576 | 127.817 | 1576 | 71.7 | 9.0875 | 1576 | 127.817 | 1576
7950 |  | 1580.5 | 127.2685 | 1580.5 | 1580.5 | 127.2685 | 1580.5 | 1580.5 | 127.2685 | 1580.5 | 72.3 | 8.5925 | 1580.5 | 127.2685 | 1580.5
7951 |  | 1457.8 | 127.7449 | 1457.8 | 1457.8 | 127.7449 | 1457.8 | 1457.8 | 127.7449 | 1457.8 | 72.2 | 8.3775 | 1457.8 | 127.7449 | 1457.8
7952 |  | 1557.7 | 129.7135 | 1557.7 | 1557.7 | 129.7135 | 1557.7 | 1557.7 | 129.7135 | 1557.7 | 71.9 | 9.0925 | 1557.7 | 129.7135 | 1557.7
7953 |  | 1558.7 | 130.4682 | 1558.7 | 1558.7 | 130.4682 | 1558.7 | 1558.7 | 130.4682 | 1558.7 | 72.2 | 10.5825 | 1558.7 | 130.4682 | 1558.7
7954 |  | 1609.2 | 130.3635 | 1609.2 | 1609.2 | 130.3635 | 1609.2 | 1609.2 | 130.3635 | 1609.2 | 72.5 | 10.17 | 1609.2 | 130.3635 | 1609.2
7955 |  | 1670.8 | 130.1729 | 1670.8 | 1670.8 | 130.1729 | 1670.8 | 1670.8 | 130.1729 | 1670.8 | 72.2 | 11.135 | 1670.8 | 130.1729 | 1670.8
7956 |  | 1652.2 | 129.1541 | 1652.2 | 1652.2 | 129.1541 | 1652.2 | 1652.2 | 129.1541 | 1652.2 | 71.9 | 10.43 | 1652.2 | 129.1541 | 1652.2
7957 |  | 1614.6 | 128.1733 | 1614.6 | 1614.6 | 128.1733 | 1614.6 | 1614.6 | 128.1733 | 1614.6 | 72.1 | 10.54 | 1614.6 | 128.1733 | 1614.6
7958 |  | 1581.2 | 127.9553 | 1581.2 | 1581.2 | 127.9553 | 1581.2 | 1581.2 | 127.9553 | 1581.2 | 72.1 | 10.11 | 1581.2 | 127.9553 | 1581.2
7959 |  | 1575.8 | 128.1748 | 1575.8 | 1575.8 | 128.1748 | 1575.8 | 1575.8 | 128.1748 | 1575.8 | 71.5 | 10.24 | 1575.8 | 128.1748 | 1575.8
7960 |  | 1609.2 | 130.719 | 1609.2 | 1609.2 | 130.719 | 1609.2 | 1609.2 | 130.719 | 1609.2 | 71.7 | 9.76 | 1609.2 | 130.719 | 1609.2
7961 |  | 1632.7 | 131.7186 | 1632.7 | 1632.7 | 131.7186 | 1632.7 | 1632.7 | 131.7186 | 1632.7 | 72.3 | 9.84 | 1632.7 | 131.7186 | 1632.7
7962 |  | 1807.5 | 123.8681 | 1807.5 | 1807.5 | 123.8681 | 1807.5 | 1807.5 | 123.8681 | 1807.5 | 71.1 | 9.78 | 1807.5 | 123.8681 | 1807.5
7963 |  | 1910.3 | 127.3419 | 1910.3 | 1910.3 | 127.3419 | 1910.3 | 1910.3 | 127.3419 | 1910.3 | 72.1 | 9.02 | 1910.3 | 127.3419 | 1910.3
7964 |  | 1984.5 | 128.5654 | 1984.5 | 1984.5 | 128.5654 | 1984.5 | 1984.5 | 128.5654 | 1984.5 | 72.5 | 9.61 | 1984.5 | 128.5654 | 1984.5
7965 |  | 1977.3 | 131.0434 | 1977.3 | 1977.3 | 131.0434 | 1977.3 | 1977.3 | 131.0434 | 1977.3 | 72.2 | 8.445 | 1977.3 | 131.0434 | 1977.3
7966 |  | 1897 | 128.7228 | 1897 | 1897 | 128.7228 | 1897 | 1897 | 128.7228 | 1897 | 71.4 | 12.53 | 1897 | 128.7228 | 1897
7967 |  | 1786.1 | 127.8624 | 1786.1 | 1786.1 | 127.8624 | 1786.1 | 1786.1 | 127.8624 | 1786.1 | 72.4 | 7.735 | 1786.1 | 127.8624 | 1786.1
7968 |  | 1729.5 | 126.2807 | 1729.5 | 1729.5 | 126.2807 | 1729.5 | 1729.5 | 126.2807 | 1729.5 | 72.6 | 8.88 | 1729.5 | 126.2807 | 1729.5
7969 |  | 1658.7 | 127.0269 | 1658.7 | 1658.7 | 127.0269 | 1658.7 | 1658.7 | 127.0269 | 1658.7 | 72.6 | 9.21 | 1658.7 | 127.0269 | 1658.7
7970 |  | 1616.5 | 128.5409 | 1616.5 | 1616.5 | 128.5409 | 1616.5 | 1616.5 | 128.5409 | 1616.5 | 73.2 | 8.96 | 1616.5 | 128.5409 | 1616.5
7971 |  | 1608.8 | 128.1883 | 1608.8 | 1608.8 | 128.1883 | 1608.8 | 1608.8 | 128.1883 | 1608.8 | 73.1 | 8.655 | 1608.8 | 128.1883 | 1608.8
7972 |  | 1603.1 | 127.351 | 1603.1 | 1603.1 | 127.351 | 1603.1 | 1603.1 | 127.351 | 1603.1 | 72.9 | 8.27 | 1603.1 | 127.351 | 1603.1
7973 |  | 1656.8 | 128.0183 | 1656.8 | 1656.8 | 128.0183 | 1656.8 | 1656.8 | 128.0183 | 1656.8 | 72.9 | 9.72 | 1656.8 | 128.0183 | 1656.8
7974 |  | 1645.4 | 126.7426 | 1645.4 | 1645.4 | 126.7426 | 1645.4 | 1645.4 | 126.7426 | 1645.4 | 72.2 | 8.32 | 1645.4 | 126.7426 | 1645.4
7975 |  | 1484 | 127.2205 | 1484 | 1484 | 127.2205 | 1484 | 1484 | 127.2205 | 1484 | 71.5 | 8.31 | 1484 | 127.2205 | 1484
7976 |  | 1557.6 | 128.6897 | 1557.6 | 1557.6 | 128.6897 | 1557.6 | 1557.6 | 128.6897 | 1557.6 | 72.5 | 9.13 | 1557.6 | 128.6897 | 1557.6
7977 |  | 1629.7 | 129.9529 | 1629.7 | 1629.7 | 129.9529 | 1629.7 | 1629.7 | 129.9529 | 1629.7 | 70.5 | 9.35 | 1629.7 | 129.9529 | 1629.7
7978 |  | 1551.1 | 127.8045 | 1551.1 | 1551.1 | 127.8045 | 1551.1 | 1551.1 | 127.8045 | 1551.1 | 71.8 | 9.65 | 1551.1 | 127.8045 | 1551.1
7979 |  | 1615.7 | 127.5043 | 1615.7 | 1615.7 | 127.5043 | 1615.7 | 1615.7 | 127.5043 | 1615.7 | 72.4 | 10.1 | 1615.7 | 127.5043 | 1615.7
7980 |  | 1628.7 | 128.1614 | 1628.7 | 1628.7 | 128.1614 | 1628.7 | 1628.7 | 128.1614 | 1628.7 | 72.7 | 11.4 | 1628.7 | 128.1614 | 1628.7
7981 |  | 1616.5 | 128.2276 | 1616.5 | 1616.5 | 128.2276 | 1616.5 | 1616.5 | 128.2276 | 1616.5 | 72.5 | 12.87 | 1616.5 | 128.2276 | 1616.5
7982 |  | 1621.9 | 132.4802 | 1621.9 | 1621.9 | 132.4802 | 1621.9 | 1621.9 | 132.4802 | 1621.9 | 72.3 | 11.57 | 1621.9 | 132.4802 | 1621.9
7983 |  | 1685.4 | 132.789 | 1685.4 | 1685.4 | 132.789 | 1685.4 | 1685.4 | 132.789 | 1685.4 | 72.6 | 10.57 | 1685.4 | 132.789 | 1685.4
7984 |  | 1712.4 | 131.5091 | 1712.4 | 1712.4 | 131.5091 | 1712.4 | 1712.4 | 131.5091 | 1712.4 | 72.6 | 10.12 | 1712.4 | 131.5091 | 1712.4
7985 |  | 1715.2 | 132.9843 | 1715.2 | 1715.2 | 132.9843 | 1715.2 | 1715.2 | 132.9843 | 1715.2 | 73.5 | 10.58 | 1715.2 | 132.9843 | 1715.2
7986 |  | 1826.3 | 130.4674 | 1826.3 | 1826.3 | 130.4674 | 1826.3 | 1826.3 | 130.4674 | 1826.3 | 72.1 | 10.11 | 1826.3 | 130.4674 | 1826.3
7987 |  | 2026.2 | 132.0737 | 2026.2 | 2026.2 | 132.0737 | 2026.2 | 2026.2 | 132.0737 | 2026.2 | 73.2 | 10.2 | 2026.2 | 132.0737 | 2026.2
7988 |  | 2037.6 | 130.2507 | 2037.6 | 2037.6 | 130.2507 | 2037.6 | 2037.6 | 130.2507 | 2037.6 | 71.9 | 9.79 | 2037.6 | 130.2507 | 2037.6
7989 |  | 2068.3 | 129.2043 | 2068.3 | 2068.3 | 129.2043 | 2068.3 | 2068.3 | 129.2043 | 2068.3 | 73 | 9.99 | 2068.3 | 129.2043 | 2068.3
7990 |  | 1970.1 | 130.9701 | 1970.1 | 1970.1 | 130.9701 | 1970.1 | 1970.1 | 130.9701 | 1970.1 | 73.1 | 9.48 | 1970.1 | 130.9701 | 1970.1
7991 |  | 1838.5 | 130.9129 | 1838.5 | 1838.5 | 130.9129 | 1838.5 | 1838.5 | 130.9129 | 1838.5 | 71.5 | 8.19 | 1838.5 | 130.9129 | 1838.5
7992 |  | 1758.8 | 129.402 | 1758.8 | 1758.8 | 129.402 | 1758.8 | 1758.8 | 129.402 | 1758.8 | 73 | 8.61 | 1758.8 | 129.402 | 1758.8
7993 |  | 1711.8 | 127.9313 | 1711.8 | 1711.8 | 127.9313 | 1711.8 | 1711.8 | 127.9313 | 1711.8 | 72.8 | 9.26 | 1711.8 | 127.9313 | 1711.8
7994 |  | 1673.5 | 127.0111 | 1673.5 | 1673.5 | 127.0111 | 1673.5 | 1673.5 | 127.0111 | 1673.5 | 73.4 | 9.05 | 1673.5 | 127.0111 | 1673.5
7995 |  | 1642.9 | 127.0559 | 1642.9 | 1642.9 | 127.0559 | 1642.9 | 1642.9 | 127.0559 | 1642.9 | 73.2 | 9.69 | 1642.9 | 127.0559 | 1642.9
7996 |  | 1625.3 | 127.8965 | 1625.3 | 1625.3 | 127.8965 | 1625.3 | 1625.3 | 127.8965 | 1625.3 | 72.5 | 8.7 | 1625.3 | 127.8965 | 1625.3
7997 |  | 1637.9 | 129.2433 | 1637.9 | 1637.9 | 129.2433 | 1637.9 | 1637.9 | 129.2433 | 1637.9 | 72.7 | 8.79 | 1637.9 | 129.2433 | 1637.9
7998 |  | 1601 | 125.1303 | 1601 | 1601 | 125.1303 | 1601 | 1601 | 125.1303 | 1601 | 73.2 | 8.84 | 1601 | 125.1303 | 1601
7999 |  | 1534.5 | 128.4714 | 1534.5 | 1534.5 | 128.4714 | 1534.5 | 1534.5 | 128.4714 | 1534.5 | 71.6 | 8.71 | 1534.5 | 128.4714 | 1534.5
8000 |  | 1561.9 | 127.2244 | 1561.9 | 1561.9 | 127.2244 | 1561.9 | 1561.9 | 127.2244 | 1561.9 | 72.5 | 8.91 | 1561.9 | 127.2244 | 1561.9
8001 |  | 1577.5 | 105.7335 | 1577.5 | 1577.5 | 105.7335 | 1577.5 | 1577.5 | 105.7335 | 1577.5 | 72.2 | 10.35 | 1577.5 | 105.7335 | 1577.5
8002 |  | 1611.8 | 109.8004 | 1611.8 | 1611.8 | 109.8004 | 1611.8 | 1611.8 | 109.8004 | 1611.8 | 72.4 | 9.85 | 1611.8 | 109.8004 | 1611.8
8003 |  | 1652.7 | 130.659 | 1652.7 | 1652.7 | 130.659 | 1652.7 | 1652.7 | 130.659 | 1652.7 | 71.4 | 13.47 | 1652.7 | 130.659 | 1652.7
8004 |  | 1704.1 | 128.7819 | 1704.1 | 1704.1 | 128.7819 | 1704.1 | 1704.1 | 128.7819 | 1704.1 | 70.3 | 14.35 | 1704.1 | 128.7819 | 1704.1
8005 |  | 1687.4 | 130.0262 | 1687.4 | 1687.4 | 130.0262 | 1687.4 | 1687.4 | 130.0262 | 1687.4 | 70.8 | 14.52 | 1687.4 | 130.0262 | 1687.4
8006 |  | 1648.9 | 129.9942 | 1648.9 | 1648.9 | 129.9942 | 1648.9 | 1648.9 | 129.9942 | 1648.9 | 71.7 | 13.9 | 1648.9 | 129.9942 | 1648.9
8007 |  | 1543.8 | 134.7701 | 1543.8 | 1543.8 | 134.7701 | 1543.8 | 1543.8 | 134.7701 | 1543.8 | 73.3 | 9.97 | 1543.8 | 134.7701 | 1543.8
8008 |  | 1529.3 | 131.2668 | 1529.3 | 1529.3 | 131.2668 | 1529.3 | 1529.3 | 131.2668 | 1529.3 | 72.4 | 10.62 | 1529.3 | 131.2668 | 1529.3
8009 |  | 1486.4 | 133.2942 | 1486.4 | 1486.4 | 133.2942 | 1486.4 | 1486.4 | 133.2942 | 1486.4 | 73.4 | 9.88 | 1486.4 | 133.2942 | 1486.4
8010 |  | 1765.9 | 132.442 | 1765.9 | 1765.9 | 132.442 | 1765.9 | 1765.9 | 132.442 | 1765.9 | 70.1 | 10.79 | 1765.9 | 132.442 | 1765.9
8011 |  | 1893.5 | 131.2844 | 1893.5 | 1893.5 | 131.2844 | 1893.5 | 1893.5 | 131.2844 | 1893.5 | 71.7 | 10.18 | 1893.5 | 131.2844 | 1893.5
8012 |  | 1956 | 127.991 | 1956 | 1956 | 127.991 | 1956 | 1956 | 127.991 | 1956 | 71.5 | 12.63 | 1956 | 127.991 | 1956
8013 |  | 1926.7 | 127.6679 | 1926.7 | 1926.7 | 127.6679 | 1926.7 | 1926.7 | 127.6679 | 1926.7 | 71.8 | 7.56 | 1926.7 | 127.6679 | 1926.7
8014 |  | 1851.1 | 128.7707 | 1851.1 | 1851.1 | 128.7707 | 1851.1 | 1851.1 | 128.7707 | 1851.1 | 72.7 | 7.78 | 1851.1 | 128.7707 | 1851.1
8015 |  | 1724.9 | 128.8605 | 1724.9 | 1724.9 | 128.8605 | 1724.9 | 1724.9 | 128.8605 | 1724.9 | 71.9 | 8.59 | 1724.9 | 128.8605 | 1724.9
8016 |  | 1660 | 128.9795 | 1660 | 1660 | 128.9795 | 1660 | 1660 | 128.9795 | 1660 | 71.3 | 7.81 | 1660 | 128.9795 | 1660
8017 |  | 1658.5 | 123.9287 | 1658.5 | 1658.5 | 123.9287 | 1658.5 | 1658.5 | 123.9287 | 1658.5 | 73.1 | 9.7 | 1658.5 | 123.9287 | 1658.5
8018 |  | 1622.8 | 124.3791 | 1622.8 | 1622.8 | 124.3791 | 1622.8 | 1622.8 | 124.3791 | 1622.8 | 72.8 | 9.07 | 1622.8 | 124.3791 | 1622.8
8019 |  | 1634.2 | 125.1275 | 1634.2 | 1634.2 | 125.1275 | 1634.2 | 1634.2 | 125.1275 | 1634.2 | 71.7 | 9.07 | 1634.2 | 125.1275 | 1634.2
8020 |  | 1627.3 | 130.2211 | 1627.3 | 1627.3 | 130.2211 | 1627.3 | 1627.3 | 130.2211 | 1627.3 | 72 | 8.3 | 1627.3 | 130.2211 | 1627.3
8021 |  | 1577.5 | 127.3603 | 1577.5 | 1577.5 | 127.3603 | 1577.5 | 1577.5 | 127.3603 | 1577.5 | 72.4 | 8.8 | 1577.5 | 127.3603 | 1577.5
8022 |  | 1652.35 | 126.6249 | 1652.35 | 1652.35 | 126.6249 | 1652.35 | 1652.35 | 126.6249 | 1652.35 | 71 | 9.47 | 1652.35 | 126.6249 | 1652.35
8023 |  | 1536.65 | 128.5791 | 1536.65 | 1536.65 | 128.5791 | 1536.65 | 1536.65 | 128.5791 | 1536.65 | 71.9 | 9.055 | 1536.65 | 128.5791 | 1536.65
8024 |  | 1523.8 | 129.046 | 1523.8 | 1523.8 | 129.046 | 1523.8 | 1523.8 | 129.046 | 1523.8 | 72.1 | 9.87 | 1523.8 | 129.046 | 1523.8
8025 |  | 1313.6 | 127.9871 | 1313.6 | 1313.6 | 127.9871 | 1313.6 | 1313.6 | 127.9871 | 1313.6 | 72.2 | 12.97 | 1313.6 | 127.9871 | 1313.6
8026 |  | 1531.3 | 126.6354 | 1531.3 | 1531.3 | 126.6354 | 1531.3 | 1531.3 | 126.6354 | 1531.3 | 71.9 | 13.52 | 1531.3 | 126.6354 | 1531.3
8027 |  | 1587.8 | 124.0939 | 1587.8 | 1587.8 | 124.0939 | 1587.8 | 1587.8 | 124.0939 | 1587.8 | 71.6 | 14.525 | 1587.8 | 124.0939 | 1587.8
8028 |  | 1538.3 | 130.2808 | 1538.3 | 1538.3 | 130.2808 | 1538.3 | 1538.3 | 130.2808 | 1538.3 | 72.3 | 13.48 | 1538.3 | 130.2808 | 1538.3
8029 |  | 1586.8 | 130.1392 | 1586.8 | 1586.8 | 130.1392 | 1586.8 | 1586.8 | 130.1392 | 1586.8 | 71 | 12.57 | 1586.8 | 130.1392 | 1586.8
8030 |  | 1597.4 | 131.0604 | 1597.4 | 1597.4 | 131.0604 | 1597.4 | 1597.4 | 131.0604 | 1597.4 | 72.9 | 11.445 | 1597.4 | 131.0604 | 1597.4
8031 |  | 1639.7 | 132.4476 | 1639.7 | 1639.7 | 132.4476 | 1639.7 | 1639.7 | 132.4476 | 1639.7 | 71.3 | 11.79 | 1639.7 | 132.4476 | 1639.7
8032 |  | 1637.3 | 131.3066 | 1637.3 | 1637.3 | 131.3066 | 1637.3 | 1637.3 | 131.3066 | 1637.3 | 72.3 | 12.69 | 1637.3 | 131.3066 | 1637.3
8033 |  | 1683.7 | 133.8718 | 1683.7 | 1683.7 | 133.8718 | 1683.7 | 1683.7 | 133.8718 | 1683.7 | 72.7 | 9.53 | 1683.7 | 133.8718 | 1683.7
8034 |  | 1727.7 | 132.9 | 1727.7 | 1727.7 | 132.9 | 1727.7 | 1727.7 | 132.9 | 1727.7 | 72.2 | 10.72 | 1727.7 | 132.9 | 1727.7
8035 |  | 1961.3 | 130.2509 | 1961.3 | 1961.3 | 130.2509 | 1961.3 | 1961.3 | 130.2509 | 1961.3 | 72.2 | 12.79 | 1961.3 | 130.2509 | 1961.3
8036 |  | 1995.6 | 133.1519 | 1995.6 | 1995.6 | 133.1519 | 1995.6 | 1995.6 | 133.1519 | 1995.6 | 72.9 | 9.77 | 1995.6 | 133.1519 | 1995.6
8037 |  | 1988.1 | 131.2673 | 1988.1 | 1988.1 | 131.2673 | 1988.1 | 1988.1 | 131.2673 | 1988.1 | 71.6 | 9.84 | 1988.1 | 131.2673 | 1988.1
8038 |  | 1933.1 | 130.527 | 1933.1 | 1933.1 | 130.527 | 1933.1 | 1933.1 | 130.527 | 1933.1 | 71.4 | 9.5 | 1933.1 | 130.527 | 1933.1
8039 |  | 1725.1 | 133.6966 | 1725.1 | 1725.1 | 133.6966 | 1725.1 | 1725.1 | 133.6966 | 1725.1 | 72.6 | 9.42 | 1725.1 | 133.6966 | 1725.1
8040 |  | 1684.7 | 131.5129 | 1684.7 | 1684.7 | 131.5129 | 1684.7 | 1684.7 | 131.5129 | 1684.7 | 71.9 | 9.99 | 1684.7 | 131.5129 | 1684.7
8041 |  | 1632.7 | 123.8503 | 1632.7 | 1632.7 | 123.8503 | 1632.7 | 1632.7 | 123.8503 | 1632.7 | 72.7 | 9.84 | 1632.7 | 123.8503 | 1632.7
8042 |  | 1605.9 | 124.4841 | 1605.9 | 1605.9 | 124.4841 | 1605.9 | 1605.9 | 124.4841 | 1605.9 | 71.5 | 9.83 | 1605.9 | 124.4841 | 1605.9
8043 |  | 1565.8 | 124.9594 | 1565.8 | 1565.8 | 124.9594 | 1565.8 | 1565.8 | 124.9594 | 1565.8 | 72.6 | 9.88 | 1565.8 | 124.9594 | 1565.8
8044 |  | 1528.5 | 126.8174 | 1528.5 | 1528.5 | 126.8174 | 1528.5 | 1528.5 | 126.8174 | 1528.5 | 72.9 | 9.32 | 1528.5 | 126.8174 | 1528.5
8045 |  | 1556.9 | 130.3284 | 1556.9 | 1556.9 | 130.3284 | 1556.9 | 1556.9 | 130.3284 | 1556.9 | 71.5 | 9.59 | 1556.9 | 130.3284 | 1556.9
8046 |  | 1596.8 | 129.8121 | 1596.8 | 1596.8 | 129.8121 | 1596.8 | 1596.8 | 129.8121 | 1596.8 | 72.4 | 9.6 | 1596.8 | 129.8121 | 1596.8
8047 |  | 1487.7 | 129.2262 | 1487.7 | 1487.7 | 129.2262 | 1487.7 | 1487.7 | 129.2262 | 1487.7 | 71.7 | 9.23 | 1487.7 | 129.2262 | 1487.7
8048 |  | 1468.9 | 128.1302 | 1468.9 | 1468.9 | 128.1302 | 1468.9 | 1468.9 | 128.1302 | 1468.9 | 72.3 | 9.71 | 1468.9 | 128.1302 | 1468.9
8049 |  | 1448.3 | 127.4002 | 1448.3 | 1448.3 | 127.4002 | 1448.3 | 1448.3 | 127.4002 | 1448.3 | 71.9 | 13.53 | 1448.3 | 127.4002 | 1448.3
8050 |  | 1474.5 | 131.1412 | 1474.5 | 1474.5 | 131.1412 | 1474.5 | 1474.5 | 131.1412 | 1474.5 | 71.9 | 14.11 | 1474.5 | 131.1412 | 1474.5
8051 |  | 1526.3 | 130.7748 | 1526.3 | 1526.3 | 130.7748 | 1526.3 | 1526.3 | 130.7748 | 1526.3 | 71.6 | 15 | 1526.3 | 130.7748 | 1526.3
8052 |  | 1472.6 | 131.5589 | 1472.6 | 1472.6 | 131.5589 | 1472.6 | 1472.6 | 131.5589 | 1472.6 | 71.8 | 14.58 | 1472.6 | 131.5589 | 1472.6
8053 |  | 1483.9 | 131.2706 | 1483.9 | 1483.9 | 131.2706 | 1483.9 | 1483.9 | 131.2706 | 1483.9 | 72.3 | 12.11 | 1483.9 | 131.2706 | 1483.9
8054 |  | 1531.8 | 133.5051 | 1531.8 | 1531.8 | 133.5051 | 1531.8 | 1531.8 | 133.5051 | 1531.8 | 72.3 | 11.09 | 1531.8 | 133.5051 | 1531.8
8055 |  | 1514.3 | 129.6603 | 1514.3 | 1514.3 | 129.6603 | 1514.3 | 1514.3 | 129.6603 | 1514.3 | 71.3 | 11.52 | 1514.3 | 129.6603 | 1514.3
8056 |  | 1509.1 | 132.8881 | 1509.1 | 1509.1 | 132.8881 | 1509.1 | 1509.1 | 132.8881 | 1509.1 | 71.8 | 11.14 | 1509.1 | 132.8881 | 1509.1
8057 |  | 1577.9 | 133.9757 | 1577.9 | 1577.9 | 133.9757 | 1577.9 | 1577.9 | 133.9757 | 1577.9 | 71.9 | 7.82 | 1577.9 | 133.9757 | 1577.9
8058 |  | 1601 | 132.2295 | 1601 | 1601 | 132.2295 | 1601 | 1601 | 132.2295 | 1601 | 72.3 | 9.58 | 1601 | 132.2295 | 1601
8059 |  | 1823.1 | 131.6432 | 1823.1 | 1823.1 | 131.6432 | 1823.1 | 1823.1 | 131.6432 | 1823.1 | 68.2 | 9.95 | 1823.1 | 131.6432 | 1823.1
8060 |  | 1841.7 | 131.3404 | 1841.7 | 1841.7 | 131.3404 | 1841.7 | 1841.7 | 131.3404 | 1841.7 | 71.2 | 10.13 | 1841.7 | 131.3404 | 1841.7
8061 |  | 1869.1 | 128.8505 | 1869.1 | 1869.1 | 128.8505 | 1869.1 | 1869.1 | 128.8505 | 1869.1 | 70.6 | 9.89 | 1869.1 | 128.8505 | 1869.1
8062 |  | 1850.3 | 130.0829 | 1850.3 | 1850.3 | 130.0829 | 1850.3 | 1850.3 | 130.0829 | 1850.3 | 71.6 | 9.39 | 1850.3 | 130.0829 | 1850.3
8063 |  | 1760.2 | 128.2882 | 1760.2 | 1760.2 | 128.2882 | 1760.2 | 1760.2 | 128.2882 | 1760.2 | 72.1 | 9.77 | 1760.2 | 128.2882 | 1760.2
8064 |  | 1615 | 127.1456 | 1615 | 1615 | 127.1456 | 1615 | 1615 | 127.1456 | 1615 | 71.4 | 9.65 | 1615 | 127.1456 | 1615
8065 |  | 1583.7 | 128.1936 | 1583.7 | 1583.7 | 128.1936 | 1583.7 | 1583.7 | 128.1936 | 1583.7 | 71.2 | 9.53 | 1583.7 | 128.1936 | 1583.7
8066 |  | 1549.1 | 128.5486 | 1549.1 | 1549.1 | 128.5486 | 1549.1 | 1549.1 | 128.5486 | 1549.1 | 71.1 | 9.58 | 1549.1 | 128.5486 | 1549.1
8067 |  | 1542.7 | 128.245 | 1542.7 | 1542.7 | 128.245 | 1542.7 | 1542.7 | 128.245 | 1542.7 | 71 | 8.8 | 1542.7 | 128.245 | 1542.7
8068 |  | 1519 | 128.7613 | 1519 | 1519 | 128.7613 | 1519 | 1519 | 128.7613 | 1519 | 70.8 | 9.59 | 1519 | 128.7613 | 1519
8069 |  | 1525.3 | 128.6519 | 1525.3 | 1525.3 | 128.6519 | 1525.3 | 1525.3 | 128.6519 | 1525.3 | 70.8 | 9.9 | 1525.3 | 128.6519 | 1525.3
8070 |  | 1546.1 | 131.4802 | 1546.1 | 1546.1 | 131.4802 | 1546.1 | 1546.1 | 131.4802 | 1546.1 | 71 | 9.23 | 1546.1 | 131.4802 | 1546.1
8071 |  | 1402.6 | 130.9362 | 1402.6 | 1402.6 | 130.9362 | 1402.6 | 1402.6 | 130.9362 | 1402.6 | 70.4 | 9.62 | 1402.6 | 130.9362 | 1402.6
8072 |  | 1382.3 | 130.3352 | 1382.3 | 1382.3 | 130.3352 | 1382.3 | 1382.3 | 130.3352 | 1382.3 | 69.5 | 9.91 | 1382.3 | 130.3352 | 1382.3
8073 |  | 1447.8 | 126.1989 | 1447.8 | 1447.8 | 126.1989 | 1447.8 | 1447.8 | 126.1989 | 1447.8 | 71.1 | 10.83 | 1447.8 | 126.1989 | 1447.8
8074 |  | 1429.2 | 130.8476 | 1429.2 | 1429.2 | 130.8476 | 1429.2 | 1429.2 | 130.8476 | 1429.2 | 70.9 | 11.77 | 1429.2 | 130.8476 | 1429.2
8075 |  | 1408.7 | 127.0704 | 1408.7 | 1408.7 | 127.0704 | 1408.7 | 1408.7 | 127.0704 | 1408.7 | 71.1 | 11.34 | 1408.7 | 127.0704 | 1408.7
8076 |  | 1424.8 | 128.2659 | 1424.8 | 1424.8 | 128.2659 | 1424.8 | 1424.8 | 128.2659 | 1424.8 | 71.9 | 11.8 | 1424.8 | 128.2659 | 1424.8
8077 |  | 1530.8 | 128.1331 | 1530.8 | 1530.8 | 128.1331 | 1530.8 | 1530.8 | 128.1331 | 1530.8 | 71.3 | 11.47 | 1530.8 | 128.1331 | 1530.8
8078 |  | 1508.8 | 131.296 | 1508.8 | 1508.8 | 131.296 | 1508.8 | 1508.8 | 131.296 | 1508.8 | 71.6 | 12.61 | 1508.8 | 131.296 | 1508.8
8079 |  | 1579.8 | 130.0324 | 1579.8 | 1579.8 | 130.0324 | 1579.8 | 1579.8 | 130.0324 | 1579.8 | 71.5 | 12.69 | 1579.8 | 130.0324 | 1579.8
8080 |  | 1365.5 | 132.073 | 1365.5 | 1365.5 | 132.073 | 1365.5 | 1365.5 | 132.073 | 1365.5 | 71.3 | 12.16 | 1365.5 | 132.073 | 1365.5
8081 |  | 1408.7 | 127.0158 | 1408.7 | 1408.7 | 127.0158 | 1408.7 | 1408.7 | 127.0158 | 1408.7 | 71.8 | 12.3 | 1408.7 | 127.0158 | 1408.7
8082 |  | 1614.4 | 126.7973 | 1614.4 | 1614.4 | 126.7973 | 1614.4 | 1614.4 | 126.7973 | 1614.4 | 71.8 | 9.99 | 1614.4 | 126.7973 | 1614.4
8083 |  | 1881.9 | 130.4343 | 1881.9 | 1881.9 | 130.4343 | 1881.9 | 1881.9 | 130.4343 | 1881.9 | 70.3 | 12.11 | 1881.9 | 130.4343 | 1881.9
8084 |  | 1962.2 | 129.2173 | 1962.2 | 1962.2 | 129.2173 | 1962.2 | 1962.2 | 129.2173 | 1962.2 | 71.4 | 10.22 | 1962.2 | 129.2173 | 1962.2
8085 |  | 1987.4 | 129.3171 | 1987.4 | 1987.4 | 129.3171 | 1987.4 | 1987.4 | 129.3171 | 1987.4 | 71.7 | 9.1 | 1987.4 | 129.3171 | 1987.4
8086 |  | 1953.5 | 132.0371 | 1953.5 | 1953.5 | 132.0371 | 1953.5 | 1953.5 | 132.0371 | 1953.5 | 72.3 | 8.89 | 1953.5 | 132.0371 | 1953.5
8087 |  | 1849.9 | 132.1465 | 1849.9 | 1849.9 | 132.1465 | 1849.9 | 1849.9 | 132.1465 | 1849.9 | 72.3 | 9.17 | 1849.9 | 132.1465 | 1849.9
8088 |  | 1762.2 | 132.2192 | 1762.2 | 1762.2 | 132.2192 | 1762.2 | 1762.2 | 132.2192 | 1762.2 | 71.7 | 8.96 | 1762.2 | 132.2192 | 1762.2
8089 |  | 1576.6 | 129.7878 | 1576.6 | 1576.6 | 129.7878 | 1576.6 | 1576.6 | 129.7878 | 1576.6 | 71.3 | 8.98 | 1576.6 | 129.7878 | 1576.6
8090 |  | 1580.9 | 129.6621 | 1580.9 | 1580.9 | 129.6621 | 1580.9 | 1580.9 | 129.6621 | 1580.9 | 71.4 | 8.89 | 1580.9 | 129.6621 | 1580.9
8091 |  | 1567.6 | 128.5919 | 1567.6 | 1567.6 | 128.5919 | 1567.6 | 1567.6 | 128.5919 | 1567.6 | 71.1 | 8.82 | 1567.6 | 128.5919 | 1567.6
8092 |  | 1532.4 | 129.6845 | 1532.4 | 1532.4 | 129.6845 | 1532.4 | 1532.4 | 129.6845 | 1532.4 | 71.6 | 9.13 | 1532.4 | 129.6845 | 1532.4
8093 |  | 1540 | 129.4897 | 1540 | 1540 | 129.4897 | 1540 | 1540 | 129.4897 | 1540 | 71.7 | 8.64 | 1540 | 129.4897 | 1540
8094 |  | 1516.2 | 129.9426 | 1516.2 | 1516.2 | 129.9426 | 1516.2 | 1516.2 | 129.9426 | 1516.2 | 72.3 | 8.71 | 1516.2 | 129.9426 | 1516.2
8095 |  | 1506.6 | 128.7308 | 1506.6 | 1506.6 | 128.7308 | 1506.6 | 1506.6 | 128.7308 | 1506.6 | 72.2 | 8.32 | 1506.6 | 128.7308 | 1506.6
8096 |  | 1440.1 | 128.6783 | 1440.1 | 1440.1 | 128.6783 | 1440.1 | 1440.1 | 128.6783 | 1440.1 | 71.9 | 8.58 | 1440.1 | 128.6783 | 1440.1
8097 |  | 1362 | 129.1301 | 1362 | 1362 | 129.1301 | 1362 | 1362 | 129.1301 | 1362 | 72.2 | 10.745 | 1362 | 129.1301 | 1362
8098 |  | 1302.1 | 129.2086 | 1302.1 | 1302.1 | 129.2086 | 1302.1 | 1302.1 | 129.2086 | 1302.1 | 72.5 | 10.87 | 1302.1 | 129.2086 | 1302.1
8099 |  | 1276.5 | 132.9639 | 1276.5 | 1276.5 | 132.9639 | 1276.5 | 1276.5 | 132.9639 | 1276.5 | 72.2 | 10.07 | 1276.5 | 132.9639 | 1276.5
8100 |  | 1294.9 | 132.4198 | 1294.9 | 1294.9 | 132.4198 | 1294.9 | 1294.9 | 132.4198 | 1294.9 | 71.9 | 9.89 | 1294.9 | 132.4198 | 1294.9
8101 |  | 1334.6 | 132.1294 | 1334.6 | 1334.6 | 132.1294 | 1334.6 | 1334.6 | 132.1294 | 1334.6 | 72.1 | 9.81 | 1334.6 | 132.1294 | 1334.6
8102 |  | 1377.4 | 130.941 | 1377.4 | 1377.4 | 130.941 | 1377.4 | 1377.4 | 130.941 | 1377.4 | 72.1 | 11.47 | 1377.4 | 130.941 | 1377.4
8103 |  | 1376.2 | 88.8557 | 1376.2 | 1376.2 | 122.2223 | 1376.2 | 1376.2 | 88.8557 | 1376.2 | 71.5 | 8.86 | 1376.2 | 88.8557 | 1376.2
8104 |  | 1410.5 | 113.5037 | 1410.5 | 1410.5 | 113.5037 | 1410.5 | 1410.5 | 113.5037 | 1410.5 | 71.7 | 8.89 | 1410.5 | 113.5037 | 1410.5
8105 |  | 1439.8 | 125.3399 | 1439.8 | 1439.8 | 125.3399 | 1439.8 | 1439.8 | 125.3399 | 1439.8 | 72.3 | 7.98 | 1439.8 | 125.3399 | 1439.8
8106 |  | 1578.4 | 125.4018 | 1578.4 | 1578.4 | 125.4018 | 1578.4 | 1578.4 | 125.4018 | 1578.4 | 71.1 | 7.39 | 1578.4 | 125.4018 | 1578.4
8107 |  | 1728.3 | 127.7007 | 1728.3 | 1728.3 | 127.7007 | 1728.3 | 1728.3 | 127.7007 | 1728.3 | 72.1 | 7.59 | 1728.3 | 127.7007 | 1728.3
8108 |  | 1841.9 | 127.9987 | 1841.9 | 1841.9 | 127.9987 | 1841.9 | 1841.9 | 127.9987 | 1841.9 | 72.5 | 7.24 | 1841.9 | 127.9987 | 1841.9
8109 |  | 1827.2 | 129.3304 | 1827.2 | 1827.2 | 129.3304 | 1827.2 | 1827.2 | 129.3304 | 1827.2 | 72.2 | 6.57 | 1827.2 | 129.3304 | 1827.2
8110 |  | 1754.3 | 126.2354 | 1754.3 | 1754.3 | 126.2354 | 1754.3 | 1754.3 | 126.2354 | 1754.3 | 71.4 | 6.69 | 1754.3 | 126.2354 | 1754.3
8111 |  | 1649.8 | 126.2546 | 1649.8 | 1649.8 | 126.2546 | 1649.8 | 1649.8 | 126.2546 | 1649.8 | 72.4 | 6.81 | 1649.8 | 126.2546 | 1649.8
8112 |  | 1533.6 | 125.5321 | 1533.6 | 1533.6 | 125.5321 | 1533.6 | 1533.6 | 125.5321 | 1533.6 | 72.6 | 9.08 | 1533.6 | 125.5321 | 1533.6
8113 |  | 1476.5 | 128.1049 | 1476.5 | 1476.5 | 128.1049 | 1476.5 | 1476.5 | 128.1049 | 1476.5 | 72.6 | 7.21 | 1476.5 | 128.1049 | 1476.5
8114 |  | 1495.3 | 123.0104 | 1495.3 | 1495.3 | 123.0104 | 1495.3 | 1495.3 | 123.0104 | 1495.3 | 73.2 | 8.01 | 1495.3 | 123.0104 | 1495.3
8115 |  | 1438.2 | 123.985 | 1438.2 | 1438.2 | 123.985 | 1438.2 | 1438.2 | 123.985 | 1438.2 | 73.1 | 8.6 | 1438.2 | 123.985 | 1438.2
8116 |  | 1438.8 | 125.1181 | 1438.8 | 1438.8 | 125.1181 | 1438.8 | 1438.8 | 125.1181 | 1438.8 | 72.9 | 8.8 | 1438.8 | 125.1181 | 1438.8
8117 |  | 1468.9 | 124.3608 | 1468.9 | 1468.9 | 124.3608 | 1468.9 | 1468.9 | 124.3608 | 1468.9 | 72.9 | 8.72 | 1468.9 | 124.3608 | 1468.9
8118 |  | 1558.3 | 126.0414 | 1558.3 | 1558.3 | 126.0414 | 1558.3 | 1558.3 | 126.0414 | 1558.3 | 72.2 | 8.97 | 1558.3 | 126.0414 | 1558.3
8119 |  | 1506.3 | 122.0387 | 1506.3 | 1506.3 | 122.0387 | 1506.3 | 1506.3 | 122.0387 | 1506.3 | 71.5 | 8.8 | 1506.3 | 122.0387 | 1506.3
8120 |  | 1304.4 | 121.9248 | 1304.4 | 1304.4 | 121.9248 | 1304.4 | 1304.4 | 121.9248 | 1304.4 | 72.5 | 9.51 | 1304.4 | 121.9248 | 1304.4
8121 |  | 1434.5 | 123.1237 | 1434.5 | 1434.5 | 123.1237 | 1434.5 | 1434.5 | 123.1237 | 1434.5 | 70.5 | 10.66 | 1434.5 | 123.1237 | 1434.5
8122 |  | 1469.7 | 125.3018 | 1469.7 | 1469.7 | 125.3018 | 1469.7 | 1469.7 | 125.3018 | 1469.7 | 71.8 | 13.14 | 1469.7 | 125.3018 | 1469.7
8123 |  | 1422.5 | 117.0294 | 1422.5 | 1422.5 | 117.0294 | 1422.5 | 1422.5 | 117.0294 | 1422.5 | 72.4 | 13.28 | 1422.5 | 117.0294 | 1422.5
8124 |  | 1440.1 | 123.4858 | 1440.1 | 1440.1 | 123.4858 | 1440.1 | 1440.1 | 123.4858 | 1440.1 | 72.7 | 11.42 | 1440.1 | 123.4858 | 1440.1
8125 |  | 1443.5 | 126.4654 | 1443.5 | 1443.5 | 126.4654 | 1443.5 | 1443.5 | 126.4654 | 1443.5 | 72.5 | 11.14 | 1443.5 | 126.4654 | 1443.5
8126 |  | 1399.3 | 91.9981 | 1399.3 | 1399.3 | 91.9981 | 1399.3 | 1399.3 | 91.9981 | 1399.3 | 72.3 | 11.785 | 1399.3 | 91.9981 | 1399.3
8127 |  | 1423.95 | 114.8084 | 1423.95 | 1423.95 | 114.8084 | 1423.95 | 1423.95 | 114.8084 | 1423.95 | 72.6 | 10.49 | 1423.95 | 114.8084 | 1423.95
8128 |  | 1217.3 | 121.9724 | 1217.3 | 1217.3 | 121.9724 | 1217.3 | 1217.3 | 121.9724 | 1217.3 | 72.6 | 10.24 | 1217.3 | 121.9724 | 1217.3
8129 |  | 1393.1 | 127.1957 | 1393.1 | 1393.1 | 127.1957 | 1393.1 | 1393.1 | 127.1957 | 1393.1 | 73.5 | 8.5 | 1393.1 | 127.1957 | 1393.1
8130 |  | 1587.1 | 106.3027 | 1587.1 | 1587.1 | 106.3027 | 1587.1 | 1587.1 | 106.3027 | 1587.1 | 72.1 | 11.32 | 1587.1 | 106.3027 | 1587.1
8131 |  | 1630.4 | 123.2408 | 1630.4 | 1630.4 | 123.2408 | 1630.4 | 1630.4 | 123.2408 | 1630.4 | 73.2 | 9 | 1630.4 | 123.2408 | 1630.4
8132 |  | 1640.1 | 124.9882 | 1640.1 | 1640.1 | 124.9882 | 1640.1 | 1640.1 | 124.9882 | 1640.1 | 71.9 | 10.51 | 1640.1 | 124.9882 | 1640.1
8133 |  | 1730.2 | 127.3494 | 1730.2 | 1730.2 | 127.3494 | 1730.2 | 1730.2 | 127.3494 | 1730.2 | 73 | 9.26 | 1730.2 | 127.3494 | 1730.2
8134 |  | 1744.5 | 125.364 | 1744.5 | 1744.5 | 125.364 | 1744.5 | 1744.5 | 125.364 | 1744.5 | 73.1 | 9.5 | 1744.5 | 125.364 | 1744.5
8135 |  | 1546.8 | 125.0575 | 1546.8 | 1546.8 | 125.0575 | 1546.8 | 1546.8 | 125.0575 | 1546.8 | 71.5 | 9.67 | 1546.8 | 125.0575 | 1546.8
8136 |  | 1553.2 | 127.1298 | 1553.2 | 1553.2 | 127.1298 | 1553.2 | 1553.2 | 127.1298 | 1553.2 | 73 | 9.2 | 1553.2 | 127.1298 | 1553.2
8137 |  | 1572.7 | 124.8548 | 1572.7 | 1572.7 | 124.8548 | 1572.7 | 1572.7 | 124.8548 | 1572.7 | 72.8 | 9.62 | 1572.7 | 124.8548 | 1572.7
8138 |  | 1530.4 | 122.7392 | 1530.4 | 1530.4 | 122.7392 | 1530.4 | 1530.4 | 122.7392 | 1530.4 | 73.4 | 9.22 | 1530.4 | 122.7392 | 1530.4
8139 |  | 1520.1 | 123.0251 | 1520.1 | 1520.1 | 123.0251 | 1520.1 | 1520.1 | 123.0251 | 1520.1 | 73.2 | 8.97 | 1520.1 | 123.0251 | 1520.1
8140 |  | 1464.1 | 122.4464 | 1464.1 | 1464.1 | 122.4464 | 1464.1 | 1464.1 | 122.4464 | 1464.1 | 72.5 | 8.93 | 1464.1 | 122.4464 | 1464.1
8141 |  | 1494.9 | 122.3314 | 1494.9 | 1494.9 | 122.3314 | 1494.9 | 1494.9 | 122.3314 | 1494.9 | 72.7 | 8.58 | 1494.9 | 122.3314 | 1494.9
8142 |  | 1604.7 | 126.1014 | 1604.7 | 1604.7 | 126.1014 | 1604.7 | 1604.7 | 126.1014 | 1604.7 | 73.2 | 8.47 | 1604.7 | 126.1014 | 1604.7
8143 |  | 1615.1 | 124.778 | 1615.1 | 1615.1 | 124.778 | 1615.1 | 1615.1 | 124.778 | 1615.1 | 71.6 | 8.74 | 1615.1 | 124.778 | 1615.1
8144 |  | 1530.5 | 122.5641 | 1530.5 | 1530.5 | 122.5641 | 1530.5 | 1530.5 | 122.5641 | 1530.5 | 72.5 | 9.79 | 1530.5 | 122.5641 | 1530.5
8145 |  | 1506.8 | 122.6729 | 1506.8 | 1506.8 | 122.6729 | 1506.8 | 1506.8 | 122.6729 | 1506.8 | 72.2 | 11.44 | 1506.8 | 122.6729 | 1506.8
8146 |  | 1568.8 | 124.937 | 1568.8 | 1568.8 | 124.937 | 1568.8 | 1568.8 | 124.937 | 1568.8 | 72.4 | 12.12 | 1568.8 | 124.937 | 1568.8
8147 |  | 1566.5 | 123.5399 | 1566.5 | 1566.5 | 123.5399 | 1566.5 | 1566.5 | 123.5399 | 1566.5 | 71.4 | 11.95 | 1566.5 | 123.5399 | 1566.5
8148 |  | 1523.8 | 126.5744 | 1523.8 | 1523.8 | 126.5744 | 1523.8 | 1523.8 | 126.5744 | 1523.8 | 70.3 | 13.77 | 1523.8 | 126.5744 | 1523.8
8149 |  | 1552.4 | 126.7288 | 1552.4 | 1552.4 | 126.7288 | 1552.4 | 1552.4 | 126.7288 | 1552.4 | 70.8 | 13.09 | 1552.4 | 126.7288 | 1552.4
8150 |  | 1421.2 | 127.395 | 1421.2 | 1421.2 | 127.395 | 1421.2 | 1421.2 | 127.395 | 1421.2 | 71.7 | 12.1 | 1421.2 | 127.395 | 1421.2
8151 |  | 1471.7 | 124.6346 | 1471.7 | 1471.7 | 124.6346 | 1471.7 | 1471.7 | 124.6346 | 1471.7 | 73.3 | 12.12 | 1471.7 | 124.6346 | 1471.7
8152 |  | 1583.8 | 117.3156 | 1583.8 | 1583.8 | 117.3156 | 1583.8 | 1583.8 | 117.3156 | 1583.8 | 72.4 | 11.59 | 1583.8 | 117.3156 | 1583.8
8153 |  | 1602 | 114.8514 | 1602 | 1602 | 114.8514 | 1602 | 1602 | 114.8514 | 1602 | 73.4 | 11.77 | 1602 | 114.8514 | 1602
8154 |  | 1523.9 | 128.931 | 1523.9 | 1523.9 | 128.931 | 1523.9 | 1523.9 | 128.931 | 1523.9 | 70.1 | 11.22 | 1523.9 | 128.931 | 1523.9
8155 |  | 1725.5 | 129.5049 | 1725.5 | 1725.5 | 129.5049 | 1725.5 | 1725.5 | 129.5049 | 1725.5 | 71.7 | 10.98 | 1725.5 | 129.5049 | 1725.5
8156 |  | 1772.4 | 131.6297 | 1772.4 | 1772.4 | 131.6297 | 1772.4 | 1772.4 | 131.6297 | 1772.4 | 71.5 | 9.25 | 1772.4 | 131.6297 | 1772.4
8157 |  | 1774.7 | 128.4511 | 1774.7 | 1774.7 | 128.4511 | 1774.7 | 1774.7 | 128.4511 | 1774.7 | 71.8 | 9.86 | 1774.7 | 128.4511 | 1774.7
8158 |  | 1723.2 | 128.0835 | 1723.2 | 1723.2 | 128.0835 | 1723.2 | 1723.2 | 128.0835 | 1723.2 | 72.7 | 9.71 | 1723.2 | 128.0835 | 1723.2
8159 |  | 1577.2 | 126.2386 | 1577.2 | 1577.2 | 126.2386 | 1577.2 | 1577.2 | 126.2386 | 1577.2 | 71.9 | 9.72 | 1577.2 | 126.2386 | 1577.2
8160 |  | 1446.5 | 128.113 | 1446.5 | 1446.5 | 128.113 | 1446.5 | 1446.5 | 128.113 | 1446.5 | 71.3 | 9.66 | 1446.5 | 128.113 | 1446.5
8161 |  | 1454.7 | 129.4006 | 1454.7 | 1454.7 | 129.4006 | 1454.7 | 1454.7 | 129.4006 | 1454.7 | 72 | 9.83 | 1454.7 | 129.4006 | 1454.7
8162 |  | 1445 | 126.0739 | 1445 | 1445 | 126.0739 | 1445 | 1445 | 126.0739 | 1445 | 71.2 | 9.38 | 1445 | 126.0739 | 1445
8163 |  | 1422.5 | 130.1829 | 1422.5 | 1422.5 | 130.1829 | 1422.5 | 1422.5 | 130.1829 | 1422.5 | 71.6 | 9.18 | 1422.5 | 130.1829 | 1422.5
8164 |  | 1297.6 | 129.817 | 1297.6 | 1297.6 | 129.817 | 1297.6 | 1297.6 | 129.817 | 1297.6 | 72.1 | 8.89 | 1297.6 | 129.817 | 1297.6
8165 |  | 1420.6 | 125.4623 | 1420.6 | 1420.6 | 125.4623 | 1420.6 | 1420.6 | 125.4623 | 1420.6 | 72.1 | 9 | 1420.6 | 125.4623 | 1420.6
8166 |  | 1468.2 | 126.0592 | 1468.2 | 1468.2 | 126.0592 | 1468.2 | 1468.2 | 126.0592 | 1468.2 | 72.6 | 8.85 | 1468.2 | 126.0592 | 1468.2
8167 |  | 1383.5 | 125.0238 | 1383.5 | 1383.5 | 125.0238 | 1383.5 | 1383.5 | 125.0238 | 1383.5 | 71.8 | 8.9 | 1383.5 | 125.0238 | 1383.5
8168 |  | 1316.7 | 124.256 | 1316.7 | 1316.7 | 124.256 | 1316.7 | 1316.7 | 124.256 | 1316.7 | 71.9 | 9.16 | 1316.7 | 124.256 | 1316.7
8169 |  | 1312.9 | 114.5283 | 1312.9 | 1312.9 | 114.5283 | 1312.9 | 1312.9 | 114.5283 | 1312.9 | 71.4 | 11.1 | 1312.9 | 114.5283 | 1312.9
8170 |  | 1258.8 | 100.6763 | 1258.8 | 1258.8 | 100.6763 | 1258.8 | 1258.8 | 100.6763 | 1258.8 | 70.6 | 11.72 | 1258.8 | 100.6763 | 1258.8
8171 |  | 1229.4 | 100.0493 | 1229.4 | 1229.4 | 100.0493 | 1229.4 | 1229.4 | 100.0493 | 1229.4 | 71.8 | 11.93 | 1229.4 | 100.0493 | 1229.4
8172 |  | 1292.2 | 93.5518 | 1292.2 | 1292.2 | 93.5518 | 1292.2 | 1292.2 | 93.5518 | 1292.2 | 71.1 | 11.94 | 1292.2 | 93.5518 | 1292.2
8173 |  | 1298.1 | 83.8169 | 1298.1 | 1298.1 | 83.8169 | 1298.1 | 1298.1 | 83.8169 | 1298.1 | 69.1 | 13.35 | 1298.1 | 83.8169 | 1298.1
8174 |  | 1336 | 73.131 | 1336 | 1336 | 90.3459 | 1336 | 1336 | 73.131 | 1336 | 69.6 | 12.85 | 1336 | 73.131 | 1336
8175 |  | 1363.7 | 96.8749 | 1363.7 | 1363.7 | 96.8749 | 1363.7 | 1363.7 | 96.8749 | 1363.7 | 72 | 11.34 | 1363.7 | 96.8749 | 1363.7
8176 |  | 1362.1 | 105.0082 | 1362.1 | 1362.1 | 105.0082 | 1362.1 | 1362.1 | 105.0082 | 1362.1 | 71.3 | 11.35 | 1362.1 | 105.0082 | 1362.1
8177 |  | 1349.7 | 104.8233 | 1349.7 | 1349.7 | 104.8233 | 1349.7 | 1349.7 | 104.8233 | 1349.7 | 71.5 | 11.27 | 1349.7 | 104.8233 | 1349.7
8178 |  | 1467.6 | 102.61 | 1467.6 | 1467.6 | 102.61 | 1467.6 | 1467.6 | 102.61 | 1467.6 | 72.5 | 10 | 1467.6 | 102.61 | 1467.6
8179 |  | 1624.5 | 101.9387 | 1624.5 | 1624.5 | 101.9387 | 1624.5 | 1624.5 | 101.9387 | 1624.5 | 71.3 | 9.37 | 1624.5 | 101.9387 | 1624.5
8180 |  | 1666.4 | 104.9556 | 1666.4 | 1666.4 | 104.9556 | 1666.4 | 1666.4 | 104.9556 | 1666.4 | 72.3 | 9.62 | 1666.4 | 104.9556 | 1666.4
8181 |  | 1632.7 | 104.9073 | 1632.7 | 1632.7 | 104.9073 | 1632.7 | 1632.7 | 104.9073 | 1632.7 | 72.3 | 9.37 | 1632.7 | 104.9073 | 1632.7
8182 |  | 1593.9 | 101.7821 | 1593.9 | 1593.9 | 101.7821 | 1593.9 | 1593.9 | 101.7821 | 1593.9 | 72 | 9.17 | 1593.9 | 101.7821 | 1593.9
8183 |  | 1478.1 | 112.4844 | 1478.1 | 1478.1 | 112.4844 | 1478.1 | 1478.1 | 112.4844 | 1478.1 | 73 | 9.18 | 1478.1 | 112.4844 | 1478.1
8184 |  | 1432.8 | 122.707 | 1432.8 | 1432.8 | 122.707 | 1432.8 | 1432.8 | 122.707 | 1432.8 | 72.2 | 9.6 | 1432.8 | 122.707 | 1432.8
8185 |  | 1365 | 123.6427 | 1365 | 1365 | 123.6427 | 1365 | 1365 | 123.6427 | 1365 | 73.1 | 8.49 | 1365 | 123.6427 | 1365
8186 |  | 1334.6 | 122.346 | 1334.6 | 1334.6 | 122.346 | 1334.6 | 1334.6 | 122.346 | 1334.6 | 72.8 | 8.8 | 1334.6 | 122.346 | 1334.6
8187 |  | 1326.8 | 122.1292 | 1326.8 | 1326.8 | 122.0431 | 1326.8 | 1326.8 | 122.1292 | 1326.8 | 71.7 | 8.82 | 1326.8 | 122.1292 | 1326.8
8188 |  | 1319 | 121.7403 | 1319 | 1319 | 121.7403 | 1319 | 1319 | 121.7403 | 1319 | 72 | 8.84 | 1319 | 121.7403 | 1319
8189 |  | 1329.2 | 124.4859 | 1329.2 | 1329.2 | 124.4859 | 1329.2 | 1329.2 | 124.4859 | 1329.2 | 72.4 | 8.84 | 1329.2 | 124.4859 | 1329.2
8190 |  | 1445.8 | 125.5587 | 1445.8 | 1445.8 | 125.5587 | 1445.8 | 1445.8 | 125.5587 | 1445.8 | 71 | 8.94 | 1445.8 | 125.5587 | 1445.8
8191 |  | 1329.7 | 125.8331 | 1329.7 | 1329.7 | 125.8331 | 1329.7 | 1329.7 | 125.8331 | 1329.7 | 71.9 | 8.7 | 1329.7 | 125.8331 | 1329.7
8192 |  | 1292.1 | 125.8842 | 1292.1 | 1292.1 | 125.8842 | 1292.1 | 1292.1 | 125.8842 | 1292.1 | 72.1 | 9.7 | 1292.1 | 125.8842 | 1292.1
8193 |  | 1294.7 | 122.8753 | 1294.7 | 1294.7 | 122.8753 | 1294.7 | 1294.7 | 122.8753 | 1294.7 | 72.2 | 9.54 | 1294.7 | 122.8753 | 1294.7
8194 |  | 1277.4 | 119.6516 | 1277.4 | 1277.4 | 119.6516 | 1277.4 | 1277.4 | 119.6516 | 1277.4 | 71.9 | 10.75 | 1277.4 | 119.6516 | 1277.4
8195 |  | 1339.6 | 121.6026 | 1339.6 | 1339.6 | 113.7498 | 1339.6 | 1339.6 | 121.6026 | 1339.6 | 71.6 | 11.82 | 1339.6 | 121.6026 | 1339.6
8196 |  | 1288.26 | 124.6966 | 1288.26 | 1288.26 | 124.6966 | 1288.26 | 1288.26 | 124.6966 | 1288.26 | 72.3 | 11.34 | 1288.26 | 124.6966 | 1288.26
8197 |  | 1276 | 124.8329 | 1276 | 1276 | 124.8329 | 1276 | 1276 | 124.8329 | 1276 | 71 | 11.18 | 1276 | 124.8329 | 1276
8198 |  | 1237.9 | 122.4481 | 1237.9 | 1237.9 | 122.4481 | 1237.9 | 1237.9 | 122.4481 | 1237.9 | 72.9 | 10.77 | 1237.9 | 122.4481 | 1237.9
8199 |  | 1326 | 123.7572 | 1326 | 1326 | 123.7572 | 1326 | 1326 | 123.7572 | 1326 | 71.3 | 12.96 | 1326 | 123.7572 | 1326
8200 |  | 1545.8 | 122.783 | 1545.8 | 1545.8 | 122.783 | 1545.8 | 1545.8 | 122.783 | 1545.8 | 72.3 | 10.21 | 1545.8 | 122.783 | 1545.8
8201 |  | 1574.1 | 125.4248 | 1574.1 | 1574.1 | 125.4248 | 1574.1 | 1574.1 | 125.4248 | 1574.1 | 72.7 | 12.65 | 1574.1 | 125.4248 | 1574.1
8202 |  | 1632.3 | 125.2429 | 1632.3 | 1632.3 | 125.2429 | 1632.3 | 1632.3 | 125.2429 | 1632.3 | 72.2 | 11.59 | 1632.3 | 125.2429 | 1632.3
8203 |  | 1891.8 | 128.806 | 1891.8 | 1891.8 | 128.806 | 1891.8 | 1891.8 | 128.806 | 1891.8 | 72.2 | 9.24 | 1891.8 | 128.806 | 1891.8
8204 |  | 1909.2 | 125.1982 | 1909.2 | 1909.2 | 125.1982 | 1909.2 | 1909.2 | 125.1982 | 1909.2 | 72.9 | 8.55 | 1909.2 | 125.1982 | 1909.2
8205 |  | 1949 | 130.9019 | 1949 | 1949 | 130.9019 | 1949 | 1949 | 130.9019 | 1949 | 71.6 | 9.11 | 1949 | 130.9019 | 1949
8206 |  | 1896.8 | 128.8244 | 1896.8 | 1896.8 | 128.8244 | 1896.8 | 1896.8 | 128.8244 | 1896.8 | 71.4 | 9.16 | 1896.8 | 128.8244 | 1896.8
8207 |  | 1822 | 129.7035 | 1822 | 1822 | 129.7035 | 1822 | 1822 | 129.7035 | 1822 | 72.6 | 9.13 | 1822 | 129.7035 | 1822
8208 |  | 1741.2 | 128.3624 | 1741.2 | 1741.2 | 128.3624 | 1741.2 | 1741.2 | 128.3624 | 1741.2 | 71.9 | 8.96 | 1741.2 | 128.3624 | 1741.2
8209 |  | 1544.3 | 128.8363 | 1544.3 | 1544.3 | 128.8363 | 1544.3 | 1544.3 | 128.8363 | 1544.3 | 72.7 | 9.09 | 1544.3 | 128.8363 | 1544.3
8210 |  | 1544.4 | 129.2522 | 1544.4 | 1544.4 | 129.2522 | 1544.4 | 1544.4 | 129.2522 | 1544.4 | 71.5 | 8.95 | 1544.4 | 129.2522 | 1544.4
8211 |  | 1498.7 | 128.9467 | 1498.7 | 1498.7 | 128.9467 | 1498.7 | 1498.7 | 128.9467 | 1498.7 | 72.6 | 9.33 | 1498.7 | 128.9467 | 1498.7
8212 |  | 1495.8 | 128.9693 | 1495.8 | 1495.8 | 128.9693 | 1495.8 | 1495.8 | 128.9693 | 1495.8 | 72.9 | 9.21 | 1495.8 | 128.9693 | 1495.8
8213 |  | 1551.4 | 127.9191 | 1551.4 | 1551.4 | 127.9191 | 1551.4 | 1551.4 | 127.9191 | 1551.4 | 71.5 | 9.17 | 1551.4 | 127.9191 | 1551.4
8214 |  | 1592.5 | 131.0145 | 1592.5 | 1592.5 | 131.0145 | 1592.5 | 1592.5 | 131.0145 | 1592.5 | 72.4 | 8.78 | 1592.5 | 131.0145 | 1592.5
8215 |  | 1442 | 114.0877 | 1442 | 1442 | 114.0877 | 1442 | 1442 | 114.0877 | 1442 | 71.7 | 9.22 | 1442 | 114.0877 | 1442
8216 |  | 1437.2 | 116.6404 | 1437.2 | 1437.2 | 116.6404 | 1437.2 | 1437.2 | 116.6404 | 1437.2 | 72.3 | 8.79 | 1437.2 | 116.6404 | 1437.2
8217 |  | 1450 | 128.3801 | 1450 | 1450 | 128.3801 | 1450 | 1450 | 128.3801 | 1450 | 71.9 | 9.4 | 1450 | 128.3801 | 1450
8218 |  | 1469.9 | 128.5156 | 1469.9 | 1469.9 | 128.5156 | 1469.9 | 1469.9 | 128.5156 | 1469.9 | 71.9 | 9.6 | 1469.9 | 128.5156 | 1469.9
8219 |  | 1449.8 | 127.4504 | 1449.8 | 1449.8 | 127.4504 | 1449.8 | 1449.8 | 127.4504 | 1449.8 | 71.6 | 11.71 | 1449.8 | 127.4504 | 1449.8
8220 |  | 1486.7 | 126.5045 | 1486.7 | 1486.7 | 126.5045 | 1486.7 | 1486.7 | 126.5045 | 1486.7 | 71.8 | 12.25 | 1486.7 | 126.5045 | 1486.7
8221 |  | 1486.9 | 125.8046 | 1486.9 | 1486.9 | 125.8046 | 1486.9 | 1486.9 | 125.8046 | 1486.9 | 72.3 | 11.61 | 1486.9 | 125.8046 | 1486.9
8222 |  | 1510.4 | 127.2853 | 1510.4 | 1510.4 | 127.2853 | 1510.4 | 1510.4 | 127.2853 | 1510.4 | 72.3 | 9.04 | 1510.4 | 127.2853 | 1510.4
8223 |  | 1426.4 | 125.3322 | 1426.4 | 1426.4 | 125.3322 | 1426.4 | 1426.4 | 125.3322 | 1426.4 | 71.3 | 11.95 | 1426.4 | 125.3322 | 1426.4
8224 |  | 1512.7 | 127.9287 | 1512.7 | 1512.7 | 127.9287 | 1512.7 | 1512.7 | 127.9287 | 1512.7 | 71.8 | 11.68 | 1512.7 | 127.9287 | 1512.7
8225 |  | 1446.4 | 130.6276 | 1446.4 | 1446.4 | 130.6276 | 1446.4 | 1446.4 | 130.6276 | 1446.4 | 71.9 | 12.11 | 1446.4 | 130.6276 | 1446.4
8226 |  | 1560.9 | 127.8552 | 1560.9 | 1560.9 | 127.8552 | 1560.9 | 1560.9 | 127.8552 | 1560.9 | 72.3 | 8.45 | 1560.9 | 127.8552 | 1560.9
8227 |  | 1660 | 129.9445 | 1660 | 1660 | 129.9445 | 1660 | 1660 | 129.9445 | 1660 | 68.2 | 10.27 | 1660 | 129.9445 | 1660
8228 |  | 1885.6 | 125.3303 | 1885.6 | 1885.6 | 125.3303 | 1885.6 | 1885.6 | 125.3303 | 1885.6 | 71.2 | 10.38 | 1885.6 | 125.3303 | 1885.6
8229 |  | 1872.3 | 129.9855 | 1872.3 | 1872.3 | 129.9855 | 1872.3 | 1872.3 | 129.9855 | 1872.3 | 70.6 | 8.02 | 1872.3 | 129.9855 | 1872.3
8230 |  | 1843.4 | 127.2688 | 1843.4 | 1843.4 | 127.2688 | 1843.4 | 1843.4 | 127.2688 | 1843.4 | 71.6 | 8.18 | 1843.4 | 127.2688 | 1843.4
8231 |  | 1704.6 | 129.9436 | 1704.6 | 1704.6 | 129.9436 | 1704.6 | 1704.6 | 129.9436 | 1704.6 | 72.1 | 7.89 | 1704.6 | 129.9436 | 1704.6
8232 |  | 1647.6 | 131.1256 | 1647.6 | 1647.6 | 131.1256 | 1647.6 | 1647.6 | 131.1256 | 1647.6 | 71.4 | 7.81 | 1647.6 | 131.1256 | 1647.6
8233 |  | 1848.6 | 130.7602 | 1848.6 | 1848.6 | 130.7602 | 1848.6 | 1848.6 | 130.7602 | 1848.6 | 72.7 | 9.72 | 1848.6 | 130.7602 | 1848.6
8234 |  | 1751.8 | 128.9341 | 1751.8 | 1751.8 | 128.9341 | 1751.8 | 1751.8 | 128.9341 | 1751.8 | 71.5 | 9.0035 | 1751.8 | 128.9341 | 1751.8
8235 |  | 1742.7 | 129.7666 | 1742.7 | 1742.7 | 129.7666 | 1742.7 | 1742.7 | 129.7666 | 1742.7 | 72.6 | 9.08 | 1742.7 | 129.7666 | 1742.7
8236 |  | 1684.6 | 128.3514 | 1684.6 | 1684.6 | 128.3514 | 1684.6 | 1684.6 | 128.3514 | 1684.6 | 72.9 | 9.5492 | 1684.6 | 128.3514 | 1684.6
8237 |  | 1735.3 | 129.4883 | 1735.3 | 1735.3 | 129.4883 | 1735.3 | 1735.3 | 129.4883 | 1735.3 | 71.5 | 9.72 | 1735.3 | 129.4883 | 1735.3
8238 |  | 1642 | 128.4127 | 1642 | 1642 | 128.4127 | 1642 | 1642 | 128.4127 | 1642 | 72.4 | 9.52 | 1642 | 128.4127 | 1642
8239 |  | 1572.1 | 128.8506 | 1572.1 | 1572.1 | 128.8506 | 1572.1 | 1572.1 | 128.8506 | 1572.1 | 71.7 | 9.33 | 1572.1 | 128.8506 | 1572.1
8240 |  | 1581.4 | 128.6993 | 1581.4 | 1581.4 | 128.6993 | 1581.4 | 1581.4 | 128.6993 | 1581.4 | 72.3 | 8.34 | 1581.4 | 128.6993 | 1581.4
8241 |  | 1641.9 | 129.9543 | 1641.9 | 1641.9 | 129.9543 | 1641.9 | 1641.9 | 129.9543 | 1641.9 | 71.9 | 9.97 | 1641.9 | 129.9543 | 1641.9
8242 |  | 1606.3 | 128.8838 | 1606.3 | 1606.3 | 128.8838 | 1606.3 | 1606.3 | 128.8838 | 1606.3 | 71.9 | 9.3 | 1606.3 | 128.8838 | 1606.3
8243 |  | 1630.6 | 129.8027 | 1630.6 | 1630.6 | 129.8027 | 1630.6 | 1630.6 | 129.8027 | 1630.6 | 71.6 | 9.47 | 1630.6 | 129.8027 | 1630.6
8244 |  | 1647 | 129.8518 | 1647 | 1647 | 129.8518 | 1647 | 1647 | 129.8518 | 1647 | 71.8 | 9.79 | 1647 | 129.8518 | 1647
8245 |  | 1668.8 | 129.5932 | 1668.8 | 1668.8 | 129.5932 | 1668.8 | 1668.8 | 129.5932 | 1668.8 | 72.3 | 10.32 | 1668.8 | 129.5932 | 1668.8
8246 |  | 1652.7 | 128.8044 | 1652.7 | 1652.7 | 128.8044 | 1652.7 | 1652.7 | 128.8044 | 1652.7 | 72.3 | 10.4 | 1652.7 | 128.8044 | 1652.7
8247 |  | 1672.7 | 128.0979 | 1672.7 | 1672.7 | 128.0979 | 1672.7 | 1672.7 | 128.0979 | 1672.7 | 71.3 | 14.73 | 1672.7 | 128.0979 | 1672.7
8248 |  | 1638.2 | 125.743 | 1638.2 | 1638.2 | 125.743 | 1638.2 | 1638.2 | 125.743 | 1638.2 | 71.8 | 10.06 | 1638.2 | 125.743 | 1638.2
8249 |  | 1690.8 | 128.8178 | 1690.8 | 1690.8 | 128.8178 | 1690.8 | 1690.8 | 128.8178 | 1690.8 | 71.9 | 9.97 | 1690.8 | 128.8178 | 1690.8
8250 |  | 1769.5 | 127.6556 | 1769.5 | 1769.5 | 127.6556 | 1769.5 | 1769.5 | 127.6556 | 1769.5 | 72.3 | 10.41 | 1769.5 | 127.6556 | 1769.5
8251 |  | 1992.4 | 128.0433 | 1992.4 | 1992.4 | 128.0433 | 1992.4 | 1992.4 | 128.0433 | 1992.4 | 68.2 | 11.7096 | 1992.4 | 128.0433 | 1992.4
8252 |  | 2080.7 | 128.2562 | 2080.7 | 2080.7 | 128.2562 | 2080.7 | 2080.7 | 128.2562 | 2080.7 | 71.2 | 11.1472 | 2080.7 | 128.2562 | 2080.7
8253 |  | 2022.1 | 131.5994 | 2022.1 | 2022.1 | 131.5994 | 2022.1 | 2022.1 | 131.5994 | 2022.1 | 70.6 | 10.3056 | 2022.1 | 131.5994 | 2022.1
8254 |  | 1942.2 | 129.8623 | 1942.2 | 1942.2 | 129.8623 | 1942.2 | 1942.2 | 129.8623 | 1942.2 | 71.6 | 10.0648 | 1942.2 | 129.8623 | 1942.2
8255 |  | 1851.7 | 130.0821 | 1851.7 | 1851.7 | 130.0821 | 1851.7 | 1851.7 | 130.0821 | 1851.7 | 72.1 | 9.9044 | 1851.7 | 130.0821 | 1851.7
8256 |  | 1774.3 | 128.9973 | 1774.3 | 1774.3 | 128.9973 | 1774.3 | 1774.3 | 128.9973 | 1774.3 | 71.4 | 10.3219 | 1774.3 | 128.9973 | 1774.3
8257 |  | 1718.4 | 124.0939 | 1718.4 | 1718.4 | 124.0939 | 1718.4 | 1718.4 | 124.0939 | 1718.4 | 71.2 | 7.835 | 1718.4 | 124.0939 | 1718.4
8258 |  | 1654.9 | 130.2808 | 1654.9 | 1654.9 | 130.2808 | 1654.9 | 1654.9 | 130.2808 | 1654.9 | 71.1 | 8.157 | 1654.9 | 130.2808 | 1654.9
8259 |  | 1666.2 | 130.1392 | 1666.2 | 1666.2 | 130.1392 | 1666.2 | 1666.2 | 130.1392 | 1666.2 | 71 | 8.06 | 1666.2 | 130.1392 | 1666.2
8260 |  | 1648.8 | 131.0604 | 1648.8 | 1648.8 | 131.0604 | 1648.8 | 1648.8 | 131.0604 | 1648.8 | 70.8 | 9.2385 | 1648.8 | 131.0604 | 1648.8
8261 |  | 1665.2 | 132.4476 | 1665.2 | 1665.2 | 132.4476 | 1665.2 | 1665.2 | 132.4476 | 1665.2 | 70.8 | 9.4704 | 1665.2 | 132.4476 | 1665.2
8262 |  | 1552.8 | 131.3066 | 1552.8 | 1552.8 | 131.3066 | 1552.8 | 1552.8 | 131.3066 | 1552.8 | 71 | 9.175 | 1552.8 | 131.3066 | 1552.8
8263 |  | 1507.6 | 133.8718 | 1507.6 | 1507.6 | 133.8718 | 1507.6 | 1507.6 | 133.8718 | 1507.6 | 70.4 | 9.23 | 1507.6 | 133.8718 | 1507.6
8264 |  | 1501.2 | 132.9 | 1501.2 | 1501.2 | 132.9 | 1501.2 | 1501.2 | 132.9 | 1501.2 | 69.5 | 9.005 | 1501.2 | 132.9 | 1501.2
8265 |  | 1422.9 | 130.2509 | 1422.9 | 1422.9 | 130.2509 | 1422.9 | 1422.9 | 130.2509 | 1422.9 | 71.1 | 10.215 | 1422.9 | 130.2509 | 1422.9
8266 |  | 1377.1 | 133.1519 | 1377.1 | 1377.1 | 133.1519 | 1377.1 | 1377.1 | 133.1519 | 1377.1 | 70.9 | 10.06 | 1377.1 | 133.1519 | 1377.1
8267 |  | 1382.2 | 128.0165 | 1382.2 | 1382.2 | 128.0165 | 1382.2 | 1382.2 | 128.0165 | 1382.2 | 71.1 | 10.41 | 1382.2 | 128.0165 | 1382.2
8268 |  | 1406.2 | 115.9758 | 1406.2 | 1406.2 | 115.9758 | 1406.2 | 1406.2 | 115.9758 | 1406.2 | 71.9 | 10.885 | 1406.2 | 115.9758 | 1406.2
8269 |  | 1409.5 | 126.9114 | 1409.5 | 1409.5 | 126.9114 | 1409.5 | 1409.5 | 126.9114 | 1409.5 | 71.3 | 11.14 | 1409.5 | 126.9114 | 1409.5
8270 |  | 1434 | 127.5961 | 1434 | 1434 | 127.5961 | 1434 | 1434 | 127.5961 | 1434 | 71.6 | 10.685 | 1434 | 127.5961 | 1434
8271 |  | 1522.8 | 121.1175 | 1522.8 | 1522.8 | 121.1175 | 1522.8 | 1522.8 | 121.1175 | 1522.8 | 71.5 | 12.76 | 1522.8 | 121.1175 | 1522.8
8272 |  | 1519.9 | 121.3925 | 1519.9 | 1519.9 | 121.3925 | 1519.9 | 1519.9 | 121.3925 | 1519.9 | 71.3 | 10.29 | 1519.9 | 121.3925 | 1519.9
8273 |  | 1550.6 | 118.1002 | 1550.6 | 1550.6 | 118.1002 | 1550.6 | 1550.6 | 118.1002 | 1550.6 | 71.8 | 12.0425 | 1550.6 | 118.1002 | 1550.6
8274 |  | 1700.4 | 112.729 | 1700.4 | 1700.4 | 112.729 | 1700.4 | 1700.4 | 112.729 | 1700.4 | 71.8 | 11.43 | 1700.4 | 112.729 | 1700.4
8275 |  | 1879.6 | 117.6655 | 1879.6 | 1879.6 | 117.6655 | 1879.6 | 1879.6 | 117.6655 | 1879.6 | 70.3 | 10.1598 | 1879.6 | 117.6655 | 1879.6
8276 |  | 1925.8 | 115.7382 | 1925.8 | 1925.8 | 115.7382 | 1925.8 | 1925.8 | 115.7382 | 1925.8 | 71.4 | 12.1936 | 1925.8 | 115.7382 | 1925.8
8277 |  | 1936 | 117.7849 | 1936 | 1936 | 117.7849 | 1936 | 1936 | 117.7849 | 1936 | 71.7 | 9.5928 | 1936 | 117.7849 | 1936
8278 |  | 1834.3 | 119.3446 | 1834.3 | 1834.3 | 119.3446 | 1834.3 | 1834.3 | 119.3446 | 1834.3 | 72.3 | 9.6574 | 1834.3 | 119.3446 | 1834.3
8279 |  | 1721.1 | 117.1254 | 1721.1 | 1721.1 | 117.1254 | 1721.1 | 1721.1 | 117.1254 | 1721.1 | 72.3 | 10.5822 | 1721.1 | 117.1254 | 1721.1
8280 |  | 1648.2 | 116.2527 | 1648.2 | 1648.2 | 116.2527 | 1648.2 | 1648.2 | 116.2527 | 1648.2 | 71.7 | 11.7959 | 1648.2 | 116.2527 | 1648.2
8281 |  | 1621.1 | 131.2673 | 1621.1 | 1621.1 | 131.2673 | 1621.1 | 1621.1 | 131.2673 | 1621.1 | 71.3 | 7.95 | 1621.1 | 131.2673 | 1621.1
8282 |  | 1557.6 | 130.527 | 1557.6 | 1557.6 | 130.527 | 1557.6 | 1557.6 | 130.527 | 1557.6 | 71.4 | 8.34 | 1557.6 | 130.527 | 1557.6
8283 |  | 1520.7 | 133.6966 | 1520.7 | 1520.7 | 133.6966 | 1520.7 | 1520.7 | 133.6966 | 1520.7 | 71.1 | 8.49 | 1520.7 | 133.6966 | 1520.7
8284 |  | 1514.8 | 131.5129 | 1514.8 | 1514.8 | 131.5129 | 1514.8 | 1514.8 | 131.5129 | 1514.8 | 71.6 | 8.66 | 1514.8 | 131.5129 | 1514.8
8285 |  | 1543 | 111.7368 | 1543 | 1543 | 111.7368 | 1543 | 1543 | 111.7368 | 1543 | 71.7 | 8.895 | 1543 | 111.7368 | 1543
8286 |  | 1545.3 | 111.6618 | 1545.3 | 1545.3 | 111.6618 | 1545.3 | 1545.3 | 111.6618 | 1545.3 | 72.3 | 8.83 | 1545.3 | 111.6618 | 1545.3
8287 |  | 1469.5 | 102.2031 | 1469.5 | 1469.5 | 102.2031 | 1469.5 | 1469.5 | 102.2031 | 1469.5 | 72.2 | 9.13 | 1469.5 | 102.2031 | 1469.5
8288 |  | 1478.6 | 107.2871 | 1478.6 | 1478.6 | 107.2871 | 1478.6 | 1478.6 | 107.2871 | 1478.6 | 71.9 | 9.67 | 1478.6 | 107.2871 | 1478.6
8289 |  | 1567.2 | 108.4062 | 1567.2 | 1567.2 | 108.4062 | 1567.2 | 1567.2 | 108.4062 | 1567.2 | 72.2 | 10.46 | 1567.2 | 108.4062 | 1567.2
8290 |  | 1590.4 | 108.1093 | 1590.4 | 1590.4 | 108.1093 | 1590.4 | 1590.4 | 108.1093 | 1590.4 | 72.5 | 10.82 | 1590.4 | 108.1093 | 1590.4
8291 |  | 1618.6 | 100.0982 | 1618.6 | 1618.6 | 100.0982 | 1618.6 | 1618.6 | 100.0982 | 1618.6 | 72.2 | 11.35 | 1618.6 | 100.0982 | 1618.6
8292 |  | 1649.5 | 99.0087 | 1649.5 | 1649.5 | 99.0087 | 1649.5 | 1649.5 | 99.0087 | 1649.5 | 71.9 | 11.98 | 1649.5 | 99.0087 | 1649.5
8293 |  | 1663.8 | 96.9024 | 1663.8 | 1663.8 | 96.9024 | 1663.8 | 1663.8 | 96.9024 | 1663.8 | 72.1 | 11.96 | 1663.8 | 96.9024 | 1663.8
8294 |  | 1787.5 | 97.298 | 1787.5 | 1787.5 | 97.298 | 1787.5 | 1787.5 | 97.298 | 1787.5 | 72.1 | 10.97 | 1787.5 | 97.298 | 1787.5
8295 |  | 1734 | 92.9308 | 1734 | 1734 | 92.9308 | 1734 | 1734 | 92.9308 | 1734 | 71.5 | 10.79 | 1734 | 92.9308 | 1734
8296 |  | 1730.8 | 91.7325 | 1730.8 | 1730.8 | 91.7325 | 1730.8 | 1730.8 | 91.7325 | 1730.8 | 71.7 | 10.52 | 1730.8 | 91.7325 | 1730.8
8297 |  | 1751.7 | 99.1703 | 1751.7 | 1751.7 | 99.1703 | 1751.7 | 1751.7 | 99.1703 | 1751.7 | 72.3 | 10.04 | 1751.7 | 99.1703 | 1751.7
8298 |  | 1824.2 | 99.2421 | 1824.2 | 1824.2 | 99.2421 | 1824.2 | 1824.2 | 99.2421 | 1824.2 | 71.1 | 9.56 | 1824.2 | 99.2421 | 1824.2
8299 |  | 1999.8 | 89.4448 | 1999.8 | 1999.8 | 89.4448 | 1999.8 | 1999.8 | 89.4448 | 1999.8 | 72.1 | 8.61 | 1999.8 | 89.4448 | 1999.8
8300 |  | 2032.9 | 87.8662 | 2032.9 | 2032.9 | 87.8662 | 2032.9 | 2032.9 | 87.8662 | 2032.9 | 72.5 | 13.24 | 2032.9 | 87.8662 | 2032.9
8301 |  | 1949.1 | 87.6623 | 1949.1 | 1949.1 | 87.6623 | 1949.1 | 1949.1 | 87.6623 | 1949.1 | 72.2 | 8.88 | 1949.1 | 87.6623 | 1949.1
8302 |  | 1838.7 | 90.426 | 1838.7 | 1838.7 | 90.426 | 1838.7 | 1838.7 | 90.426 | 1838.7 | 71.4 | 9.25 | 1838.7 | 90.426 | 1838.7
8303 |  | 1718.8 | 89.5585 | 1718.8 | 1718.8 | 89.5585 | 1718.8 | 1718.8 | 89.5585 | 1718.8 | 72.4 | 11.26 | 1718.8 | 89.5585 | 1718.8
8304 |  | 1715.7 | 89.3812 | 1715.7 | 1715.7 | 89.3812 | 1715.7 | 1715.7 | 89.3812 | 1715.7 | 72.6 | 13.27 | 1715.7 | 89.3812 | 1715.7
8305 |  | 1699.1 | 88.864 | 1699.1 | 1699.1 | 88.864 | 1699.1 | 1699.1 | 88.864 | 1699.1 | 72.6 | 8.59 | 1699.1 | 88.864 | 1699.1
8306 |  | 1694 | 88.3041 | 1694 | 1694 | 88.3041 | 1694 | 1694 | 88.3041 | 1694 | 73.2 | 8.7435 | 1694 | 88.3041 | 1694
8307 |  | 1648.6 | 89.2726 | 1648.6 | 1648.6 | 89.2726 | 1648.6 | 1648.6 | 89.2726 | 1648.6 | 73.1 | 8.8238 | 1648.6 | 89.2726 | 1648.6
8308 |  | 1649.8 | 87.5242 | 1649.8 | 1649.8 | 87.5242 | 1649.8 | 1649.8 | 87.5242 | 1649.8 | 72.9 | 9.3095 | 1649.8 | 87.5242 | 1649.8
8309 |  | 1657.3 | 88.6625 | 1657.3 | 1657.3 | 88.6625 | 1657.3 | 1657.3 | 88.6625 | 1657.3 | 72.9 | 9.4397 | 1657.3 | 88.6625 | 1657.3
8310 |  | 1735.2 | 88.0952 | 1735.2 | 1735.2 | 88.0952 | 1735.2 | 1735.2 | 88.0952 | 1735.2 | 72.2 | 8.6785 | 1735.2 | 88.0952 | 1735.2
8311 |  | 1584.8 | 91.5067 | 1584.8 | 1584.8 | 91.5067 | 1584.8 | 1584.8 | 91.5067 | 1584.8 | 71.5 | 8.6055 | 1584.8 | 91.5067 | 1584.8
8312 |  | 1626.2 | 75.6812 | 1626.2 | 1626.2 | 75.6812 | 1626.2 | 1626.2 | 75.6812 | 1626.2 | 72.5 | 8.979 | 1626.2 | 75.6812 | 1626.2
8313 |  | 1533.2 | 70.0493 | 1533.2 | 1533.2 | 70.0493 | 1533.2 | 1533.2 | 70.0493 | 1533.2 | 70.5 | 9.592 | 1533.2 | 70.0493 | 1533.2
8314 |  | 1627.8 | 61.5958 | 1627.8 | 1627.8 | 61.5958 | 1627.8 | 1627.8 | 61.5958 | 1627.8 | 71.8 | 9.8325 | 1627.8 | 61.5958 | 1627.8
8315 |  | 1614.2 | 59.026 | 1614.2 | 1614.2 | 59.026 | 1614.2 | 1614.2 | 59.026 | 1614.2 | 72.4 | 10.12 | 1614.2 | 59.026 | 1614.2
8316 |  | 1612.6 | 59.1797 | 1612.6 | 1612.6 | 59.1797 | 1612.6 | 1612.6 | 59.1797 | 1612.6 | 72.7 | 12.845 | 1612.6 | 59.1797 | 1612.6
8317 |  | 1576.4 | 57.0628 | 1576.4 | 1576.4 | 57.0628 | 1576.4 | 1576.4 | 57.0628 | 1576.4 | 72.5 | 12.44 | 1576.4 | 57.0628 | 1576.4
8318 |  | 1651.5 | 57.338 | 1651.5 | 1651.5 | 57.338 | 1651.5 | 1651.5 | 57.338 | 1651.5 | 72.3 | 11.3458 | 1651.5 | 57.338 | 1651.5
8319 |  | 1664.4 | 46.431 | 1664.4 | 1664.4 | 92.7548 | 1664.4 | 1664.4 | 46.431 | 1664.4 | 72.6 | 11.845 | 1664.4 | 46.431 | 1664.4
8320 |  | 1683.5 | 55.9148 | 1683.5 | 1683.5 | 86.6331 | 1683.5 | 1683.5 | 55.9148 | 1683.5 | 72.6 | 11.99 | 1683.5 | 55.9148 | 1683.5
8321 |  | 1675 | 59.7125 | 1675 | 1675 | 59.7125 | 1675 | 1675 | 59.7125 | 1675 | 73.5 | 12.44 | 1675 | 59.7125 | 1675
8322 |  | 1785.1 | 59.4528 | 1785.1 | 1785.1 | 59.4528 | 1785.1 | 1785.1 | 59.4528 | 1785.1 | 72.1 | 12.485 | 1785.1 | 59.4528 | 1785.1
8323 |  | 1966.2 | 62.0832 | 1966.2 | 1966.2 | 62.0832 | 1966.2 | 1966.2 | 62.0832 | 1966.2 | 73.2 | 12.2725 | 1966.2 | 62.0832 | 1966.2
8324 |  | 1920.5 | 60.6805 | 1920.5 | 1920.5 | 60.6805 | 1920.5 | 1920.5 | 60.6805 | 1920.5 | 71.9 | 12.74 | 1920.5 | 60.6805 | 1920.5
8325 |  | 1941.9 | 82.4477 | 1941.9 | 1941.9 | 82.4477 | 1941.9 | 1941.9 | 82.4477 | 1941.9 | 73 | 9.9533 | 1941.9 | 82.4477 | 1941.9
8326 |  | 1870 | 74.0393 | 1870 | 1870 | 74.0393 | 1870 | 1870 | 74.0393 | 1870 | 73.1 | 11.31 | 1870 | 74.0393 | 1870
8327 |  | 1806.4 | 82.3518 | 1806.4 | 1806.4 | 82.3518 | 1806.4 | 1806.4 | 82.3518 | 1806.4 | 71.5 | 10.2587 | 1806.4 | 82.3518 | 1806.4
8328 |  | 1747.7 | 77.4692 | 1747.7 | 1747.7 | 77.4692 | 1747.7 | 1747.7 | 77.4692 | 1747.7 | 73 | 9.2075 | 1747.7 | 77.4692 | 1747.7
8329 |  | 1701 | 82.5288 | 1701 | 1701 | 82.5288 | 1701 | 1701 | 82.5288 | 1701 | 72.8 | 8.4 | 1701 | 82.5288 | 1701
8330 |  | 1662.2 | 81.6673 | 1662.2 | 1662.2 | 81.6673 | 1662.2 | 1662.2 | 81.6673 | 1662.2 | 73.4 | 9.094 | 1662.2 | 81.6673 | 1662.2
8331 |  | 1668.5 | 81.5144 | 1668.5 | 1668.5 | 81.5144 | 1668.5 | 1668.5 | 81.5144 | 1668.5 | 73.2 | 8.99 | 1668.5 | 81.5144 | 1668.5
8332 |  | 1625.8 | 76.889 | 1625.8 | 1625.8 | 76.889 | 1625.8 | 1625.8 | 76.889 | 1625.8 | 72.5 | 8.992 | 1625.8 | 76.889 | 1625.8
8333 |  | 1701.8 | 82.0932 | 1701.8 | 1701.8 | 82.0932 | 1701.8 | 1701.8 | 82.0932 | 1701.8 | 72.7 | 9.2358 | 1701.8 | 82.0932 | 1701.8
8334 |  | 1687.2 | 78.2425 | 1687.2 | 1687.2 | 78.2425 | 1687.2 | 1687.2 | 78.2425 | 1687.2 | 73.2 | 8.696 | 1687.2 | 78.2425 | 1687.2
8335 |  | 1628.9 | 80.2096 | 1628.9 | 1628.9 | 80.2096 | 1628.9 | 1628.9 | 80.2096 | 1628.9 | 71.6 | 8.902 | 1628.9 | 80.2096 | 1628.9
8336 |  | 1525.4 | 81.6262 | 1525.4 | 1525.4 | 81.6262 | 1525.4 | 1525.4 | 81.6262 | 1525.4 | 72.5 | 9.466 | 1525.4 | 81.6262 | 1525.4
8337 |  | 1682.6 | 82.905 | 1682.6 | 1682.6 | 82.905 | 1682.6 | 1682.6 | 82.905 | 1682.6 | 72.2 | 9.858 | 1682.6 | 82.905 | 1682.6
8338 |  | 1653.5 | 83.035 | 1653.5 | 1653.5 | 83.035 | 1653.5 | 1653.5 | 83.035 | 1653.5 | 72.4 | 8.845 | 1653.5 | 83.035 | 1653.5
8339 |  | 1659 | 88.2121 | 1659 | 1659 | 88.2121 | 1659 | 1659 | 88.2121 | 1659 | 71.4 | 8.89 | 1659 | 88.2121 | 1659
8340 |  | 1654.1 | 94.6205 | 1654.1 | 1654.1 | 94.6205 | 1654.1 | 1654.1 | 94.6205 | 1654.1 | 70.3 | 13.71 | 1654.1 | 94.6205 | 1654.1
8341 |  | 1680.2 | 89.9978 | 1680.2 | 1680.2 | 89.9978 | 1680.2 | 1680.2 | 89.9978 | 1680.2 | 70.8 | 12.92 | 1680.2 | 89.9978 | 1680.2
8342 |  | 1620.9 | 90.4675 | 1620.9 | 1620.9 | 90.4675 | 1620.9 | 1620.9 | 90.4675 | 1620.9 | 71.7 | 10.5879 | 1620.9 | 90.4675 | 1620.9
8343 |  | 1707.7 | 92.5788 | 1707.7 | 1707.7 | 92.5788 | 1707.7 | 1707.7 | 92.5788 | 1707.7 | 73.3 | 11.1325 | 1707.7 | 92.5788 | 1707.7
8344 |  | 1673.9 | 89.0301 | 1673.9 | 1673.9 | 89.0301 | 1673.9 | 1673.9 | 89.0301 | 1673.9 | 72.4 | 13.46 | 1673.9 | 89.0301 | 1673.9
8345 |  | 1708.9 | 88.4636 | 1708.9 | 1708.9 | 88.4636 | 1708.9 | 1708.9 | 88.4636 | 1708.9 | 73.4 | 13.72 | 1708.9 | 88.4636 | 1708.9
8346 |  | 1873.9 | 91.966 | 1873.9 | 1873.9 | 91.966 | 1873.9 | 1873.9 | 91.966 | 1873.9 | 70.1 | 12.73 | 1873.9 | 91.966 | 1873.9
8347 |  | 2005.8 | 96.1911 | 2005.8 | 2005.8 | 96.1911 | 2005.8 | 2005.8 | 96.1911 | 2005.8 | 71.7 | 12.7112 | 2005.8 | 96.1911 | 2005.8
8348 |  | 2038.5 | 93.8089 | 2038.5 | 2038.5 | 93.8089 | 2038.5 | 2038.5 | 93.8089 | 2038.5 | 71.5 | 12.24 | 2038.5 | 93.8089 | 2038.5
8349 |  | 2037 | 91.1122 | 2037 | 2037 | 91.1122 | 2037 | 2037 | 91.1122 | 2037 | 71.8 | 9.7567 | 2037 | 91.1122 | 2037
8350 |  | 1930.6 | 92.4136 | 1930.6 | 1930.6 | 92.4136 | 1930.6 | 1930.6 | 92.4136 | 1930.6 | 72.7 | 13.37 | 1930.6 | 92.4136 | 1930.6
8351 |  | 1818.9 | 92.6029 | 1818.9 | 1818.9 | 92.6029 | 1818.9 | 1818.9 | 92.6029 | 1818.9 | 71.9 | 9.5994 | 1818.9 | 92.6029 | 1818.9
8352 |  | 1758.6 | 93.2419 | 1758.6 | 1758.6 | 93.2419 | 1758.6 | 1758.6 | 93.2419 | 1758.6 | 71.3 | 9.0188 | 1758.6 | 93.2419 | 1758.6
8353 |  | 1746.4 | 95.4173 | 1746.4 | 1746.4 | 95.4173 | 1746.4 | 1746.4 | 95.4173 | 1746.4 | 72 | 8.85 | 1746.4 | 95.4173 | 1746.4
8354 |  | 1692.4 | 96.5699 | 1692.4 | 1692.4 | 96.5699 | 1692.4 | 1692.4 | 96.5699 | 1692.4 | 71.2 | 8.81 | 1692.4 | 96.5699 | 1692.4
8355 |  | 1667.6 | 93.7176 | 1667.6 | 1667.6 | 93.7176 | 1667.6 | 1667.6 | 93.7176 | 1667.6 | 71.6 | 9.075 | 1667.6 | 93.7176 | 1667.6
8356 |  | 1670.8 | 91.6811 | 1670.8 | 1670.8 | 91.6811 | 1670.8 | 1670.8 | 91.6811 | 1670.8 | 72.1 | 8.901 | 1670.8 | 91.6811 | 1670.8
8357 |  | 1677.9 | 90.605 | 1677.9 | 1677.9 | 90.605 | 1677.9 | 1677.9 | 90.605 | 1677.9 | 72.1 | 9.0079 | 1677.9 | 90.605 | 1677.9
8358 |  | 1661.3 | 87.6019 | 1661.3 | 1661.3 | 87.6019 | 1661.3 | 1661.3 | 87.6019 | 1661.3 | 72.6 | 8.788 | 1661.3 | 87.6019 | 1661.3
8359 |  | 1575.57 | 87.7197 | 1575.57 | 1575.57 | 87.7197 | 1575.57 | 1575.57 | 87.7197 | 1575.57 | 71.8 | 8.69 | 1575.57 | 87.7197 | 1575.57
8360 |  | 1599.6 | 89.3892 | 1599.6 | 1599.6 | 89.3892 | 1599.6 | 1599.6 | 89.3892 | 1599.6 | 71.9 | 8.9 | 1599.6 | 89.3892 | 1599.6
8361 |  | 1563.1 | 86.9561 | 1563.1 | 1563.1 | 86.9561 | 1563.1 | 1563.1 | 86.9561 | 1563.1 | 71.4 | 9.43 | 1563.1 | 86.9561 | 1563.1
8362 |  | 1630.7 | 87.0888 | 1630.7 | 1630.7 | 87.0888 | 1630.7 | 1630.7 | 87.0888 | 1630.7 | 70.6 | 10.54 | 1630.7 | 87.0888 | 1630.7
8363 |  | 1691.7 | 91.9432 | 1691.7 | 1691.7 | 91.9432 | 1691.7 | 1691.7 | 91.9432 | 1691.7 | 71.8 | 9.63 | 1691.7 | 91.9432 | 1691.7
8364 |  | 1672.6 | 87.5511 | 1672.6 | 1672.6 | 87.5511 | 1672.6 | 1672.6 | 87.5511 | 1672.6 | 71.1 | 10.45 | 1672.6 | 87.5511 | 1672.6
8365 |  | 1667.3 | 83.9646 | 1667.3 | 1667.3 | 83.9646 | 1667.3 | 1667.3 | 83.9646 | 1667.3 | 69.1 | 9.8 | 1667.3 | 83.9646 | 1667.3
8366 |  | 1692.1 | 82.215 | 1692.1 | 1692.1 | 82.215 | 1692.1 | 1692.1 | 82.215 | 1692.1 | 69.6 | 9.83 | 1692.1 | 82.215 | 1692.1
8367 |  | 1755 | 83.3003 | 1755 | 1755 | 83.3003 | 1755 | 1755 | 83.3003 | 1755 | 72 | 10.42 | 1755 | 83.3003 | 1755
8368 |  | 1716.7 | 81.5336 | 1716.7 | 1716.7 | 81.5336 | 1716.7 | 1716.7 | 81.5336 | 1716.7 | 71.3 | 10.34 | 1716.7 | 81.5336 | 1716.7
8369 |  | 1658.1 | 82.0607 | 1658.1 | 1658.1 | 82.0607 | 1658.1 | 1658.1 | 82.0607 | 1658.1 | 71.5 | 10.49 | 1658.1 | 82.0607 | 1658.1
8370 |  | 1796.9 | 79.9055 | 1796.9 | 1796.9 | 79.9055 | 1796.9 | 1796.9 | 79.9055 | 1796.9 | 72.5 | 14.01 | 1796.9 | 79.9055 | 1796.9
8371 |  | 1933.3 | 87.0171 | 1933.3 | 1933.3 | 87.0171 | 1933.3 | 1933.3 | 87.0171 | 1933.3 | 71.3 | 13.15 | 1933.3 | 87.0171 | 1933.3
8372 |  | 1942.6 | 89.7153 | 1942.6 | 1942.6 | 89.7153 | 1942.6 | 1942.6 | 89.7153 | 1942.6 | 72.3 | 13.59 | 1942.6 | 89.7153 | 1942.6
8373 |  | 1979 | 89.5664 | 1979 | 1979 | 89.5664 | 1979 | 1979 | 89.5664 | 1979 | 72.3 | 9.56 | 1979 | 89.5664 | 1979
8374 |  | 1914.9 | 89.9804 | 1914.9 | 1914.9 | 89.9804 | 1914.9 | 1914.9 | 89.9804 | 1914.9 | 72 | 9.63 | 1914.9 | 89.9804 | 1914.9
8375 |  | 1820.6 | 91.4479 | 1820.6 | 1820.6 | 91.4479 | 1820.6 | 1820.6 | 91.4479 | 1820.6 | 73 | 8.94 | 1820.6 | 91.4479 | 1820.6
8376 |  | 1771.9 | 90.1649 | 1771.9 | 1771.9 | 90.1649 | 1771.9 | 1771.9 | 90.1649 | 1771.9 | 72.2 | 8.83 | 1771.9 | 90.1649 | 1771.9
8377 |  | 1706.7 | 89.5247 | 1706.7 | 1706.7 | 89.5247 | 1706.7 | 1706.7 | 89.5247 | 1706.7 | 73.1 | 8.71 | 1706.7 | 89.5247 | 1706.7
8378 |  | 1690.9 | 89.6985 | 1690.9 | 1690.9 | 89.6985 | 1690.9 | 1690.9 | 89.6985 | 1690.9 | 72.8 | 9.28 | 1690.9 | 89.6985 | 1690.9
8379 |  | 1658.5 | 89.2648 | 1658.5 | 1658.5 | 89.2648 | 1658.5 | 1658.5 | 89.2648 | 1658.5 | 71.7 | 9.16 | 1658.5 | 89.2648 | 1658.5
8380 |  | 1614.7 | 90.4588 | 1614.7 | 1614.7 | 90.4588 | 1614.7 | 1614.7 | 90.4588 | 1614.7 | 72 | 8.81 | 1614.7 | 90.4588 | 1614.7
8381 |  | 1637.8 | 90.6648 | 1637.8 | 1637.8 | 90.6648 | 1637.8 | 1637.8 | 90.6648 | 1637.8 | 72.4 | 8.78 | 1637.8 | 90.6648 | 1637.8
8382 |  | 1535.7 | 90.6329 | 1535.7 | 1535.7 | 90.6329 | 1535.7 | 1535.7 | 90.6329 | 1535.7 | 71 | 8.88 | 1535.7 | 90.6329 | 1535.7
8383 |  | 1518.1 | 92.0634 | 1518.1 | 1518.1 | 92.0634 | 1518.1 | 1518.1 | 92.0634 | 1518.1 | 71.9 | 8.58 | 1518.1 | 92.0634 | 1518.1
8384 |  | 1623.2 | 92.8574 | 1623.2 | 1623.2 | 92.8574 | 1623.2 | 1623.2 | 92.8574 | 1623.2 | 72.1 | 9.48 | 1623.2 | 92.8574 | 1623.2
8385 |  | 1671.3 | 91.1882 | 1671.3 | 1671.3 | 91.1882 | 1671.3 | 1671.3 | 91.1882 | 1671.3 | 72.2 | 10.25 | 1671.3 | 91.1882 | 1671.3
8386 |  | 1678.4 | 91.1777 | 1678.4 | 1678.4 | 91.1777 | 1678.4 | 1678.4 | 91.1777 | 1678.4 | 71.9 | 10.02 | 1678.4 | 91.1777 | 1678.4
8387 |  | 1699 | 94.0605 | 1699 | 1699 | 94.0605 | 1699 | 1699 | 94.0605 | 1699 | 71.6 | 10.71 | 1699 | 94.0605 | 1699
8388 |  | 1626.6 | 99.5411 | 1626.6 | 1626.6 | 99.5411 | 1626.6 | 1626.6 | 99.5411 | 1626.6 | 72.3 | 11.87 | 1626.6 | 99.5411 | 1626.6
8389 |  | 1719.1 | 100.0532 | 1719.1 | 1719.1 | 100.0532 | 1719.1 | 1719.1 | 100.0532 | 1719.1 | 71 | 11.92 | 1719.1 | 100.0532 | 1719.1
8390 |  | 1673.1 | 97.8645 | 1673.1 | 1673.1 | 97.8645 | 1673.1 | 1673.1 | 97.8645 | 1673.1 | 72.9 | 11.09 | 1673.1 | 97.8645 | 1673.1
8391 |  | 1734.7 | 97.7345 | 1734.7 | 1734.7 | 97.7345 | 1734.7 | 1734.7 | 97.7345 | 1734.7 | 71.3 | 15.08 | 1734.7 | 97.7345 | 1734.7
8392 |  | 1769.6 | 99.9224 | 1769.6 | 1769.6 | 99.9224 | 1769.6 | 1769.6 | 99.9224 | 1769.6 | 72.3 | 11.68 | 1769.6 | 99.9224 | 1769.6
8393 |  | 1763.7 | 95.9071 | 1763.7 | 1763.7 | 95.9071 | 1763.7 | 1763.7 | 95.9071 | 1763.7 | 72.7 | 14.91 | 1763.7 | 95.9071 | 1763.7
8394 |  | 1825.8 | 94.3752 | 1825.8 | 1825.8 | 94.3752 | 1825.8 | 1825.8 | 94.3752 | 1825.8 | 72.2 | 14.56 | 1825.8 | 94.3752 | 1825.8
8395 |  | 2016.6 | 96.4933 | 2016.6 | 2016.6 | 96.4933 | 2016.6 | 2016.6 | 96.4933 | 2016.6 | 72.2 | 13.28 | 2016.6 | 96.4933 | 2016.6
8396 |  | 2055.9 | 96.4562 | 2055.9 | 2055.9 | 96.4562 | 2055.9 | 2055.9 | 96.4562 | 2055.9 | 72.9 | 10.22 | 2055.9 | 96.4562 | 2055.9
8397 |  | 2056.2 | 96.4881 | 2056.2 | 2056.2 | 96.4881 | 2056.2 | 2056.2 | 96.4881 | 2056.2 | 71.6 | 9.96 | 2056.2 | 96.4881 | 2056.2
8398 |  | 2003.1 | 131.1696 | 2003.1 | 2003.1 | 131.1696 | 2003.1 | 2003.1 | 131.1696 | 2003.1 | 71.4 | 13.74 | 2003.1 | 131.1696 | 2003.1
8399 |  | 1920.6 | 123.564 | 1920.6 | 1920.6 | 123.564 | 1920.6 | 1920.6 | 123.564 | 1920.6 | 72.6 | 13.81 | 1920.6 | 123.564 | 1920.6
8400 |  | 1833.4 | 122.5999 | 1833.4 | 1833.4 | 122.5999 | 1833.4 | 1833.4 | 122.5999 | 1833.4 | 71.9 | 9.19 | 1833.4 | 122.5999 | 1833.4
8401 |  | 1675.1 | 123.0154 | 1675.1 | 1675.1 | 123.0154 | 1675.1 | 1675.1 | 123.0154 | 1675.1 | 72.7 | 9.96 | 1675.1 | 123.0154 | 1675.1
8402 |  | 1792.5 | 121.7224 | 1792.5 | 1792.5 | 121.7224 | 1792.5 | 1792.5 | 121.7224 | 1792.5 | 71.5 | 9.21 | 1792.5 | 121.7224 | 1792.5
8403 |  | 1704.4 | 123.2692 | 1704.4 | 1704.4 | 123.2692 | 1704.4 | 1704.4 | 123.2692 | 1704.4 | 72.6 | 9.48 | 1704.4 | 123.2692 | 1704.4
8404 |  | 1676.7 | 119.7989 | 1676.7 | 1676.7 | 119.7989 | 1676.7 | 1676.7 | 119.7989 | 1676.7 | 72.9 | 9.01 | 1676.7 | 119.7989 | 1676.7
8405 |  | 1657 | 116.435 | 1657 | 1657 | 116.435 | 1657 | 1657 | 116.435 | 1657 | 71.5 | 9.7 | 1657 | 116.435 | 1657
8406 |  | 1640 | 115.1932 | 1640 | 1640 | 115.1932 | 1640 | 1640 | 115.1932 | 1640 | 72.4 | 8.54 | 1640 | 115.1932 | 1640
8407 |  | 1487.9 | 113.3353 | 1487.9 | 1487.9 | 113.3353 | 1487.9 | 1487.9 | 113.3353 | 1487.9 | 71.7 | 8.65 | 1487.9 | 113.3353 | 1487.9
8408 |  | 1478.3 | 113.7202 | 1478.3 | 1478.3 | 113.7202 | 1478.3 | 1478.3 | 113.7202 | 1478.3 | 72.3 | 8.67 | 1478.3 | 113.7202 | 1478.3
8409 |  | 1519.8 | 90.1647 | 1519.8 | 1519.8 | 90.1647 | 1519.8 | 1519.8 | 90.1647 | 1519.8 | 71.9 | 9.26 | 1519.8 | 90.1647 | 1519.8
8410 |  | 1583.7 | 119.4881 | 1583.7 | 1583.7 | 119.4881 | 1583.7 | 1583.7 | 119.4881 | 1583.7 | 71.9 | 9.3 | 1583.7 | 119.4881 | 1583.7
8411 |  | 1563 | 118.3411 | 1563 | 1563 | 118.3411 | 1563 | 1563 | 118.3411 | 1563 | 71.6 | 9.51 | 1563 | 118.3411 | 1563
8412 |  | 1616.6 | 115.4889 | 1616.6 | 1616.6 | 115.4889 | 1616.6 | 1616.6 | 115.4889 | 1616.6 | 71.8 | 10.73 | 1616.6 | 115.4889 | 1616.6
8413 |  | 1614.5 | 113.2676 | 1614.5 | 1614.5 | 113.2676 | 1614.5 | 1614.5 | 113.2676 | 1614.5 | 72.3 | 10.58 | 1614.5 | 113.2676 | 1614.5
8414 |  | 1638.8 | 113.4617 | 1638.8 | 1638.8 | 113.4617 | 1638.8 | 1638.8 | 113.4617 | 1638.8 | 72.3 | 14.15 | 1638.8 | 113.4617 | 1638.8
8415 |  | 1629.7 | 116.8436 | 1629.7 | 1629.7 | 116.8436 | 1629.7 | 1629.7 | 116.8436 | 1629.7 | 71.3 | 14.49 | 1629.7 | 116.8436 | 1629.7
8416 |  | 1600.5 | 117.2389 | 1600.5 | 1600.5 | 117.2389 | 1600.5 | 1600.5 | 117.2389 | 1600.5 | 71.8 | 13.76 | 1600.5 | 117.2389 | 1600.5
8417 |  | 1651.3 | 117.9218 | 1651.3 | 1651.3 | 117.9218 | 1651.3 | 1651.3 | 117.9218 | 1651.3 | 71.9 | 13.71 | 1651.3 | 117.9218 | 1651.3
8418 |  | 1763.2 | 116.5893 | 1763.2 | 1763.2 | 116.5893 | 1763.2 | 1763.2 | 116.5893 | 1763.2 | 72.3 | 13.48 | 1763.2 | 116.5893 | 1763.2
8419 |  | 1926.3 | 118.1862 | 1926.3 | 1926.3 | 118.1862 | 1926.3 | 1926.3 | 118.1862 | 1926.3 | 68.2 | 13.08 | 1926.3 | 118.1862 | 1926.3
8420 |  | 1978.4 | 116.6752 | 1978.4 | 1978.4 | 116.6752 | 1978.4 | 1978.4 | 116.6752 | 1978.4 | 71.2 | 12.75 | 1978.4 | 116.6752 | 1978.4
8421 |  | 2003.1 | 117.8161 | 2003.1 | 2003.1 | 117.8161 | 2003.1 | 2003.1 | 117.8161 | 2003.1 | 70.6 | 9.35 | 2003.1 | 117.8161 | 2003.1
8422 |  | 1939.8 | 118.6784 | 1939.8 | 1939.8 | 118.6784 | 1939.8 | 1939.8 | 118.6784 | 1939.8 | 71.6 | 12.45 | 1939.8 | 118.6784 | 1939.8
8423 |  | 1874.9 | 118.3532 | 1874.9 | 1874.9 | 118.3532 | 1874.9 | 1874.9 | 118.3532 | 1874.9 | 72.1 | 9.27 | 1874.9 | 118.3532 | 1874.9
8424 |  | 1780.2 | 120.4049 | 1780.2 | 1780.2 | 120.4049 | 1780.2 | 1780.2 | 120.4049 | 1780.2 | 71.4 | 8.67 | 1780.2 | 120.4049 | 1780.2
8425 |  | 1728.3 | 120.9393 | 1728.3 | 1728.3 | 120.9393 | 1728.3 | 1728.3 | 120.9393 | 1728.3 | 71.2 | 8.52 | 1728.3 | 120.9393 | 1728.3
8426 |  | 1673.6 | 120.3484 | 1673.6 | 1673.6 | 120.3484 | 1673.6 | 1673.6 | 120.3484 | 1673.6 | 71.1 | 9.61 | 1673.6 | 120.3484 | 1673.6
8427 |  | 1658.1 | 117.9297 | 1658.1 | 1658.1 | 117.9297 | 1658.1 | 1658.1 | 117.9297 | 1658.1 | 71 | 9.26 | 1658.1 | 117.9297 | 1658.1
8428 |  | 1686.5 | 118.3045 | 1686.5 | 1686.5 | 118.3045 | 1686.5 | 1686.5 | 118.3045 | 1686.5 | 70.8 | 8.985 | 1686.5 | 118.3045 | 1686.5
8429 |  | 1689.9 | 119.4813 | 1689.9 | 1689.9 | 119.4813 | 1689.9 | 1689.9 | 119.4813 | 1689.9 | 70.8 | 9.13 | 1689.9 | 119.4813 | 1689.9
8430 |  | 1667.1 | 119.2892 | 1667.1 | 1667.1 | 119.2892 | 1667.1 | 1667.1 | 119.2892 | 1667.1 | 71 | 8.34 | 1667.1 | 119.2892 | 1667.1
8431 |  | 1557 | 119.2529 | 1557 | 1557 | 119.2529 | 1557 | 1557 | 119.2529 | 1557 | 70.4 | 7.47 | 1557 | 119.2529 | 1557
8432 |  | 1540.3 | 120.3787 | 1540.3 | 1540.3 | 120.3787 | 1540.3 | 1540.3 | 120.3787 | 1540.3 | 69.5 | 8.26 | 1540.3 | 120.3787 | 1540.3
8433 |  | 1534.5 | 119.6232 | 1534.5 | 1534.5 | 119.6232 | 1534.5 | 1534.5 | 119.6232 | 1534.5 | 71.1 | 7.98 | 1534.5 | 119.6232 | 1534.5
8434 |  | 1526.1 | 124.744 | 1526.1 | 1526.1 | 124.744 | 1526.1 | 1526.1 | 124.744 | 1526.1 | 70.9 | 8.24 | 1526.1 | 124.744 | 1526.1
8435 |  | 1465.4 | 128.0163 | 1465.4 | 1465.4 | 128.0163 | 1465.4 | 1465.4 | 128.0163 | 1465.4 | 71.1 | 8.38 | 1465.4 | 128.0163 | 1465.4
8436 |  | 1507.2 | 126.0277 | 1507.2 | 1507.2 | 126.0277 | 1507.2 | 1507.2 | 126.0277 | 1507.2 | 71.9 | 8.28 | 1507.2 | 126.0277 | 1507.2
8437 |  | 1506.5 | 121.7766 | 1506.5 | 1506.5 | 121.7766 | 1506.5 | 1506.5 | 121.7766 | 1506.5 | 71.3 | 8.39 | 1506.5 | 121.7766 | 1506.5
8438 |  | 1545.3 | 122.5294 | 1545.3 | 1545.3 | 122.5294 | 1545.3 | 1545.3 | 122.5294 | 1545.3 | 71.6 | 8.34 | 1545.3 | 122.5294 | 1545.3
8439 |  | 1550 | 125.1371 | 1550 | 1550 | 125.1371 | 1550 | 1550 | 125.1371 | 1550 | 71.5 | 7.98 | 1550 | 125.1371 | 1550
8440 |  | 1540.3 | 125.9438 | 1540.3 | 1540.3 | 125.9438 | 1540.3 | 1540.3 | 125.9438 | 1540.3 | 71.3 | 8.12 | 1540.3 | 125.9438 | 1540.3
8441 |  | 1501.8 | 132.4201 | 1501.8 | 1501.8 | 132.4201 | 1501.8 | 1501.8 | 132.4201 | 1501.8 | 71.8 | 7.44 | 1501.8 | 132.4201 | 1501.8
8442 |  | 1693.2 | 128.8587 | 1693.2 | 1693.2 | 128.8587 | 1693.2 | 1693.2 | 128.8587 | 1693.2 | 71.8 | 8.2 | 1693.2 | 128.8587 | 1693.2
8443 |  | 1861.5 | 134.0713 | 1861.5 | 1861.5 | 134.0713 | 1861.5 | 1861.5 | 134.0713 | 1861.5 | 70.3 | 8.3 | 1861.5 | 134.0713 | 1861.5
8444 |  | 1929.4 | 124.3245 | 1929.4 | 1929.4 | 124.3245 | 1929.4 | 1929.4 | 124.3245 | 1929.4 | 71.4 | 8.94 | 1929.4 | 124.3245 | 1929.4
8445 |  | 1902.9 | 126.2689 | 1902.9 | 1902.9 | 126.2689 | 1902.9 | 1902.9 | 126.2689 | 1902.9 | 71.7 | 8.74 | 1902.9 | 126.2689 | 1902.9
8446 |  | 1763.1 | 126.1366 | 1763.1 | 1763.1 | 126.1366 | 1763.1 | 1763.1 | 126.1366 | 1763.1 | 72.3 | 9.5 | 1763.1 | 126.1366 | 1763.1
8447 |  | 1698.4 | 126.0948 | 1698.4 | 1698.4 | 126.0948 | 1698.4 | 1698.4 | 126.0948 | 1698.4 | 72.3 | 8.61 | 1698.4 | 126.0948 | 1698.4
8448 |  | 1638.8 | 124.8568 | 1638.8 | 1638.8 | 124.8568 | 1638.8 | 1638.8 | 124.8568 | 1638.8 | 71.7 | 9.6545 | 1638.8 | 124.8568 | 1638.8
8449 |  | 1641.8 | 126.2584 | 1641.8 | 1641.8 | 126.2584 | 1641.8 | 1641.8 | 126.2584 | 1641.8 | 71.3 | 11.1967 | 1641.8 | 126.2584 | 1641.8
8450 |  | 1614.2 | 124.67 | 1614.2 | 1614.2 | 124.67 | 1614.2 | 1614.2 | 124.67 | 1614.2 | 71.4 | 10.01 | 1614.2 | 124.67 | 1614.2
8451 |  | 1580.6 | 125.0383 | 1580.6 | 1580.6 | 125.0383 | 1580.6 | 1580.6 | 125.0383 | 1580.6 | 71.1 | 9.04 | 1580.6 | 125.0383 | 1580.6
8452 |  | 1567.5 | 124.5841 | 1567.5 | 1567.5 | 124.5841 | 1567.5 | 1567.5 | 124.5841 | 1567.5 | 71.6 | 8.96 | 1567.5 | 124.5841 | 1567.5
8453 |  | 1585.5 | 124.4659 | 1585.5 | 1585.5 | 124.4659 | 1585.5 | 1585.5 | 124.4659 | 1585.5 | 71.7 | 8.56 | 1585.5 | 124.4659 | 1585.5
8454 |  | 1618.3 | 122.7255 | 1618.3 | 1618.3 | 122.7255 | 1618.3 | 1618.3 | 122.7255 | 1618.3 | 72.3 | 8.14 | 1618.3 | 122.7255 | 1618.3
8455 |  | 1545.2 | 123.0698 | 1545.2 | 1545.2 | 123.0698 | 1545.2 | 1545.2 | 123.0698 | 1545.2 | 72.2 | 9.9324 | 1545.2 | 123.0698 | 1545.2
8456 |  | 1580.7 | 126.8399 | 1580.7 | 1580.7 | 126.8399 | 1580.7 | 1580.7 | 126.8399 | 1580.7 | 71.9 | 9.3259 | 1580.7 | 126.8399 | 1580.7
8457 |  | 1663.5 | 129.5766 | 1663.5 | 1663.5 | 129.5766 | 1663.5 | 1663.5 | 129.5766 | 1663.5 | 72.2 | 11.2301 | 1663.5 | 129.5766 | 1663.5
8458 |  | 1650.8 | 127.2323 | 1650.8 | 1650.8 | 127.2323 | 1650.8 | 1650.8 | 127.2323 | 1650.8 | 72.5 | 11.3944 | 1650.8 | 127.2323 | 1650.8
8459 |  | 1636.2 | 121.2787 | 1636.2 | 1636.2 | 121.2787 | 1636.2 | 1636.2 | 121.2787 | 1636.2 | 72.2 | 11.5156 | 1636.2 | 121.2787 | 1636.2
8460 |  | 1678.7 | 97.3893 | 1678.7 | 1678.7 | 97.3893 | 1678.7 | 1678.7 | 97.3893 | 1678.7 | 71.9 | 13.1663 | 1678.7 | 97.3893 | 1678.7
8461 |  | 1666.5 | 111.7763 | 1666.5 | 1666.5 | 111.7763 | 1666.5 | 1666.5 | 111.7763 | 1666.5 | 72.1 | 12.3675 | 1666.5 | 111.7763 | 1666.5
8462 |  | 1700 | 121.426 | 1700 | 1700 | 121.426 | 1700 | 1700 | 121.426 | 1700 | 72.1 | 12.0414 | 1700 | 121.426 | 1700
8463 |  | 1712.1 | 123.8253 | 1712.1 | 1712.1 | 123.8253 | 1712.1 | 1712.1 | 123.8253 | 1712.1 | 71.5 | 12.7463 | 1712.1 | 123.8253 | 1712.1
8464 |  | 1717.1 | 112.5764 | 1717.1 | 1717.1 | 112.5764 | 1717.1 | 1717.1 | 112.5764 | 1717.1 | 71.7 | 12.8531 | 1717.1 | 112.5764 | 1717.1
8465 |  | 1728.6 | 110.9815 | 1728.6 | 1728.6 | 110.9815 | 1728.6 | 1728.6 | 110.9815 | 1728.6 | 72.3 | 11.6044 | 1728.6 | 110.9815 | 1728.6
8466 |  | 1780.5 | 107.5927 | 1780.5 | 1780.5 | 107.5927 | 1780.5 | 1780.5 | 107.5927 | 1780.5 | 71.1 | 13.4744 | 1780.5 | 107.5927 | 1780.5
8467 |  | 1973.7 | 108.1216 | 1973.7 | 1973.7 | 108.1216 | 1973.7 | 1973.7 | 108.1216 | 1973.7 | 72.1 | 13.4472 | 1973.7 | 108.1216 | 1973.7
8468 |  | 2034.1 | 112.8946 | 2034.1 | 2034.1 | 112.8946 | 2034.1 | 2034.1 | 112.8946 | 2034.1 | 72.5 | 13.1206 | 2034.1 | 112.8946 | 2034.1
8469 |  | 2021.6 | 112.5374 | 2021.6 | 2021.6 | 112.5374 | 2021.6 | 2021.6 | 112.5374 | 2021.6 | 72.2 | 11.071 | 2021.6 | 112.5374 | 2021.6
8470 |  | 2014.4 | 109.5906 | 2014.4 | 2014.4 | 109.5906 | 2014.4 | 2014.4 | 109.5906 | 2014.4 | 71.4 | 12.3381 | 2014.4 | 109.5906 | 2014.4
8471 |  | 1844.6 | 109.7467 | 1844.6 | 1844.6 | 109.7467 | 1844.6 | 1844.6 | 109.7467 | 1844.6 | 72.4 | 11.128 | 1844.6 | 109.7467 | 1844.6
8472 |  | 1792.7 | 102.9293 | 1792.7 | 1792.7 | 102.9293 | 1792.7 | 1792.7 | 102.9293 | 1792.7 | 72.6 | 10.6391 | 1792.7 | 102.9293 | 1792.7
8473 |  | 1757.8 | 101.0618 | 1757.8 | 1757.8 | 101.0618 | 1757.8 | 1757.8 | 101.0618 | 1757.8 | 72.6 | 11.5633 | 1757.8 | 101.0618 | 1757.8
8474 |  | 1711.3 | 102.1242 | 1711.3 | 1711.3 | 102.1242 | 1711.3 | 1711.3 | 102.1242 | 1711.3 | 73.2 | 10.055 | 1711.3 | 102.1242 | 1711.3
8475 |  | 1665.4 | 99.7898 | 1665.4 | 1665.4 | 99.7898 | 1665.4 | 1665.4 | 99.7898 | 1665.4 | 73.1 | 9.4188 | 1665.4 | 99.7898 | 1665.4
8476 |  | 1647 | 105.0966 | 1647 | 1647 | 105.0966 | 1647 | 1647 | 105.0966 | 1647 | 72.9 | 9.8902 | 1647 | 105.0966 | 1647
8477 |  | 1661.3 | 105.8662 | 1661.3 | 1661.3 | 105.8662 | 1661.3 | 1661.3 | 105.8662 | 1661.3 | 72.9 | 9.8495 | 1661.3 | 105.8662 | 1661.3
8478 |  | 1682.3 | 105.9804 | 1682.3 | 1682.3 | 105.9804 | 1682.3 | 1682.3 | 105.9804 | 1682.3 | 72.2 | 10.232 | 1682.3 | 105.9804 | 1682.3
8479 |  | 1586.9 | 110.2078 | 1586.9 | 1586.9 | 110.2078 | 1586.9 | 1586.9 | 110.2078 | 1586.9 | 71.5 | 9.7375 | 1586.9 | 110.2078 | 1586.9
8480 |  | 1607.3 | 111.5187 | 1607.3 | 1607.3 | 111.5187 | 1607.3 | 1607.3 | 111.5187 | 1607.3 | 72.5 | 9.4975 | 1607.3 | 111.5187 | 1607.3
8481 |  | 1731.3 | 112.1398 | 1731.3 | 1731.3 | 112.1398 | 1731.3 | 1731.3 | 112.1398 | 1731.3 | 70.5 | 11.1425 | 1731.3 | 112.1398 | 1731.3
8482 |  | 1654.2 | 108.9335 | 1654.2 | 1654.2 | 108.9335 | 1654.2 | 1654.2 | 108.9335 | 1654.2 | 71.8 | 11.5225 | 1654.2 | 108.9335 | 1654.2
8483 |  | 1681.8 | 112.4793 | 1681.8 | 1681.8 | 112.4793 | 1681.8 | 1681.8 | 112.4793 | 1681.8 | 72.4 | 11.9125 | 1681.8 | 112.4793 | 1681.8
8484 |  | 1666 | 103.5138 | 1666 | 1666 | 103.5138 | 1666 | 1666 | 103.5138 | 1666 | 72.7 | 12.345 | 1666 | 103.5138 | 1666
8485 |  | 1643.6 | 105.362 | 1643.6 | 1643.6 | 105.362 | 1643.6 | 1643.6 | 105.362 | 1643.6 | 72.5 | 11.72 | 1643.6 | 105.362 | 1643.6
8486 |  | 1681.2 | 102.7773 | 1681.2 | 1681.2 | 102.7773 | 1681.2 | 1681.2 | 102.7773 | 1681.2 | 72.3 | 12.7075 | 1681.2 | 102.7773 | 1681.2
8487 |  | 1635.6 | 107.1101 | 1635.6 | 1635.6 | 107.1101 | 1635.6 | 1635.6 | 107.1101 | 1635.6 | 72.6 | 14.0525 | 1635.6 | 107.1101 | 1635.6
8488 |  | 1767.7 | 103.9399 | 1767.7 | 1767.7 | 103.9399 | 1767.7 | 1767.7 | 103.9399 | 1767.7 | 72.6 | 12.8925 | 1767.7 | 103.9399 | 1767.7
8489 |  | 1770 | 107.0135 | 1770 | 1770 | 107.0135 | 1770 | 1770 | 107.0135 | 1770 | 73.5 | 11.0875 | 1770 | 107.0135 | 1770
8490 |  | 1821 | 98.2959 | 1821 | 1821 | 98.2959 | 1821 | 1821 | 98.2959 | 1821 | 72.1 | 12.6175 | 1821 | 98.2959 | 1821
8491 |  | 1999.7 | 103.1007 | 1999.7 | 1999.7 | 103.1007 | 1999.7 | 1999.7 | 103.1007 | 1999.7 | 73.2 | 13.1175 | 1999.7 | 103.1007 | 1999.7
8492 |  | 2059.1 | 106.927 | 2059.1 | 2059.1 | 106.927 | 2059.1 | 2059.1 | 106.927 | 2059.1 | 71.9 | 12.3725 | 2059.1 | 106.927 | 2059.1
8493 |  | 2045.9 | 109.3888 | 2045.9 | 2045.9 | 109.3888 | 2045.9 | 2045.9 | 109.3888 | 2045.9 | 73 | 11.1475 | 2045.9 | 109.3888 | 2045.9
8494 |  | 1962.9 | 111.3828 | 1962.9 | 1962.9 | 111.3828 | 1962.9 | 1962.9 | 111.3828 | 1962.9 | 73.1 | 11.7825 | 1962.9 | 111.3828 | 1962.9
8495 |  | 1862.8 | 110.0966 | 1862.8 | 1862.8 | 110.0966 | 1862.8 | 1862.8 | 110.0966 | 1862.8 | 71.5 | 11.5825 | 1862.8 | 110.0966 | 1862.8
8496 |  | 1804.6 | 111.2381 | 1804.6 | 1804.6 | 111.2381 | 1804.6 | 1804.6 | 111.2381 | 1804.6 | 73 | 10.4375 | 1804.6 | 111.2381 | 1804.6
8497 |  | 1746.8 | 130.7748 | 1746.8 | 1746.8 | 130.7748 | 1746.8 | 1746.8 | 130.7748 | 1746.8 | 72.8 | 11.93 | 1746.8 | 130.7748 | 1746.8
8498 |  | 1754 | 131.5589 | 1754 | 1754 | 131.5589 | 1754 | 1754 | 131.5589 | 1754 | 73.4 | 11.87 | 1754 | 131.5589 | 1754
8499 |  | 1679.3 | 131.2706 | 1679.3 | 1679.3 | 131.2706 | 1679.3 | 1679.3 | 131.2706 | 1679.3 | 73.2 | 9.52 | 1679.3 | 131.2706 | 1679.3
8500 |  | 1652.5 | 133.5051 | 1652.5 | 1652.5 | 133.5051 | 1652.5 | 1652.5 | 133.5051 | 1652.5 | 72.5 | 12.08 | 1652.5 | 133.5051 | 1652.5
8501 |  | 1698.3 | 129.6603 | 1698.3 | 1698.3 | 129.6603 | 1698.3 | 1698.3 | 129.6603 | 1698.3 | 72.7 | 12.29 | 1698.3 | 129.6603 | 1698.3
8502 |  | 1704.1 | 132.8881 | 1704.1 | 1704.1 | 132.8881 | 1704.1 | 1704.1 | 132.8881 | 1704.1 | 73.2 | 12.48 | 1704.1 | 132.8881 | 1704.1
8503 |  | 1582.9 | 133.9757 | 1582.9 | 1582.9 | 133.9757 | 1582.9 | 1582.9 | 133.9757 | 1582.9 | 71.6 | 12.4 | 1582.9 | 133.9757 | 1582.9
8504 |  | 1605.5 | 132.2295 | 1605.5 | 1605.5 | 132.2295 | 1605.5 | 1605.5 | 132.2295 | 1605.5 | 72.5 | 9.44 | 1605.5 | 132.2295 | 1605.5
8505 |  | 1705.8 | 131.6432 | 1705.8 | 1705.8 | 131.6432 | 1705.8 | 1705.8 | 131.6432 | 1705.8 | 72.2 | 14.49 | 1705.8 | 131.6432 | 1705.8
8506 |  | 1731.8 | 131.3404 | 1731.8 | 1731.8 | 131.3404 | 1731.8 | 1731.8 | 131.3404 | 1731.8 | 72.4 | 14.67 | 1731.8 | 131.3404 | 1731.8
8507 |  | 1745.7 | 103.2367 | 1745.7 | 1745.7 | 103.2367 | 1745.7 | 1745.7 | 103.2367 | 1745.7 | 71.4 | 15.63 | 1745.7 | 103.2367 | 1745.7
8508 |  | 1748.3 | 104.3225 | 1748.3 | 1748.3 | 104.3225 | 1748.3 | 1748.3 | 104.3225 | 1748.3 | 70.3 | 16.16 | 1748.3 | 104.3225 | 1748.3
8509 |  | 1784 | 104.5069 | 1784 | 1784 | 104.5069 | 1784 | 1784 | 104.5069 | 1784 | 70.8 | 15.03 | 1784 | 104.5069 | 1784
8510 |  | 1780.4 | 107.6598 | 1780.4 | 1780.4 | 107.6598 | 1780.4 | 1780.4 | 107.6598 | 1780.4 | 71.7 | 15.04 | 1780.4 | 107.6598 | 1780.4
8511 |  | 1816.5 | 108.2628 | 1816.5 | 1816.5 | 108.2628 | 1816.5 | 1816.5 | 108.2628 | 1816.5 | 73.3 | 15.38 | 1816.5 | 108.2628 | 1816.5
8512 |  | 1782.8 | 104.8653 | 1782.8 | 1782.8 | 104.8653 | 1782.8 | 1782.8 | 104.8653 | 1782.8 | 72.4 | 14.72 | 1782.8 | 104.8653 | 1782.8
8513 |  | 1791.9 | 112.8649 | 1791.9 | 1791.9 | 112.8649 | 1791.9 | 1791.9 | 112.8649 | 1791.9 | 73.4 | 11.12 | 1791.9 | 112.8649 | 1791.9
8514 |  | 1814.8 | 111.0044 | 1814.8 | 1814.8 | 111.0044 | 1814.8 | 1814.8 | 111.0044 | 1814.8 | 70.1 | 14.54 | 1814.8 | 111.0044 | 1814.8
8515 |  | 2035.4 | 111.9902 | 2035.4 | 2035.4 | 111.9902 | 2035.4 | 2035.4 | 111.9902 | 2035.4 | 71.7 | 14.81 | 2035.4 | 111.9902 | 2035.4
8516 |  | 2048.8 | 109.0377 | 2048.8 | 2048.8 | 109.0377 | 2048.8 | 2048.8 | 109.0377 | 2048.8 | 71.5 | 14.28 | 2048.8 | 109.0377 | 2048.8
8517 |  | 2052.4 | 109.0203 | 2052.4 | 2052.4 | 109.0203 | 2052.4 | 2052.4 | 109.0203 | 2052.4 | 71.8 | 13.82 | 2052.4 | 109.0203 | 2052.4
8518 |  | 2021.8 | 109.3275 | 2021.8 | 2021.8 | 109.3275 | 2021.8 | 2021.8 | 109.3275 | 2021.8 | 72.7 | 14.57 | 2021.8 | 109.3275 | 2021.8
8519 |  | 1941.5 | 108.4628 | 1941.5 | 1941.5 | 108.4628 | 1941.5 | 1941.5 | 108.4628 | 1941.5 | 71.9 | 14.39 | 1941.5 | 108.4628 | 1941.5
8520 |  | 1856.3 | 110.1975 | 1856.3 | 1856.3 | 110.1975 | 1856.3 | 1856.3 | 110.1975 | 1856.3 | 71.3 | 14.27 | 1856.3 | 110.1975 | 1856.3
8521 |  | 1793.3 | 128.8505 | 1793.3 | 1793.3 | 128.8505 | 1793.3 | 1793.3 | 128.8505 | 1793.3 | 72 | 14.64 | 1793.3 | 128.8505 | 1793.3
8522 |  | 1783.9 | 130.0829 | 1783.9 | 1783.9 | 130.0829 | 1783.9 | 1783.9 | 130.0829 | 1783.9 | 71.2 | 10.26 | 1783.9 | 130.0829 | 1783.9
8523 |  | 1741.2 | 128.2882 | 1741.2 | 1741.2 | 128.2882 | 1741.2 | 1741.2 | 128.2882 | 1741.2 | 71.6 | 9.92 | 1741.2 | 128.2882 | 1741.2
8524 |  | 1720.7 | 127.1456 | 1720.7 | 1720.7 | 127.1456 | 1720.7 | 1720.7 | 127.1456 | 1720.7 | 72.1 | 9.77 | 1720.7 | 127.1456 | 1720.7
8525 |  | 1747.9 | 110.6123 | 1747.9 | 1747.9 | 110.6123 | 1747.9 | 1747.9 | 110.6123 | 1747.9 | 72.1 | 9.32 | 1747.9 | 110.6123 | 1747.9
8526 |  | 1739.2 | 108.41 | 1739.2 | 1739.2 | 108.41 | 1739.2 | 1739.2 | 108.41 | 1739.2 | 72.6 | 10.78 | 1739.2 | 108.41 | 1739.2
8527 |  | 1598 | 110.838 | 1598 | 1598 | 110.838 | 1598 | 1598 | 110.838 | 1598 | 71.8 | 9.28 | 1598 | 110.838 | 1598
8528 |  | 1637 | 107.7372 | 1637 | 1637 | 107.7372 | 1637 | 1637 | 107.7372 | 1637 | 71.9 | 10.17 | 1637 | 107.7372 | 1637
8529 |  | 1689.5 | 96.887 | 1689.5 | 1689.5 | 96.887 | 1689.5 | 1689.5 | 96.887 | 1689.5 | 71.4 | 10.4 | 1689.5 | 96.887 | 1689.5
8530 |  | 1726.1 | 92.7813 | 1726.1 | 1726.1 | 92.7813 | 1726.1 | 1726.1 | 92.7813 | 1726.1 | 70.6 | 10.86 | 1726.1 | 92.7813 | 1726.1
8531 |  | 1709.3 | 93.7892 | 1709.3 | 1709.3 | 93.7892 | 1709.3 | 1709.3 | 93.7892 | 1709.3 | 71.8 | 11.68 | 1709.3 | 93.7892 | 1709.3
8532 |  | 1725.9 | 95.8115 | 1725.9 | 1725.9 | 95.8115 | 1725.9 | 1725.9 | 95.8115 | 1725.9 | 71.1 | 10.9 | 1725.9 | 95.8115 | 1725.9
8533 |  | 1614.7 | 94.7094 | 1614.7 | 1614.7 | 94.7094 | 1614.7 | 1614.7 | 94.7094 | 1614.7 | 69.1 | 10.13 | 1614.7 | 94.7094 | 1614.7
8534 |  | 1721.8 | 92.1255 | 1721.8 | 1721.8 | 92.1255 | 1721.8 | 1721.8 | 92.1255 | 1721.8 | 69.6 | 14.87 | 1721.8 | 92.1255 | 1721.8
8535 |  | 1685.1 | 91.312 | 1685.1 | 1685.1 | 91.312 | 1685.1 | 1685.1 | 91.312 | 1685.1 | 72 | 15.33 | 1685.1 | 91.312 | 1685.1
8536 |  | 1728.55 | 97.6713 | 1728.55 | 1728.55 | 97.6713 | 1728.55 | 1728.55 | 97.6713 | 1728.55 | 71.3 | 14.83 | 1728.55 | 97.6713 | 1728.55
8537 |  | 1736 | 65.5303 | 1736 | 1736 | 65.5303 | 1736 | 1736 | 65.5303 | 1736 | 71.5 | 7.83 | 1736 | 65.5303 | 1736
8538 |  | 1474 | 64.2424 | 1474 | 1474 | 64.2424 | 1474 | 1474 | 64.2424 | 1474 | 72.5 | 7.36 | 1474 | 64.2424 | 1474
8539 |  | 1782.6 | 93.2409 | 1782.6 | 1782.6 | 93.2409 | 1782.6 | 1782.6 | 93.2409 | 1782.6 | 71.3 | 11.23 | 1782.6 | 93.2409 | 1782.6
8540 |  | 1870.4 | 99.8635 | 1870.4 | 1870.4 | 99.8635 | 1870.4 | 1870.4 | 99.8635 | 1870.4 | 72.3 | 11.4 | 1870.4 | 99.8635 | 1870.4
8541 |  | 1655.6 | 89.7609 | 1655.6 | 1655.6 | 89.7609 | 1655.6 | 1655.6 | 89.7609 | 1655.6 | 72.3 | 11.25 | 1655.6 | 89.7609 | 1655.6
8542 |  | 1859.1 | 92.8464 | 1859.1 | 1859.1 | 92.8464 | 1859.1 | 1859.1 | 92.8464 | 1859.1 | 72 | 9.19 | 1859.1 | 92.8464 | 1859.1
8543 |  | 1751.1 | 93.2528 | 1751.1 | 1751.1 | 93.2528 | 1751.1 | 1751.1 | 93.2528 | 1751.1 | 73 | 9.19 | 1751.1 | 93.2528 | 1751.1
8544 |  | 1668.8 | 92.8645 | 1668.8 | 1668.8 | 92.8645 | 1668.8 | 1668.8 | 92.8645 | 1668.8 | 72.2 | 9.46 | 1668.8 | 92.8645 | 1668.8
8545 |  | 1659.8 | 94.4841 | 1659.8 | 1659.8 | 94.4841 | 1659.8 | 1659.8 | 94.4841 | 1659.8 | 73.1 | 13.655 | 1659.8 | 94.4841 | 1659.8
8546 |  | 1589.8 | 92.5002 | 1589.8 | 1589.8 | 92.5002 | 1589.8 | 1589.8 | 92.5002 | 1589.8 | 72.8 | 11.825 | 1589.8 | 92.5002 | 1589.8
8547 |  | 1585.4 | 89.3713 | 1585.4 | 1585.4 | 89.3713 | 1585.4 | 1585.4 | 89.3713 | 1585.4 | 71.7 | 10.4375 | 1585.4 | 89.3713 | 1585.4
8548 |  | 1580.6 | 89.4941 | 1580.6 | 1580.6 | 89.4941 | 1580.6 | 1580.6 | 89.4941 | 1580.6 | 72 | 10.4517 | 1580.6 | 89.4941 | 1580.6
8549 |  | 1566.7 | 90.5565 | 1566.7 | 1566.7 | 90.5565 | 1566.7 | 1566.7 | 90.5565 | 1566.7 | 72.4 | 10.25 | 1566.7 | 90.5565 | 1566.7
8550 |  | 1548.4 | 90.3393 | 1548.4 | 1548.4 | 90.3393 | 1548.4 | 1548.4 | 90.3393 | 1548.4 | 71 | 9.08 | 1548.4 | 90.3393 | 1548.4
8551 |  | 1507.6 | 91.1738 | 1507.6 | 1507.6 | 91.1738 | 1507.6 | 1507.6 | 91.1738 | 1507.6 | 71.9 | 9.52 | 1507.6 | 91.1738 | 1507.6
8552 |  | 1500.6 | 89.3624 | 1500.6 | 1500.6 | 89.3624 | 1500.6 | 1500.6 | 89.3624 | 1500.6 | 72.1 | 9.35 | 1500.6 | 89.3624 | 1500.6
8553 |  | 1563.5 | 90.5372 | 1563.5 | 1563.5 | 90.5372 | 1563.5 | 1563.5 | 90.5372 | 1563.5 | 72.2 | 9.64 | 1563.5 | 90.5372 | 1563.5
8554 |  | 1650.1 | 95.6924 | 1650.1 | 1650.1 | 95.6924 | 1650.1 | 1650.1 | 95.6924 | 1650.1 | 71.9 | 10.56 | 1650.1 | 95.6924 | 1650.1
8555 |  | 1623 | 93.6795 | 1623 | 1623 | 93.6795 | 1623 | 1623 | 93.6795 | 1623 | 71.6 | 11.04 | 1623 | 93.6795 | 1623
8556 |  | 1667.5 | 95.3097 | 1667.5 | 1667.5 | 95.3097 | 1667.5 | 1667.5 | 95.3097 | 1667.5 | 72.3 | 11.15 | 1667.5 | 95.3097 | 1667.5
8557 |  | 1669 | 93.8664 | 1669 | 1669 | 93.8664 | 1669 | 1669 | 93.8664 | 1669 | 71 | 11.52 | 1669 | 93.8664 | 1669
8558 |  | 1672.3 | 94.9318 | 1672.3 | 1672.3 | 94.9318 | 1672.3 | 1672.3 | 94.9318 | 1672.3 | 72.9 | 11.65 | 1672.3 | 94.9318 | 1672.3
8559 |  | 1672.5 | 94.8555 | 1672.5 | 1672.5 | 94.8555 | 1672.5 | 1672.5 | 94.8555 | 1672.5 | 71.3 | 15.4 | 1672.5 | 94.8555 | 1672.5
8560 |  | 1674.3 | 91.3282 | 1674.3 | 1674.3 | 91.3282 | 1674.3 | 1674.3 | 91.3282 | 1674.3 | 72.3 | 14.79 | 1674.3 | 91.3282 | 1674.3
8561 |  | 1680.1 | 91.9095 | 1680.1 | 1680.1 | 91.9095 | 1680.1 | 1680.1 | 91.9095 | 1680.1 | 72.7 | 11.56 | 1680.1 | 91.9095 | 1680.1
8562 |  | 1717.4 | 90.9377 | 1717.4 | 1717.4 | 90.9377 | 1717.4 | 1717.4 | 90.9377 | 1717.4 | 72.2 | 14.26 | 1717.4 | 90.9377 | 1717.4
8563 |  | 1952.4 | 95.2045 | 1952.4 | 1952.4 | 95.2045 | 1952.4 | 1952.4 | 95.2045 | 1952.4 | 72.2 | 13.86 | 1952.4 | 95.2045 | 1952.4
8564 |  | 1972.5 | 95.1862 | 1972.5 | 1972.5 | 95.1862 | 1972.5 | 1972.5 | 95.1862 | 1972.5 | 72.9 | 12.89 | 1972.5 | 95.1862 | 1972.5
8565 |  | 1998.2 | 90.2824 | 1998.2 | 1998.2 | 90.2824 | 1998.2 | 1998.2 | 90.2824 | 1998.2 | 71.6 | 12.89 | 1998.2 | 90.2824 | 1998.2
8566 |  | 1902.7 | 92.2747 | 1902.7 | 1902.7 | 92.2747 | 1902.7 | 1902.7 | 92.2747 | 1902.7 | 71.4 | 12.94 | 1902.7 | 92.2747 | 1902.7
8567 |  | 1800.6 | 70.0047 | 1800.6 | 1800.6 | 70.0047 | 1800.6 | 1800.6 | 70.0047 | 1800.6 | 72.6 | 12 | 1800.6 | 70.0047 | 1800.6
8568 |  | 1729.3 | 68.4386 | 1729.3 | 1729.3 | 68.4386 | 1729.3 | 1729.3 | 68.4386 | 1729.3 | 71.9 | 12.53 | 1729.3 | 68.4386 | 1729.3
8569 |  | 1673.3 | 67.249 | 1673.3 | 1673.3 | 67.249 | 1673.3 | 1673.3 | 67.249 | 1673.3 | 72.7 | 12.67 | 1673.3 | 67.249 | 1673.3
8570 |  | 1654.2 | 117.2725 | 1654.2 | 1654.2 | 117.2725 | 1654.2 | 1654.2 | 117.2725 | 1654.2 | 71.5 | 13.39 | 1654.2 | 117.2725 | 1654.2
8571 |  | 1672.6 | 115.1978 | 1672.6 | 1672.6 | 115.1978 | 1672.6 | 1672.6 | 115.1978 | 1672.6 | 72.6 | 11.6338 | 1672.6 | 115.1978 | 1672.6
8572 |  | 1628 | 113.5827 | 1628 | 1628 | 113.5827 | 1628 | 1628 | 113.5827 | 1628 | 72.9 | 11.2208 | 1628 | 113.5827 | 1628
8573 |  | 1641.4 | 114.4006 | 1641.4 | 1641.4 | 114.4006 | 1641.4 | 1641.4 | 114.4006 | 1641.4 | 71.5 | 10.0125 | 1641.4 | 114.4006 | 1641.4
8574 |  | 1609.4 | 113.5573 | 1609.4 | 1609.4 | 113.5573 | 1609.4 | 1609.4 | 113.5573 | 1609.4 | 72.4 | 10.57 | 1609.4 | 113.5573 | 1609.4
8575 |  | 1493.3 | 118.4219 | 1493.3 | 1493.3 | 118.4219 | 1493.3 | 1493.3 | 118.4219 | 1493.3 | 71.7 | 12.82 | 1493.3 | 118.4219 | 1493.3
8576 |  | 1495.5 | 117.6988 | 1495.5 | 1495.5 | 117.6988 | 1495.5 | 1495.5 | 117.6988 | 1495.5 | 72.3 | 8 | 1495.5 | 117.6988 | 1495.5
8577 |  | 1489.4 | 118.5988 | 1489.4 | 1489.4 | 118.5988 | 1489.4 | 1489.4 | 118.5988 | 1489.4 | 71.9 | 7.961 | 1489.4 | 118.5988 | 1489.4
8578 |  | 1507.1 | 106.1078 | 1507.1 | 1507.1 | 106.1078 | 1507.1 | 1507.1 | 106.1078 | 1507.1 | 71.9 | 8.29 | 1507.1 | 106.1078 | 1507.1
8579 |  | 1524.9 | 106.3792 | 1524.9 | 1524.9 | 106.3792 | 1524.9 | 1524.9 | 106.3792 | 1524.9 | 71.6 | 9.98 | 1524.9 | 106.3792 | 1524.9
8580 |  | 1589.8 | 102.5173 | 1589.8 | 1589.8 | 102.5173 | 1589.8 | 1589.8 | 102.5173 | 1589.8 | 71.8 | 9.24 | 1589.8 | 102.5173 | 1589.8
8581 |  | 1604.1 | 103.4245 | 1604.1 | 1604.1 | 103.4245 | 1604.1 | 1604.1 | 103.4245 | 1604.1 | 72.3 | 9.23 | 1604.1 | 103.4245 | 1604.1
8582 |  | 1674.9 | 104.1559 | 1674.9 | 1674.9 | 104.1559 | 1674.9 | 1674.9 | 104.1559 | 1674.9 | 72.3 | 9.29 | 1674.9 | 104.1559 | 1674.9
8583 |  | 1619 | 107.3003 | 1619 | 1619 | 105.0177 | 1619 | 1619 | 107.3003 | 1619 | 71.3 | 9.58 | 1619 | 107.3003 | 1619
8584 |  | 1589.4 | 105.8794 | 1589.4 | 1589.4 | 105.8794 | 1589.4 | 1589.4 | 105.8794 | 1589.4 | 71.8 | 9.12 | 1589.4 | 105.8794 | 1589.4
8585 |  | 1587.3 | 108.688 | 1587.3 | 1587.3 | 108.688 | 1587.3 | 1587.3 | 108.688 | 1587.3 | 71.9 | 9.02 | 1587.3 | 108.688 | 1587.3
8586 |  | 1638.2 | 106.518 | 1638.2 | 1638.2 | 106.518 | 1638.2 | 1638.2 | 106.518 | 1638.2 | 72.3 | 12.65 | 1638.2 | 106.518 | 1638.2
8587 |  | 1868 | 109.9392 | 1868 | 1868 | 109.9392 | 1868 | 1868 | 109.9392 | 1868 | 68.2 | 12.38 | 1868 | 109.9392 | 1868
8588 |  | 1951.1 | 107.1542 | 1951.1 | 1951.1 | 107.1542 | 1951.1 | 1951.1 | 107.1542 | 1951.1 | 71.2 | 12.5 | 1951.1 | 107.1542 | 1951.1
8589 |  | 1950 | 108.2385 | 1950 | 1950 | 108.2385 | 1950 | 1950 | 108.2385 | 1950 | 70.6 | 12.61 | 1950 | 108.2385 | 1950
8590 |  | 1926.3 | 109.9829 | 1926.3 | 1926.3 | 109.9829 | 1926.3 | 1926.3 | 109.9829 | 1926.3 | 71.6 | 13.14 | 1926.3 | 109.9829 | 1926.3
8591 |  | 1885.3 | 109.9239 | 1885.3 | 1885.3 | 109.9239 | 1885.3 | 1885.3 | 109.9239 | 1885.3 | 72.1 | 12.72 | 1885.3 | 109.9239 | 1885.3
8592 |  | 1768.3 | 111.1777 | 1768.3 | 1768.3 | 111.1777 | 1768.3 | 1768.3 | 111.1777 | 1768.3 | 71.4 | 12.78 | 1768.3 | 111.1777 | 1768.3
8593 |  | 1711.6 | 109.9996 | 1711.6 | 1711.6 | 109.9996 | 1711.6 | 1711.6 | 109.9996 | 1711.6 | 71.2 | 8.74 | 1711.6 | 109.9996 | 1711.6
8594 |  | 1680.6 | 108.5661 | 1680.6 | 1680.6 | 108.5661 | 1680.6 | 1680.6 | 108.5661 | 1680.6 | 71.1 | 8.28 | 1680.6 | 108.5661 | 1680.6
8595 |  | 1640.1 | 109.8209 | 1640.1 | 1640.1 | 109.8209 | 1640.1 | 1640.1 | 109.8209 | 1640.1 | 71 | 12.83 | 1640.1 | 109.8209 | 1640.1
8596 |  | 1616.9 | 110.6552 | 1616.9 | 1616.9 | 110.6552 | 1616.9 | 1616.9 | 110.6552 | 1616.9 | 70.8 | 11.99 | 1616.9 | 110.6552 | 1616.9
8597 |  | 1585.1 | 110.0785 | 1585.1 | 1585.1 | 110.0785 | 1585.1 | 1585.1 | 110.0785 | 1585.1 | 70.8 | 9.775 | 1585.1 | 110.0785 | 1585.1
8598 |  | 1627.7 | 110.8747 | 1627.7 | 1627.7 | 110.8747 | 1627.7 | 1627.7 | 110.8747 | 1627.7 | 71 | 12.06 | 1627.7 | 110.8747 | 1627.7
8599 |  | 1535.6 | 118.1495 | 1535.6 | 1535.6 | 118.1495 | 1535.6 | 1535.6 | 118.1495 | 1535.6 | 70.4 | 9.03 | 1535.6 | 118.1495 | 1535.6
8600 |  | 1540 | 119.2322 | 1540 | 1540 | 119.2322 | 1540 | 1540 | 119.2322 | 1540 | 69.5 | 11.39 | 1540 | 119.2322 | 1540
8601 |  | 1497.8 | 116.5243 | 1497.8 | 1497.8 | 116.5243 | 1497.8 | 1497.8 | 116.5243 | 1497.8 | 71.1 | 11.66 | 1497.8 | 116.5243 | 1497.8
8602 |  | 1406.3 | 118.9225 | 1406.3 | 1406.3 | 118.9225 | 1406.3 | 1406.3 | 118.9225 | 1406.3 | 70.9 | 11.63 | 1406.3 | 118.9225 | 1406.3
8603 |  | 1382.3 | 116.2712 | 1382.3 | 1382.3 | 116.2712 | 1382.3 | 1382.3 | 116.2712 | 1382.3 | 71.1 | 11.49 | 1382.3 | 116.2712 | 1382.3
8604 |  | 1433.4 | 117.2514 | 1433.4 | 1433.4 | 117.2514 | 1433.4 | 1433.4 | 117.2514 | 1433.4 | 71.9 | 11.83 | 1433.4 | 117.2514 | 1433.4
8605 |  | 1474.1 | 118.0358 | 1474.1 | 1474.1 | 118.0358 | 1474.1 | 1474.1 | 118.0358 | 1474.1 | 71.3 | 7.85 | 1474.1 | 118.0358 | 1474.1
8606 |  | 1520.5 | 117.0091 | 1520.5 | 1520.5 | 117.0091 | 1520.5 | 1520.5 | 117.0091 | 1520.5 | 71.6 | 7.93 | 1520.5 | 117.0091 | 1520.5
8607 |  | 1551.3 | 115.8105 | 1551.3 | 1551.3 | 115.8105 | 1551.3 | 1551.3 | 115.8105 | 1551.3 | 71.5 | 7.61 | 1551.3 | 115.8105 | 1551.3
8608 |  | 1545.8 | 117.254 | 1545.8 | 1545.8 | 117.254 | 1545.8 | 1545.8 | 117.254 | 1545.8 | 71.3 | 8.43 | 1545.8 | 117.254 | 1545.8
8609 |  | 1585.1 | 118.509 | 1585.1 | 1585.1 | 118.509 | 1585.1 | 1585.1 | 118.509 | 1585.1 | 71.8 | 8.03 | 1585.1 | 118.509 | 1585.1
8610 |  | 1712 | 119.1471 | 1712 | 1712 | 119.1471 | 1712 | 1712 | 119.1471 | 1712 | 71.8 | 8.23 | 1712 | 119.1471 | 1712
8611 |  | 1813.8 | 121.585 | 1813.8 | 1813.8 | 121.585 | 1813.8 | 1813.8 | 121.585 | 1813.8 | 70.3 | 8.54 | 1813.8 | 121.585 | 1813.8
8612 |  | 1895 | 117.9805 | 1895 | 1895 | 117.9805 | 1895 | 1895 | 117.9805 | 1895 | 71.4 | 7.99 | 1895 | 117.9805 | 1895
8613 |  | 1903 | 117.2868 | 1903 | 1903 | 117.2868 | 1903 | 1903 | 117.2868 | 1903 | 71.7 | 8.05 | 1903 | 117.2868 | 1903
8614 |  | 1865.5 | 117.2262 | 1865.5 | 1865.5 | 117.2262 | 1865.5 | 1865.5 | 117.2262 | 1865.5 | 72.3 | 8.19 | 1865.5 | 117.2262 | 1865.5
8615 |  | 1770.6 | 116.6738 | 1770.6 | 1770.6 | 116.6738 | 1770.6 | 1770.6 | 116.6738 | 1770.6 | 72.3 | 8.13 | 1770.6 | 116.6738 | 1770.6
8616 |  | 1697.1 | 116.6613 | 1697.1 | 1697.1 | 116.6613 | 1697.1 | 1697.1 | 116.6613 | 1697.1 | 71.7 | 8.27 | 1697.1 | 116.6613 | 1697.1
8617 |  | 1709.1 | 115.4514 | 1709.1 | 1709.1 | 115.4514 | 1709.1 | 1709.1 | 115.4514 | 1709.1 | 71.3 | 8.35 | 1709.1 | 115.4514 | 1709.1
8618 |  | 1622.7 | 117.6819 | 1622.7 | 1622.7 | 117.6819 | 1622.7 | 1622.7 | 117.6819 | 1622.7 | 71.4 | 8.3 | 1622.7 | 117.6819 | 1622.7
8619 |  | 1602.9 | 114.887 | 1602.9 | 1602.9 | 114.887 | 1602.9 | 1602.9 | 114.887 | 1602.9 | 71.1 | 8.57 | 1602.9 | 114.887 | 1602.9
8620 |  | 1570.5 | 116.9256 | 1570.5 | 1570.5 | 116.9256 | 1570.5 | 1570.5 | 116.9256 | 1570.5 | 71.6 | 9.795 | 1570.5 | 116.9256 | 1570.5
8621 |  | 1564.5 | 117.7742 | 1564.5 | 1564.5 | 117.7742 | 1564.5 | 1564.5 | 117.7742 | 1564.5 | 71.7 | 9.3 | 1564.5 | 117.7742 | 1564.5
8622 |  | 1559.9 | 119.0433 | 1559.9 | 1559.9 | 119.0433 | 1559.9 | 1559.9 | 119.0433 | 1559.9 | 72.3 | 9.03 | 1559.9 | 119.0433 | 1559.9
8623 |  | 1447.9 | 120.065 | 1447.9 | 1447.9 | 120.065 | 1447.9 | 1447.9 | 120.065 | 1447.9 | 72.2 | 8.55 | 1447.9 | 120.065 | 1447.9
8624 |  | 1454.1 | 121.2946 | 1454.1 | 1454.1 | 121.2946 | 1454.1 | 1454.1 | 121.2946 | 1454.1 | 71.9 | 7.96 | 1454.1 | 121.2946 | 1454.1
8625 |  | 1486.7 | 123.3611 | 1486.7 | 1486.7 | 123.3611 | 1486.7 | 1486.7 | 123.3611 | 1486.7 | 72.2 | 8.38 | 1486.7 | 123.3611 | 1486.7
8626 |  | 1510 | 125.2649 | 1510 | 1510 | 125.2649 | 1510 | 1510 | 125.2649 | 1510 | 72.5 | 8.59 | 1510 | 125.2649 | 1510
8627 |  | 1545 | 127.1763 | 1545 | 1545 | 127.1763 | 1545 | 1545 | 127.1763 | 1545 | 72.2 | 8.54 | 1545 | 127.1763 | 1545
8628 |  | 1540.8 | 128.4329 | 1540.8 | 1540.8 | 128.4329 | 1540.8 | 1540.8 | 128.4329 | 1540.8 | 71.9 | 10.605 | 1540.8 | 128.4329 | 1540.8
8629 |  | 1547.9 | 131.3873 | 1547.9 | 1547.9 | 131.3873 | 1547.9 | 1547.9 | 131.3873 | 1547.9 | 72.1 | 9.05 | 1547.9 | 131.3873 | 1547.9
8630 |  | 1551.4 | 130.1582 | 1551.4 | 1551.4 | 130.1582 | 1551.4 | 1551.4 | 130.1582 | 1551.4 | 72.1 | 8.58 | 1551.4 | 130.1582 | 1551.4
8631 |  | 1563.3 | 125.8892 | 1563.3 | 1563.3 | 125.8892 | 1563.3 | 1563.3 | 125.8892 | 1563.3 | 71.5 | 8.57 | 1563.3 | 125.8892 | 1563.3
8632 |  | 1549 | 127.7904 | 1549 | 1549 | 127.7904 | 1549 | 1549 | 127.7904 | 1549 | 71.7 | 8.93 | 1549 | 127.7904 | 1549
8633 |  | 1561.1 | 124.9159 | 1561.1 | 1561.1 | 124.9159 | 1561.1 | 1561.1 | 124.9159 | 1561.1 | 72.3 | 8.8209 | 1561.1 | 124.9159 | 1561.1
8634 |  | 1735.9 | 121.3157 | 1735.9 | 1735.9 | 121.3157 | 1735.9 | 1735.9 | 121.3157 | 1735.9 | 71.1 | 8.485 | 1735.9 | 121.3157 | 1735.9
8635 |  | 1894.7 | 126.8446 | 1894.7 | 1894.7 | 126.8446 | 1894.7 | 1894.7 | 126.8446 | 1894.7 | 72.1 | 9.8038 | 1894.7 | 126.8446 | 1894.7
8636 |  | 1937.3 | 123.9818 | 1937.3 | 1937.3 | 123.9818 | 1937.3 | 1937.3 | 123.9818 | 1937.3 | 72.5 | 8.33 | 1937.3 | 123.9818 | 1937.3
8637 |  | 1938.4 | 128.6486 | 1938.4 | 1938.4 | 128.6486 | 1938.4 | 1938.4 | 128.6486 | 1938.4 | 72.2 | 8.11 | 1938.4 | 128.6486 | 1938.4
8638 |  | 1869.2 | 128.3181 | 1869.2 | 1869.2 | 128.3181 | 1869.2 | 1869.2 | 128.3181 | 1869.2 | 71.4 | 13.605 | 1869.2 | 128.3181 | 1869.2
8639 |  | 1798.3 | 127.5284 | 1798.3 | 1798.3 | 127.5284 | 1798.3 | 1798.3 | 127.5284 | 1798.3 | 72.4 | 13.04 | 1798.3 | 127.5284 | 1798.3
8640 |  | 1644.9 | 125.762 | 1644.9 | 1644.9 | 125.762 | 1644.9 | 1644.9 | 125.762 | 1644.9 | 72.6 | 13.315 | 1644.9 | 125.762 | 1644.9
8641 |  | 1618.7 | 128.8847 | 1618.7 | 1618.7 | 128.8847 | 1618.7 | 1618.7 | 128.8847 | 1618.7 | 72.6 | 12.2763 | 1618.7 | 128.8847 | 1618.7
8642 |  | 1598 | 119.149 | 1598 | 1598 | 119.149 | 1598 | 1598 | 119.149 | 1598 | 73.2 | 8.08 | 1598 | 119.149 | 1598
8643 |  | 1548.9 | 117.5441 | 1548.9 | 1548.9 | 117.5441 | 1548.9 | 1548.9 | 117.5441 | 1548.9 | 73.1 | 8.46 | 1548.9 | 117.5441 | 1548.9
8644 |  | 1519 | 115.8899 | 1519 | 1519 | 115.8899 | 1519 | 1519 | 115.8899 | 1519 | 72.9 | 7.6 | 1519 | 115.8899 | 1519
8645 |  | 1522.5 | 116.7705 | 1522.5 | 1522.5 | 116.7705 | 1522.5 | 1522.5 | 116.7705 | 1522.5 | 72.9 | 8.35 | 1522.5 | 116.7705 | 1522.5
8646 |  | 1516.1 | 116.3231 | 1516.1 | 1516.1 | 116.3231 | 1516.1 | 1516.1 | 116.3231 | 1516.1 | 72.2 | 8.83 | 1516.1 | 116.3231 | 1516.1
8647 |  | 1395.1 | 118.2723 | 1395.1 | 1395.1 | 118.2723 | 1395.1 | 1395.1 | 118.2723 | 1395.1 | 71.5 | 7.91 | 1395.1 | 118.2723 | 1395.1
8648 |  | 1440.3 | 119.2698 | 1440.3 | 1440.3 | 119.2698 | 1440.3 | 1440.3 | 119.2698 | 1440.3 | 72.5 | 7.61 | 1440.3 | 119.2698 | 1440.3
8649 |  | 1380.9 | 121.0629 | 1380.9 | 1380.9 | 121.0629 | 1380.9 | 1380.9 | 121.0629 | 1380.9 | 70.5 | 9.7883 | 1380.9 | 121.0629 | 1380.9
8650 |  | 1401 | 117.3807 | 1401 | 1401 | 117.3807 | 1401 | 1401 | 117.3807 | 1401 | 71.8 | 9.45 | 1401 | 117.3807 | 1401
8651 |  | 1424.7 | 112.4304 | 1424.7 | 1424.7 | 112.4304 | 1424.7 | 1424.7 | 112.4304 | 1424.7 | 72.4 | 9.535 | 1424.7 | 112.4304 | 1424.7
8652 |  | 1442.5 | 112.6068 | 1442.5 | 1442.5 | 112.6068 | 1442.5 | 1442.5 | 112.6068 | 1442.5 | 72.7 | 9.38 | 1442.5 | 112.6068 | 1442.5
8653 |  | 1441.1 | 110.5015 | 1441.1 | 1441.1 | 110.5015 | 1441.1 | 1441.1 | 110.5015 | 1441.1 | 72.5 | 9.845 | 1441.1 | 110.5015 | 1441.1
8654 |  | 1426.2 | 108.2887 | 1426.2 | 1426.2 | 110.1027 | 1426.2 | 1426.2 | 108.2887 | 1426.2 | 72.3 | 9.625 | 1426.2 | 108.2887 | 1426.2
8655 |  | 1463.2 | 109.704 | 1463.2 | 1463.2 | 109.704 | 1463.2 | 1463.2 | 109.704 | 1463.2 | 72.6 | 9.53 | 1463.2 | 109.704 | 1463.2
8656 |  | 1489 | 110.3132 | 1489 | 1489 | 110.3132 | 1489 | 1489 | 110.3132 | 1489 | 72.6 | 9.965 | 1489 | 110.3132 | 1489
8657 |  | 1494 | 112.7637 | 1494 | 1494 | 112.7637 | 1494 | 1494 | 112.7637 | 1494 | 73.5 | 10.5955 | 1494 | 112.7637 | 1494
8658 |  | 1681.1 | 109.7976 | 1681.1 | 1681.1 | 109.7976 | 1681.1 | 1681.1 | 109.7976 | 1681.1 | 72.1 | 10.4903 | 1681.1 | 109.7976 | 1681.1
8659 |  | 1807.1 | 110.5828 | 1807.1 | 1807.1 | 110.5828 | 1807.1 | 1807.1 | 110.5828 | 1807.1 | 73.2 | 11.7519 | 1807.1 | 110.5828 | 1807.1
8660 |  | 1825.6 | 108.9839 | 1825.6 | 1825.6 | 108.9839 | 1825.6 | 1825.6 | 108.9839 | 1825.6 | 71.9 | 11.31 | 1825.6 | 108.9839 | 1825.6
8661 |  | 1789 | 109.479 | 1789 | 1789 | 109.479 | 1789 | 1789 | 109.479 | 1789 | 73 | 10.2162 | 1789 | 109.479 | 1789
8662 |  | 1719.3 | 109.7613 | 1719.3 | 1719.3 | 109.7613 | 1719.3 | 1719.3 | 109.7613 | 1719.3 | 73.1 | 13.82 | 1719.3 | 109.7613 | 1719.3
8663 |  | 1642.9 | 108.4766 | 1642.9 | 1642.9 | 108.4766 | 1642.9 | 1642.9 | 108.4766 | 1642.9 | 71.5 | 13.64 | 1642.9 | 108.4766 | 1642.9
8664 |  | 1562.7 | 109.4426 | 1562.7 | 1562.7 | 109.4426 | 1562.7 | 1562.7 | 109.4426 | 1562.7 | 73 | 13.56 | 1562.7 | 109.4426 | 1562.7
8665 |  | 1531.1 | 108.8575 | 1531.1 | 1531.1 | 108.8575 | 1531.1 | 1531.1 | 108.8575 | 1531.1 | 72.8 | 12.265 | 1531.1 | 108.8575 | 1531.1
8666 |  | 1462.9 | 109.969 | 1462.9 | 1462.9 | 109.969 | 1462.9 | 1462.9 | 109.969 | 1462.9 | 73.4 | 11.7588 | 1462.9 | 109.969 | 1462.9
8667 |  | 1482 | 108.699 | 1482 | 1482 | 108.699 | 1482 | 1482 | 108.699 | 1482 | 73.2 | 11.1003 | 1482 | 108.699 | 1482
8668 |  | 1450.3 | 108.4935 | 1450.3 | 1450.3 | 108.4935 | 1450.3 | 1450.3 | 108.4935 | 1450.3 | 72.5 | 10.9706 | 1450.3 | 108.4935 | 1450.3
8669 |  | 1460.5 | 109.8259 | 1460.5 | 1460.5 | 109.8259 | 1460.5 | 1460.5 | 109.8259 | 1460.5 | 72.7 | 10.8006 | 1460.5 | 109.8259 | 1460.5
8670 |  | 1496.5 | 106.9764 | 1496.5 | 1496.5 | 106.9764 | 1496.5 | 1496.5 | 106.9764 | 1496.5 | 73.2 | 10.4475 | 1496.5 | 106.9764 | 1496.5
8671 |  | 1416.2 | 110.5984 | 1416.2 | 1416.2 | 110.5984 | 1416.2 | 1416.2 | 110.5984 | 1416.2 | 71.6 | 11.195 | 1416.2 | 110.5984 | 1416.2
8672 |  | 1451 | 110.1873 | 1451 | 1451 | 110.1873 | 1451 | 1451 | 110.1873 | 1451 | 72.5 | 8.345 | 1451 | 110.1873 | 1451
8673 |  | 1496.9 | 112.1694 | 1496.9 | 1496.9 | 112.1694 | 1496.9 | 1496.9 | 112.1694 | 1496.9 | 72.2 | 9.5292 | 1496.9 | 112.1694 | 1496.9
8674 |  | 1434.2 | 119.047 | 1434.2 | 1434.2 | 119.047 | 1434.2 | 1434.2 | 119.047 | 1434.2 | 72.4 | 10.31 | 1434.2 | 119.047 | 1434.2
8675 |  | 1550.7 | 121.0712 | 1550.7 | 1550.7 | 121.0712 | 1550.7 | 1550.7 | 121.0712 | 1550.7 | 71.4 | 10.53 | 1550.7 | 121.0712 | 1550.7
8676 |  | 1524.7 | 119.5906 | 1524.7 | 1524.7 | 119.5906 | 1524.7 | 1524.7 | 119.5906 | 1524.7 | 70.3 | 10.38 | 1524.7 | 119.5906 | 1524.7
8677 |  | 1538.8 | 112.8316 | 1538.8 | 1538.8 | 112.8316 | 1538.8 | 1538.8 | 112.8316 | 1538.8 | 70.8 | 10.64 | 1538.8 | 112.8316 | 1538.8
8678 |  | 1515.8 | 128.3708 | 1515.8 | 1515.8 | 128.3708 | 1515.8 | 1515.8 | 128.3708 | 1515.8 | 71.7 | 10.67 | 1515.8 | 128.3708 | 1515.8
8679 |  | 1575.2 | 130.0648 | 1575.2 | 1575.2 | 130.0648 | 1575.2 | 1575.2 | 130.0648 | 1575.2 | 73.3 | 10.49 | 1575.2 | 130.0648 | 1575.2
8680 |  | 1606.4 | 126.8256 | 1606.4 | 1606.4 | 126.8256 | 1606.4 | 1606.4 | 126.8256 | 1606.4 | 72.4 | 11 | 1606.4 | 126.8256 | 1606.4
8681 |  | 1571.3 | 117.1826 | 1571.3 | 1571.3 | 117.1826 | 1571.3 | 1571.3 | 117.1826 | 1571.3 | 73.4 | 12.37 | 1571.3 | 117.1826 | 1571.3
8682 |  | 1650.2 | 114.633 | 1650.2 | 1650.2 | 114.633 | 1650.2 | 1650.2 | 114.633 | 1650.2 | 70.1 | 12.4956 | 1650.2 | 114.633 | 1650.2
8683 |  | 1885.5 | 111.1662 | 1885.5 | 1885.5 | 111.1662 | 1885.5 | 1885.5 | 111.1662 | 1885.5 | 71.7 | 13.7 | 1885.5 | 111.1662 | 1885.5
8684 |  | 1892.3 | 107.5441 | 1892.3 | 1892.3 | 107.5441 | 1892.3 | 1892.3 | 107.5441 | 1892.3 | 71.5 | 14.29 | 1892.3 | 107.5441 | 1892.3
8685 |  | 1903.7 | 106.3526 | 1903.7 | 1903.7 | 106.3526 | 1903.7 | 1903.7 | 106.3526 | 1903.7 | 71.8 | 12.3225 | 1903.7 | 106.3526 | 1903.7
8686 |  | 1806.2 | 107.2622 | 1806.2 | 1806.2 | 107.2622 | 1806.2 | 1806.2 | 107.2622 | 1806.2 | 72.7 | 10.355 | 1806.2 | 107.2622 | 1806.2
8687 |  | 1716.4 | 111.7235 | 1716.4 | 1716.4 | 111.7235 | 1716.4 | 1716.4 | 111.7235 | 1716.4 | 71.9 | 10.58 | 1716.4 | 111.7235 | 1716.4
8688 |  | 1610.4 | 111.4333 | 1610.4 | 1610.4 | 111.4333 | 1610.4 | 1610.4 | 111.4333 | 1610.4 | 71.3 | 11.305 | 1610.4 | 111.4333 | 1610.4
8689 |  | 1502.4 | 109.6395 | 1502.4 | 1502.4 | 109.6395 | 1502.4 | 1502.4 | 109.6395 | 1502.4 | 72 | 8.545 | 1502.4 | 109.6395 | 1502.4
8690 |  | 1510 | 109.5814 | 1510 | 1510 | 109.5814 | 1510 | 1510 | 109.5814 | 1510 | 71.2 | 8.08 | 1510 | 109.5814 | 1510
8691 |  | 1481.8 | 108.3402 | 1481.8 | 1481.8 | 108.3402 | 1481.8 | 1481.8 | 108.3402 | 1481.8 | 71.6 | 8.46 | 1481.8 | 108.3402 | 1481.8
8692 |  | 1513 | 108.2954 | 1513 | 1513 | 108.2954 | 1513 | 1513 | 108.2954 | 1513 | 72.1 | 8.61 | 1513 | 108.2954 | 1513
8693 |  | 1548.4 | 110.079 | 1548.4 | 1548.4 | 110.079 | 1548.4 | 1548.4 | 110.079 | 1548.4 | 72.1 | 9.02 | 1548.4 | 110.079 | 1548.4
8694 |  | 1555.6 | 106.6506 | 1555.6 | 1555.6 | 106.6506 | 1555.6 | 1555.6 | 106.6506 | 1555.6 | 72.6 | 8.45 | 1555.6 | 106.6506 | 1555.6
8695 |  | 1442.8 | 108.0716 | 1442.8 | 1442.8 | 108.0716 | 1442.8 | 1442.8 | 108.0716 | 1442.8 | 71.8 | 8.89 | 1442.8 | 108.0716 | 1442.8
8696 |  | 1468.4 | 111.7365 | 1468.4 | 1468.4 | 111.7365 | 1468.4 | 1468.4 | 111.7365 | 1468.4 | 71.9 | 9.08 | 1468.4 | 111.7365 | 1468.4
8697 |  | 1562.8 | 113.8614 | 1562.8 | 1562.8 | 113.8614 | 1562.8 | 1562.8 | 113.8614 | 1562.8 | 71.4 | 9.27 | 1562.8 | 113.8614 | 1562.8
8698 |  | 1587 | 117.9042 | 1587 | 1587 | 117.9042 | 1587 | 1587 | 117.9042 | 1587 | 70.6 | 9.24 | 1587 | 117.9042 | 1587
8699 |  | 1678.9 | 109.2254 | 1678.9 | 1678.9 | 109.2254 | 1678.9 | 1678.9 | 109.2254 | 1678.9 | 71.8 | 13.64 | 1678.9 | 109.2254 | 1678.9
8700 |  | 1577.2 | 111.1494 | 1577.2 | 1577.2 | 111.1494 | 1577.2 | 1577.2 | 111.1494 | 1577.2 | 71.1 | 13.73 | 1577.2 | 111.1494 | 1577.2
8701 |  | 1484 | 109.7985 | 1484 | 1484 | 109.7985 | 1484 | 1484 | 109.7985 | 1484 | 69.1 | 9.41 | 1484 | 109.7985 | 1484
8702 |  | 1555.8 | 140.9507 | 1555.8 | 1555.8 | 140.9507 | 1555.8 | 1555.8 | 140.9507 | 1555.8 | 69.6 | 13.76 | 1555.8 | 140.9507 | 1555.8
8703 |  | 1623.5 | 121.6842 | 1623.5 | 1623.5 | 121.6842 | 1623.5 | 1623.5 | 121.6842 | 1623.5 | 72 | 13.72 | 1623.5 | 121.6842 | 1623.5
8704 |  | 1618.4 | 110.4881 | 1618.4 | 1618.4 | 110.4881 | 1618.4 | 1618.4 | 110.4881 | 1618.4 | 71.3 | 13.81 | 1618.4 | 110.4881 | 1618.4
8705 |  | 1630.3 | 109.6406 | 1630.3 | 1630.3 | 109.6406 | 1630.3 | 1630.3 | 109.6406 | 1630.3 | 71.5 | 13.55 | 1630.3 | 109.6406 | 1630.3
8706 |  | 1681.5 | 111.6376 | 1681.5 | 1681.5 | 111.6376 | 1681.5 | 1681.5 | 111.6376 | 1681.5 | 72.5 | 13.62 | 1681.5 | 111.6376 | 1681.5
8707 |  | 1916.5 | 112.4636 | 1916.5 | 1916.5 | 112.4636 | 1916.5 | 1916.5 | 112.4636 | 1916.5 | 71.3 | 13.81 | 1916.5 | 112.4636 | 1916.5
8708 |  | 1939.2 | 109.0353 | 1939.2 | 1939.2 | 109.0353 | 1939.2 | 1939.2 | 109.0353 | 1939.2 | 72.3 | 13.76 | 1939.2 | 109.0353 | 1939.2
8709 |  | 1944.6 | 108.3136 | 1944.6 | 1944.6 | 108.3136 | 1944.6 | 1944.6 | 108.3136 | 1944.6 | 72.3 | 14.52 | 1944.6 | 108.3136 | 1944.6
8710 |  | 1865.6 | 108.0015 | 1865.6 | 1865.6 | 108.0015 | 1865.6 | 1865.6 | 108.0015 | 1865.6 | 72 | 14.27 | 1865.6 | 108.0015 | 1865.6
8711 |  | 1749.1 | 110.1906 | 1749.1 | 1749.1 | 110.1906 | 1749.1 | 1749.1 | 110.1906 | 1749.1 | 73 | 14.08 | 1749.1 | 110.1906 | 1749.1
8712 |  | 1674.8 | 109.9294 | 1674.8 | 1674.8 | 109.9294 | 1674.8 | 1674.8 | 109.9294 | 1674.8 | 72.2 | 14.1 | 1674.8 | 109.9294 | 1674.8
8713 |  | 1601.1 | 108.4016 | 1601.1 | 1601.1 | 108.4016 | 1601.1 | 1601.1 | 108.4016 | 1601.1 | 73.1 | 14.19 | 1601.1 | 108.4016 | 1601.1
8714 |  | 1589.2 | 102.993 | 1589.2 | 1589.2 | 102.993 | 1589.2 | 1589.2 | 102.993 | 1589.2 | 72.8 | 13.74 | 1589.2 | 102.993 | 1589.2
8715 |  | 1556.5 | 105.3614 | 1556.5 | 1556.5 | 105.3614 | 1556.5 | 1556.5 | 105.3614 | 1556.5 | 71.7 | 13.87 | 1556.5 | 105.3614 | 1556.5
8716 |  | 1564.1 | 108.1753 | 1564.1 | 1564.1 | 108.1753 | 1564.1 | 1564.1 | 108.1753 | 1564.1 | 72 | 13.6 | 1564.1 | 108.1753 | 1564.1
8717 |  | 1536.6 | 108.714 | 1536.6 | 1536.6 | 108.714 | 1536.6 | 1536.6 | 108.714 | 1536.6 | 72.4 | 13.92 | 1536.6 | 108.714 | 1536.6
8718 |  | 1561.9 | 108.6353 | 1561.9 | 1561.9 | 108.6353 | 1561.9 | 1561.9 | 108.6353 | 1561.9 | 71 | 13.69 | 1561.9 | 108.6353 | 1561.9
8719 |  | 1454.1 | 113.1519 | 1454.1 | 1454.1 | 113.1519 | 1454.1 | 1454.1 | 113.1519 | 1454.1 | 71.9 | 13.55 | 1454.1 | 113.1519 | 1454.1
8720 |  | 1545 | 112.7044 | 1545 | 1545 | 112.7044 | 1545 | 1545 | 112.7044 | 1545 | 72.1 | 11.78 | 1545 | 112.7044 | 1545
8721 |  | 1546.3 | 108.5268 | 1546.3 | 1546.3 | 108.5268 | 1546.3 | 1546.3 | 108.5268 | 1546.3 | 72.2 | 10.01 | 1546.3 | 108.5268 | 1546.3
8722 |  | 1598.8 | 102.3616 | 1598.8 | 1598.8 | 102.3616 | 1598.8 | 1598.8 | 102.3616 | 1598.8 | 71.9 | 10.17 | 1598.8 | 102.3616 | 1598.8
8723 |  | 1599.7 | 102.3567 | 1599.7 | 1599.7 | 102.3567 | 1599.7 | 1599.7 | 102.3567 | 1599.7 | 71.6 | 10.08 | 1599.7 | 102.3567 | 1599.7
8724 |  | 1589.1 | 107.3887 | 1589.1 | 1589.1 | 107.3887 | 1589.1 | 1589.1 | 107.3887 | 1589.1 | 72.3 | 14.85 | 1589.1 | 107.3887 | 1589.1
8725 |  | 1608.1 | 108.2378 | 1608.1 | 1608.1 | 108.2378 | 1608.1 | 1608.1 | 108.2378 | 1608.1 | 71 | 11.2 | 1608.1 | 108.2378 | 1608.1
8726 |  | 1628.7 | 107.0344 | 1628.7 | 1628.7 | 107.0344 | 1628.7 | 1628.7 | 107.0344 | 1628.7 | 72.9 | 14.92 | 1628.7 | 107.0344 | 1628.7
8727 |  | 1544.3 | 108.4701 | 1544.3 | 1544.3 | 108.4701 | 1544.3 | 1544.3 | 108.4701 | 1544.3 | 71.3 | 10.01 | 1544.3 | 108.4701 | 1544.3
8728 |  | 1633.7 | 108.4891 | 1633.7 | 1633.7 | 108.4891 | 1633.7 | 1633.7 | 108.4891 | 1633.7 | 72.3 | 9.44 | 1633.7 | 108.4891 | 1633.7
8729 |  | 1656.5 | 110.362 | 1656.5 | 1656.5 | 110.362 | 1656.5 | 1656.5 | 110.362 | 1656.5 | 72.7 | 14.01 | 1656.5 | 110.362 | 1656.5
8730 |  | 1600.1 | 107.7422 | 1600.1 | 1600.1 | 107.7422 | 1600.1 | 1600.1 | 107.7422 | 1600.1 | 72.2 | 9.5 | 1600.1 | 107.7422 | 1600.1
8731 |  | 1896.1 | 112.7367 | 1896.1 | 1896.1 | 112.7367 | 1896.1 | 1896.1 | 112.7367 | 1896.1 | 72.2 | 9.85 | 1896.1 | 112.7367 | 1896.1
8732 |  | 1937.2 | 111.9177 | 1937.2 | 1937.2 | 111.9177 | 1937.2 | 1937.2 | 111.9177 | 1937.2 | 72.9 | 9.41 | 1937.2 | 111.9177 | 1937.2
8733 |  | 1888.6 | 109.6616 | 1888.6 | 1888.6 | 109.6616 | 1888.6 | 1888.6 | 109.6616 | 1888.6 | 71.6 | 14.2 | 1888.6 | 109.6616 | 1888.6
8734 |  | 1878.4 | 110.484 | 1878.4 | 1878.4 | 110.484 | 1878.4 | 1878.4 | 110.484 | 1878.4 | 71.4 | 14.5 | 1878.4 | 110.484 | 1878.4
8735 |  | 1783.5 | 109.3706 | 1783.5 | 1783.5 | 109.3706 | 1783.5 | 1783.5 | 109.3706 | 1783.5 | 72.6 | 14.56 | 1783.5 | 109.3706 | 1783.5
8736 |  | 1710.4 | 108.0782 | 1710.4 | 1710.4 | 108.0782 | 1710.4 | 1710.4 | 108.0782 | 1710.4 | 71.9 | 14.34 | 1710.4 | 108.0782 | 1710.4
8737 |  | 1632.6 | 127.0704 | 1632.6 | 1632.6 | 127.0704 | 1632.6 | 1632.6 | 127.0704 | 1632.6 | 72.7 | 13.93 | 1632.6 | 127.0704 | 1632.6
8738 |  | 1606 | 128.2659 | 1606 | 1606 | 128.2659 | 1606 | 1606 | 128.2659 | 1606 | 71.5 | 13.9 | 1606 | 128.2659 | 1606
8739 |  | 1595.8 | 128.1331 | 1595.8 | 1595.8 | 128.1331 | 1595.8 | 1595.8 | 128.1331 | 1595.8 | 72.6 | 12.0025 | 1595.8 | 128.1331 | 1595.8
8740 |  | 1546.3 | 131.296 | 1546.3 | 1546.3 | 131.296 | 1546.3 | 1546.3 | 131.296 | 1546.3 | 72.9 | 14.35 | 1546.3 | 131.296 | 1546.3
8741 |  | 1569 | 130.0324 | 1569 | 1569 | 130.0324 | 1569 | 1569 | 130.0324 | 1569 | 71.5 | 9.76 | 1569 | 130.0324 | 1569
8742 |  | 1521.4 | 132.073 | 1521.4 | 1521.4 | 132.073 | 1521.4 | 1521.4 | 132.073 | 1521.4 | 72.4 | 9.05 | 1521.4 | 132.073 | 1521.4
8743 |  | 1451.9 | 127.0158 | 1451.9 | 1451.9 | 127.0158 | 1451.9 | 1451.9 | 127.0158 | 1451.9 | 71.7 | 8.89 | 1451.9 | 127.0158 | 1451.9
8744 |  | 1401.1 | 126.7973 | 1401.1 | 1401.1 | 126.7973 | 1401.1 | 1401.1 | 126.7973 | 1401.1 | 72.3 | 9.01 | 1401.1 | 126.7973 | 1401.1
8745 |  | 1393 | 130.4343 | 1393 | 1393 | 130.4343 | 1393 | 1393 | 130.4343 | 1393 | 71.9 | 9.31 | 1393 | 130.4343 | 1393
8746 |  | 1422.7 | 129.2173 | 1422.7 | 1422.7 | 129.2173 | 1422.7 | 1422.7 | 129.2173 | 1422.7 | 71.9 | 9.36 | 1422.7 | 129.2173 | 1422.7
8747 |  | 1496.4 | 109.1162 | 1496.4 | 1496.4 | 109.1162 | 1496.4 | 1496.4 | 109.1162 | 1496.4 | 71.6 | 9.22 | 1496.4 | 109.1162 | 1496.4
8748 |  | 1491.5 | 110.6825 | 1491.5 | 1491.5 | 110.6825 | 1491.5 | 1491.5 | 110.6825 | 1491.5 | 71.8 | 9.26 | 1491.5 | 110.6825 | 1491.5
8749 |  | 1498.6 | 110.3584 | 1498.6 | 1498.6 | 110.3584 | 1498.6 | 1498.6 | 110.3584 | 1498.6 | 72.3 | 8.35 | 1498.6 | 110.3584 | 1498.6
8750 |  | 1472.7 | 110.9543 | 1472.7 | 1472.7 | 110.9543 | 1472.7 | 1472.7 | 110.9543 | 1472.7 | 72.3 | 8.99 | 1472.7 | 110.9543 | 1472.7
8751 |  | 1522 | 104.6335 | 1522 | 1522 | 104.6335 | 1522 | 1522 | 104.6335 | 1522 | 71.3 | 8.96 | 1522 | 104.6335 | 1522
8752 |  | 1491.6 | 104.0207 | 1491.6 | 1491.6 | 104.0207 | 1491.6 | 1491.6 | 104.0207 | 1491.6 | 71.8 | 8.69 | 1491.6 | 104.0207 | 1491.6
8753 |  | 1507.2 | 113.0209 | 1507.2 | 1507.2 | 113.0209 | 1507.2 | 1507.2 | 113.0209 | 1507.2 | 71.9 | 9.06 | 1507.2 | 113.0209 | 1507.2
8754 |  | 1724.8 | 110.5166 | 1724.8 | 1724.8 | 110.5166 | 1724.8 | 1724.8 | 110.5166 | 1724.8 | 72.3 | 8.98 | 1724.8 | 110.5166 | 1724.8
8755 |  | 1870.5 | 114.8592 | 1870.5 | 1870.5 | 114.8592 | 1870.5 | 1870.5 | 114.8592 | 1870.5 | 68.2 | 8.05 | 1870.5 | 114.8592 | 1870.5
8756 |  | 1890.2 | 112.0607 | 1890.2 | 1890.2 | 112.0607 | 1890.2 | 1890.2 | 112.0607 | 1890.2 | 71.2 | 7.78 | 1890.2 | 112.0607 | 1890.2
8757 |  | 1815.9 | 111.2441 | 1815.9 | 1815.9 | 111.2441 | 1815.9 | 1815.9 | 111.2441 | 1815.9 | 70.6 | 7.62 | 1815.9 | 111.2441 | 1815.9
8758 |  | 1702.6 | 110.5009 | 1702.6 | 1702.6 | 110.5009 | 1702.6 | 1702.6 | 110.5009 | 1702.6 | 71.6 | 12.52 | 1702.6 | 110.5009 | 1702.6
8759 |  | 1543.5 | 109.7632 | 1543.5 | 1543.5 | 109.7632 | 1543.5 | 1543.5 | 109.7632 | 1543.5 | 72.1 | 13.03 | 1543.5 | 109.7632 | 1543.5
8760 |  | 1536.7 | 109.4834 | 1536.7 | 1536.7 | 109.4834 | 1536.7 | 1536.7 | 109.4834 | 1536.7 | 71.4 | 14.34 | 1536.7 | 109.4834 | 1536.7
Notes:
1. IPM® regional load shapes presented were derived from system hourly generation, regional sales, and regional load shedding of year 2015, with an adjustment for "fault and maintenance" in an effort to create realistic demand shapes.
2. Transmission, distribution, and commercial losses are not included in the presented hourly load shape.
3. Total grid-connected hourly load shape was scaled for the isolated regions.
4. The presented zonal shapes are the sum of the corresponding regional load shapes.
5. Detailed load shaping documentation is provided separately.
7. In 2015, Zones 5, 6, 7, 8, 9, 13, 14, and 15 are isolated regions.

## Resource Profile - Biomass
Back to Contents
Volume(MMBtu) is the maximum MMBTu of biomass per year available in the model to be used for biomass combustion plants
Price is the cost of the biomass in $/MMBtu in 2016$
| Year | Volume (MMBtu) | Price
| 2016 | 9968459.4337 | 5
| 2017 | 10021211.6718 | 5
| 2018 | 10074777.1672 | 5
| 2019 | 10129168.7779 | 5
| 2020 | 10184399.5746 | 5
| 2021 | 10240482.8444 | 5
| 2022 | 10297432.0949 | 5
| 2023 | 10355261.0577 | 5
| 2024 | 10413983.6926 | 5
| 2025 | 16974088.1255 | 5
| 2026 | 17034640.9179 | 5
| 2027 | 17096130.6727 | 5
| 2028 | 17158572.3047 | 5
| 2029 | 17221980.9779 | 5
| 2030 | 17286372.1103 | 5
| 2031 | 17351761.3788 | 5
| 2032 | 17418164.7235 | 5
| 2033 | 17485598.3527 | 5
| 2034 | 17554078.7475 | 5
| 2035 | 17623622.6674 | 5
| 2036 | 17694247.1548 | 5
| 2037 | 17765969.5404 | 5
| 2038 | 17837166.6734 | 5
| 2039 | 17908649.1289 | 5
| 2040 | 17980418.0505 | 5

## Resource Profile - Wind
Back to Contents
Wind Profiles
kW/MW shows the capacity factor of wind plants over 24 hour period for each month. In effect, it is the kW generated per hour for a 1 MW plant
IPM® Zone
SOUTHEAST
| Month | Hour of the Day (May)
|  | 12am-1am | 1am-2am | 2am-3am | 3am-4am | 4am-5am | 5am-6am | 6am-7am | 7am-8am | 8am-9am | 9am-10am | 10am-11am | 11am-12pm | 12pm-1pm | 1pm-2pm | 2pm-3pm | 3pm-4pm | 4pm-5pm | 5pm-6pm | 6pm-7pm | 7pm-8pm | 8pm-9pm | 9pm-10pm | 10pm-11pm | 11pm-12am
| January | 151.0601 | 151.0601 | 151.0601 | 151.0601 | 151.0601 | 151.0601 | 151.0601 | 108.7633 | 108.7633 | 108.7633 | 108.7633 | 108.7633 | 151.0601 | 205.4417 | 262.8445 | 344.417 | 344.417 | 262.8445 | 262.8445 | 205.4417 | 151.0601 | 151.0601 | 151.0601 | 151.0601
| February | 262.8445 | 262.8445 | 262.8445 | 344.417 | 344.417 | 262.8445 | 262.8445 | 205.4417 | 205.4417 | 205.4417 | 205.4417 | 205.4417 | 262.8445 | 344.417 | 344.417 | 429.0106 | 429.0106 | 429.0106 | 344.417 | 344.417 | 344.417 | 262.8445 | 262.8445 | 262.8445
| March | 344.417 | 344.417 | 344.417 | 344.417 | 344.417 | 344.417 | 344.417 | 262.8445 | 262.8445 | 262.8445 | 262.8445 | 262.8445 | 344.417 | 344.417 | 429.0106 | 534.7527 | 534.7527 | 534.7527 | 429.0106 | 344.417 | 344.417 | 344.417 | 262.8445 | 262.8445
| April | 205.4417 | 205.4417 | 205.4417 | 151.0601 | 205.4417 | 151.0601 | 151.0601 | 151.0601 | 151.0601 | 205.4417 | 205.4417 | 151.0601 | 205.4417 | 262.8445 | 344.417 | 344.417 | 344.417 | 344.417 | 344.417 | 344.417 | 262.8445 | 262.8445 | 205.4417 | 205.4417
| May | 151.0601 | 151.0601 | 151.0601 | 108.7633 | 108.7633 | 69.4876 | 69.4876 | 39.2756 | 39.2756 | 69.4876 | 108.7633 | 108.7633 | 151.0601 | 205.4417 | 205.4417 | 205.4417 | 205.4417 | 262.8445 | 205.4417 | 205.4417 | 205.4417 | 151.0601 | 151.0601 | 108.7633
| June | 344.417 | 344.417 | 262.8445 | 262.8445 | 262.8445 | 205.4417 | 151.0601 | 151.0601 | 205.4417 | 205.4417 | 205.4417 | 262.8445 | 262.8445 | 344.417 | 344.417 | 344.417 | 429.0106 | 344.417 | 344.417 | 344.417 | 344.417 | 262.8445 | 262.8445 | 262.8445
| July | 429.0106 | 429.0106 | 429.0106 | 429.0106 | 429.0106 | 344.417 | 344.417 | 344.417 | 344.417 | 344.417 | 344.417 | 344.417 | 429.0106 | 534.7527 | 534.7527 | 534.7527 | 534.7527 | 534.7527 | 534.7527 | 534.7527 | 534.7527 | 429.0106 | 429.0106 | 429.0106
| August | 344.417 | 344.417 | 344.417 | 344.417 | 344.417 | 344.417 | 344.417 | 262.8445 | 262.8445 | 262.8445 | 344.417 | 344.417 | 429.0106 | 429.0106 | 534.7527 | 534.7527 | 534.7527 | 534.7527 | 429.0106 | 429.0106 | 429.0106 | 344.417 | 344.417 | 344.417
| September | 429.0106 | 429.0106 | 429.0106 | 429.0106 | 429.0106 | 429.0106 | 344.417 | 344.417 | 344.417 | 344.417 | 344.417 | 429.0106 | 534.7527 | 637.4735 | 637.4735 | 637.4735 | 637.4735 | 637.4735 | 534.7527 | 429.0106 | 429.0106 | 429.0106 | 429.0106 | 429.0106
| October | 205.4417 | 262.8445 | 262.8445 | 205.4417 | 205.4417 | 205.4417 | 151.0601 | 151.0601 | 151.0601 | 205.4417 | 205.4417 | 262.8445 | 429.0106 | 429.0106 | 429.0106 | 429.0106 | 429.0106 | 429.0106 | 429.0106 | 344.417 | 262.8445 | 262.8445 | 205.4417 | 205.4417
| November | 205.4417 | 205.4417 | 205.4417 | 205.4417 | 205.4417 | 151.0601 | 151.0601 | 151.0601 | 151.0601 | 151.0601 | 151.0601 | 205.4417 | 262.8445 | 344.417 | 344.417 | 344.417 | 344.417 | 262.8445 | 262.8445 | 205.4417 | 205.4417 | 205.4417 | 205.4417 | 205.4417
| December | 151.0601 | 151.0601 | 151.0601 | 151.0601 | 151.0601 | 108.7633 | 108.7633 | 69.4876 | 69.4876 | 108.7633 | 108.7633 | 151.0601 | 205.4417 | 262.8445 | 262.8445 | 262.8445 | 262.8445 | 262.8445 | 262.8445 | 205.4417 | 151.0601 | 151.0601 | 151.0601 | 151.0601

## Resource Profile - Solar
Back to Contents
Solar Profiles
[12 empty] | Winneba profile is used for SouthEast, Southwest and Ashanti Model Zones | [14 empty] | Navorongo profile is used for North GH Model Zone
Hour of the Day (May) [Utility-Scale]
| IPM® Zone | Annual Capacity Factor | 12am-1am | 1am-2am | 2am-3am | 3am-4am | 4am-5am | 5am-6am | 6am-7am | 7am-8am | 8am-9am | 9am-10am | 10am-11am | 11am-12pm | 12pm-1pm | 1pm-2pm | 2pm-3pm | 3pm-4pm | 4pm-5pm | 5pm-6pm | 6pm-7pm | 7pm-8pm | 8pm-9pm | 9pm-10pm | 10pm-11pm | 11pm-12am
| SOUTHWEST |  | 0 | 0 | 0 | 0 | 0 | 0.088452 | 25.5128 | 144.786 | 262.543 | 323.7594 | 432.0077 | 513.6899 | 526.1946 | 501.6002 | 435.6535 | 308.0915 | 147.5688 | 32.6999 | 0.29029 | 0.0001 | 0 | 0 | 0 | 0
| SOUTHEAST |  | 0 | 0 | 0 | 0 | 0 | 0.088452 | 25.5128 | 144.786 | 262.543 | 323.7594 | 432.0077 | 513.6899 | 526.1946 | 501.6002 | 435.6535 | 308.0915 | 147.5688 | 32.6999 | 0.29029 | 0.0001 | 0 | 0 | 0 | 0
| ASHANTI |  | 0 | 0 | 0 | 0 | 0 | 0.088452 | 25.5128 | 144.786 | 262.543 | 323.7594 | 432.0077 | 513.6899 | 526.1946 | 501.6002 | 435.6535 | 308.0915 | 147.5688 | 32.6999 | 0.29029 | 0.0001 | 0 | 0 | 0 | 0
| NORTH |  | 0 | 0 | 0 | 0 | 0 | 11.2123 | 93.131 | 233.3752 | 428.8585 | 513.3498 | 546.7475 | 544.5537 | 575.99 | 474.682 | 382.268 | 243.1708 | 83.6275 | 0 | 0 | 0 | 0 | 0 | 0 | 0
Derivation of Hourly Solar Shapes:
1. The 24-hour average montly shapes is based on information from the 20 MW Winneba solar profile, and the Navarongo solar profiles from 2016
2. The Solar with Storage profile takes out 30% of the energy generated during the daytime and discharges it during the peak period, as shown in the graph to the right.
20MW BXC WINNEBA SOLAR HOURLY PROFILE
| Month | 12am-1am | 1am-2am | 2am-3am | 3am-4am | 4am-5am | 5am-6am | 6am-7am | 7am-8am | 8am-9am | 9am-10am | 10am-11am | 11am-12pm | 12pm-1pm | 1pm-2pm | 2pm-3pm | 3pm-4pm | 4pm-5pm | 5pm-6pm | 6pm-7pm | 7pm-8pm | 8pm-9pm | 9pm-10pm | 10pm-11pm | 11pm-12am
| January | 0 | 0 | 0 | 0 | 0 | 0 | 8.2 | 75.6 | 201.3 | 207.05 | 278.7 | 358 | 383.525 | 337.45 | 233.1 | 213.525 | 124.55 | 30.3 | 0.025 | 0 | 0 | 0 | 0 | 0
| February | 0 | 0 | 0 | 0 | 0 | 0 | 7.7125 | 76.15 | 185.7875 | 278.95 | 321.6625 | 472.8625 | 516.725 | 474.1 | 397.5625 | 255.1 | 130.6375 | 29.475 | 0 | 0 | 0 | 0 | 0 | 0
| March | 0 | 0 | 0 | 0 | 0 | 0 | 18.8088 | 151.3005 | 373.4957 | 493.1562 | 605.4195 | 665.2188 | 713.5376 | 680.3166 | 580.6006 | 425.8155 | 227.6723 | 58.3371 | 0.37338 | 0 | 0 | 0 | 0 | 0
| April | 0 | 0 | 0 | 0 | 0 | 0 | 32.2552 | 199.959 | 321.4814 | 447.1855 | 481.4691 | 599.5092 | 622.4807 | 543.812 | 543.1067 | 375.3388 | 223.5328 | 42.2526 | 0.075 | 0 | 0 | 0 | 0 | 0
| May | 0 | 0 | 0 | 0 | 0 | 0.11673 | 44.246 | 188.8174 | 324.125 | 441.9927 | 414.1041 | 594.4119 | 590.0072 | 562.3642 | 531.4287 | 346.5443 | 158.1479 | 40.7018 | 0.016938 | 0 | 0 | 0 | 0 | 0
| June | 0 | 0 | 0 | 0 | 0 | 0.40885 | 45.389 | 193.8602 | 297.362 | 281.596 | 445.9444 | 517.8503 | 455.2318 | 543.4152 | 480.4362 | 377.579 | 193.0727 | 42.0795 | 0.14758 | 0 | 0 | 0 | 0 | 0
| July | 0 | 0 | 0 | 0 | 0 | 0 | 12.0398 | 81.8159 | 190.052 | 278.9268 | 377.2538 | 315.3247 | 360.8439 | 369.6594 | 374.51 | 290.8637 | 167.5055 | 51.5776 | 2.2535 | 0 | 0 | 0 | 0 | 0
| August | 0 | 0 | 0 | 0 | 0 | 0 | 11.3688 | 67.8719 | 174.9579 | 195.9967 | 197.7958 | 300.5456 | 282.8917 | 367.8867 | 288.1705 | 263.6449 | 167.3607 | 45.3287 | 0.59214 | 0 | 0 | 0 | 0 | 0
| September | 0 | 0 | 0 | 0 | 0 | 0 | 10.7451 | 78.8848 | 147.9291 | 293.5448 | 511.3128 | 579.2106 | 645.5351 | 400.2321 | 349.8623 | 272.1037 | 79.2268 | 17.4128 | 0 | 0 | 0 | 0 | 0 | 0
| October | 0 | 0 | 0 | 0 | 0 | 0.2782 | 46.4367 | 233.5943 | 243.1892 | 259.3109 | 484.9355 | 524.6239 | 512.53 | 587.3381 | 511.4477 | 341.6954 | 114.5506 | 8.438 | 0 | 0.0012 | 0 | 0 | 0 | 0
| November | 0 | 0 | 0 | 0 | 0 | 0.25765 | 42.1872 | 239.0012 | 358.7517 | 328.6205 | 468.4285 | 634.382 | 644.066 | 615.061 | 466.3552 | 221.3314 | 91.4191 | 10.1752 | 0 | 0 | 0 | 0 | 0 | 0
| December | 0 | 0 | 0 | 0 | 0 | 0 | 26.764 | 150.5771 | 332.0847 | 378.7829 | 597.066 | 602.3388 | 586.9616 | 537.5673 | 471.2618 | 313.5564 | 93.1493 | 16.3204 | 0 | 0 | 0 | 0 | 0 | 0
[5 empty] | Total Output | 43853.8337 | kWh
[6 empty] | 43.8538 | MWh
[5 empty] | Total Potential | 288000 | 0.15227
2.5MW NAVRONGO SOLAR PLANT
| Month | 12am-1am | 1am-2am | 2am-3am | 3am-4am | 4am-5am | 5am-6am | 6am-7am | 7am-8am | 8am-9am | 9am-10am | 10am-11am | 11am-12pm | 12pm-1pm | 1pm-2pm | 2pm-3pm | 3pm-4pm | 4pm-5pm | 5pm-6pm | 6pm-7pm | 7pm-8pm | 8pm-9pm | 9pm-10pm | 10pm-11pm | 11pm-12am
| January | 0 | 0 | 0 | 0 | 0 | 0 | 46.984 | 175.928 | 535.988 | 644.75 | 551.386 | 699.326 | 589.368 | 583.768 | 455.222 | 246.704 | 55.18 | 0 | 0 | 0 | 0 | 0 | 0 | 0
| February | 0 | 0 | 0 | 0 | 0 | 0 | 26.192 | 138.546 | 430.23 | 590.77 | 515.602 | 674.336 | 568.378 | 574.576 | 455.022 | 285.486 | 92.168 | 0 | 0 | 0 | 0 | 0 | 0 | 0
| March | 0 | 0 | 0 | 0 | 0 | 0 | 28.392 | 193.526 | 367.254 | 570.58 | 670.338 | 705.52 | 660.94 | 591.97 | 493.804 | 315.276 | 106.76 | 0 | 0 | 0 | 0 | 0 | 0 | 0
| April | 0 | 0 | 0 | 0 | 0 | 0 | 30.59 | 175.932 | 384.848 | 564.782 | 619.556 | 652.942 | 627.152 | 553.184 | 403.64 | 266.896 | 99.56 | 0 | 0 | 0 | 0 | 0 | 0 | 0
| May | 0 | 0 | 0 | 0 | 0 | 0 | 44.18 | 149.742 | 342.866 | 520.198 | 530.992 | 546.784 | 540.284 | 486.212 | 268.694 | 181.326 | 75.968 | 0 | 0 | 0 | 0 | 0 | 0 | 0
| June | 0 | 0 | 0 | 0 | 0 | 0.2 | 104.358 | 227.312 | 386.05 | 567.178 | 427.232 | 345.864 | 596.862 | 336.474 | 389.648 | 283.884 | 65.93 | 0 | 0 | 0 | 0 | 0 | 0 | 0
| July | 0 | 0 | 0 | 0 | 0 | 0.2 | 117.356 | 262.498 | 450.826 | 558.58 | 543.386 | 436.832 | 680.33 | 391.45 | 455.222 | 320.472 | 92.32 | 0 | 0 | 0 | 0 | 0 | 0 | 0
| August | 0 | 0 | 0 | 0 | 0 | 3 | 111.158 | 279.488 | 479.616 | 563.378 | 670.138 | 596.37 | 616.958 | 470.418 | 328.274 | 181.128 | 105.358 | 0 | 0 | 0 | 0 | 0 | 0 | 0
| September | 0 | 0 | 0 | 0 | 0 | 3 | 185.528 | 386.448 | 491.568 | 569.976 | 630.556 | 606.568 | 589.37 | 436.832 | 333.074 | 186.728 | 66.378 | 0 | 0 | 0 | 0 | 0 | 0 | 0
| October | 0 | 0 | 0 | 0 | 0 | 46.18 | 192.724 | 348.064 | 493.368 | 387.648 | 501.968 | 474.218 | 559.38 | 484.412 | 376.056 | 234.912 | 75.174 | 0 | 0 | 0 | 0 | 0 | 0 | 0
| November | 0 | 0 | 0 | 0 | 0 | 62.774 | 144.742 | 265.296 | 454.222 | 302.282 | 457.986 | 406.04 | 513.802 | 447.824 | 358.262 | 220.314 | 108.558 | 0 | 0 | 0 | 0 | 0 | 0 | 0
| December | 0 | 0 | 0 | 0 | 0 | 19.194 | 85.368 | 197.722 | 329.466 | 320.076 | 441.83 | 389.844 | 369.056 | 339.064 | 270.298 | 194.924 | 60.176 | 0 | 0 | 0 | 0 | 0 | 0 | 0
Solar PV With Storage
| Month | 12am-1am | 1am-2am | 2am-3am | 3am-4am | 4am-5am | 5am-6am | 6am-7am | 7am-8am | 8am-9am | 9am-10am | 10am-11am | 11am-12pm | 12pm-1pm | 1pm-2pm | 2pm-3pm | 3pm-4pm | 4pm-5pm | 5pm-6pm | 6pm-7pm | 7pm-8pm | 8pm-9pm | 9pm-10pm | 10pm-11pm | 11pm-12am
| January | 0 | 0 | 0 | 0 | 0 | 0 | 8.2 | 75.6 | 94.6333 | 100.3833 | 158.7 | 178 | 183.525 | 157.45 | 150 | 150 | 150 | 150 | 230.2167 | 263.1 | 221.2167 | 90.15 | 90.15 | 0
| February | 0 | 0 | 0 | 0 | 0 | 0 | 7.7125 | 76.15 | 79.1208 | 172.2833 | 201.6625 | 292.8625 | 316.725 | 294.1 | 277.5625 | 150 | 150 | 150 | 271.7667 | 300 | 227.3042 | 89.7375 | 89.7375 | 0
| March | 0 | 0 | 0 | 0 | 0 | 0 | 18.8088 | 151.3005 | 266.829 | 386.4896 | 485.4195 | 485.2188 | 513.5376 | 500.3166 | 460.6006 | 292.4821 | 174.3389 | 150 | 300.3734 | 300 | 300 | 104.1685 | 104.1685 | 0
| April | 0 | 0 | 0 | 0 | 0 | 0 | 32.2552 | 199.959 | 214.8147 | 340.5188 | 361.4691 | 419.5092 | 422.4807 | 363.812 | 423.1067 | 242.0055 | 170.1995 | 150 | 300.075 | 300 | 300 | 96.1263 | 96.1263 | 0
| May | 0 | 0 | 0 | 0 | 0 | 0.11673 | 44.246 | 188.8174 | 217.4583 | 335.326 | 294.1041 | 414.4119 | 390.0072 | 382.3642 | 411.4287 | 213.211 | 150 | 150 | 300.0169 | 300 | 254.8146 | 95.3509 | 95.3509 | 0
| June | 0 | 0 | 0 | 0 | 0 | 0.40885 | 45.389 | 193.8602 | 190.6954 | 174.9294 | 325.9444 | 337.8503 | 255.2318 | 363.4152 | 360.4362 | 244.2457 | 150 | 150 | 300.1476 | 300 | 289.7394 | 96.0398 | 96.0398 | 0
| July | 0 | 0 | 0 | 0 | 0 | 0 | 12.0398 | 81.8159 | 83.3854 | 172.2601 | 257.2538 | 135.3247 | 160.8439 | 189.6594 | 254.51 | 157.5304 | 150 | 150 | 302.2535 | 300 | 264.1721 | 100.7888 | 100.7888 | 0
| August | 0 | 0 | 0 | 0 | 0 | 0 | 11.3688 | 67.8719 | 68.2912 | 89.33 | 77.7958 | 120.5456 | 82.8917 | 187.8867 | 168.1705 | 150 | 150 | 150 | 280.9037 | 300 | 264.0274 | 97.6644 | 97.6644 | 0
| September | 0 | 0 | 0 | 0 | 0 | 0 | 10.7451 | 78.8848 | 41.2624 | 186.8781 | 391.3128 | 399.2106 | 445.5351 | 220.2321 | 229.8623 | 150 | 150 | 150 | 288.7704 | 300 | 175.8935 | 83.7064 | 83.7064 | 0
| October | 0 | 0 | 0 | 0 | 0 | 0.2782 | 46.4367 | 233.5943 | 136.5226 | 152.6442 | 364.9355 | 344.6239 | 312.53 | 407.3381 | 391.4477 | 208.3621 | 150 | 150 | 300 | 300 | 211.2172 | 79.219 | 79.219 | 0
| November | 0 | 0 | 0 | 0 | 0 | 0.25765 | 42.1872 | 239.0012 | 252.085 | 221.9538 | 348.4285 | 454.382 | 444.066 | 435.061 | 346.3552 | 150 | 150 | 150 | 237.9981 | 300 | 188.0858 | 80.0876 | 80.0876 | 0
| December | 0 | 0 | 0 | 0 | 0 | 0 | 26.764 | 150.5771 | 225.4181 | 272.1163 | 477.066 | 422.3388 | 386.9616 | 357.5673 | 351.2618 | 180.223 | 150 | 150 | 300 | 300 | 189.816 | 83.1602 | 83.1602 | 0

## Gas_RefCase
Back to Contents
Natural Gas Prices
1 | Atuabo Gas to Takoradi Gas
2 | Atuabo Gas to Tema Gas
3 | Atuabo Gas to Ashanti Gas
4 | WAGP Gas to Tema Gas
5 | LNG Supply to Tema Gas
|  | Atuabo Gas to Ashanti-GH Gas |  |  |  | Atuabo Gas to Takoradi Gas |  |  |  |  | Atuabo Gas to Tema Gas |  |  |  | WAGP Gas to Tema Gas |  |  |  | SE LNG Supply to Tema Gas |  |  |  | SE LNG Supply to Takoradi Gas |  |  |  | SE LNG Supply to Ashanti Gas |  |  |  | SouthWest LNG Supply to Tema Gas |  |  |  | SouthWest LNG Supply to Takoradi Gas |  |  |  | SouthWest LNG Supply to Ashanti Gas
| Year | Fuel Price (2016$/MMBtu) | Transport Price (2016$/MMBtu) | Delivered Price (2016$/MMBtu) |  | Year | Fuel Price (2016$/MMBtu) | Transport Price (2016$/MMBtu) | Delivered Price (2016$/MMBtu) |  | Year | Fuel Price (2016$/MMBtu) | Transport Price (2016$/MMBtu) | Delivered Price (2016$/MMBtu) | Year | Fuel Price (2016$/MMBtu) | Transport Price (2016$/MMBtu) | Delivered Price (2016$/MMBtu) | Year | Fuel Price (2016$/MMBtu) | Transport Price (2016$/MMBtu) | Delivered Price (2016$/MMBtu) | Year | Fuel Price (2016$/MMBtu) | Transport Price (2016$/MMBtu) | Delivered Price (2016$/MMBtu) | Year | Fuel Price (2016$/MMBtu) | Transport Price (2016$/MMBtu) | Delivered Price (2016$/MMBtu) | Year | Fuel Price (2016$/MMBtu) | Transport Price (2016$/MMBtu) | Delivered Price (2016$/MMBtu) | Year | Fuel Price (2016$/MMBtu) | Transport Price (2016$/MMBtu) | Delivered Price (2016$/MMBtu) | Year | Fuel Price (2016$/MMBtu) | Transport Price (2016$/MMBtu) | Delivered Price (2016$/MMBtu)
| 2016 | 8.898 | N/A | N/A |  | 2016 | 8.898 | N/A | N/A |  | 2016 | 8.898 | N/A | N/A | 2016 | 8.22 | 0 | 8.22 | 2016 | 6.112 | N/A | N/A | 2016 | 6.112 | N/A | N/A | 2016 | 6.112 | N/A | N/A | 2016 | 6.112 | N/A | N/A | 2016 | 6.112 | N/A | N/A | 2016 | 6.112 | N/A | N/A
| 2017 | 7.379 | N/A | N/A |  | 2017 | 7.379 | N/A | N/A |  | 2017 | 7.379 | N/A | N/A | 2017 | 8.22 | 0 | 8.22 | 2017 | 7.2678 | N/A | N/A | 2017 | 7.2678 | N/A | N/A | 2017 | 7.2678 | N/A | N/A | 2017 | 7.2678 | N/A | N/A | 2017 | 7.2678 | N/A | N/A | 2017 | 7.2678 | N/A | N/A
| 2018 | 8.0066 | N/A | N/A |  | 2018 | 8.0066 | 0 | 8.0066 |  | 2018 | 8.0066 | 0 | 8.0066 | 2018 | 8.22 | 0 | 8.22 | 2018 | 8.2435 | N/A | N/A | 2018 | 8.2435 | N/A | N/A | 2018 | 8.2435 | N/A | N/A | 2018 | 8.2435 | N/A | N/A | 2018 | 8.2435 | N/A | N/A | 2018 | 8.2435 | N/A | N/A
| 2019 | 8.3194 | N/A | N/A |  | 2019 | 8.3194 | 0 | 8.3194 |  | 2019 | 8.3194 | 0 | 8.3194 | 2019 | 8.22 | 0 | 8.22 | 2019 | 8.8567 | 0 | 8.8567 | 2019 | 8.8567 | 1.65 | 10.5067 | 2019 | 8.8567 | N/A | N/A | 2019 | 8.8567 | N/A | N/A | 2019 | 8.8567 | N/A | N/A | 2019 | 8.8567 | N/A | N/A
| 2020 | 8.2952 | 1.65 | 9.9452 |  | 2020 | 8.2952 | 0 | 8.2952 |  | 2020 | 8.2952 | 0 | 8.2952 | 2020 | 8.22 | 0 | 8.22 | 2020 | 9.1311 | 0 | 9.1311 | 2020 | 9.1311 | 1.65 | 10.7811 | 2020 | 9.1311 | 1.65 | 10.7811 | 2020 | 9.1311 | N/A | N/A | 2020 | 9.1311 | N/A | N/A | 2020 | 9.1311 | N/A | N/A
| 2021 | 8.3121 | 1.65 | 9.9621 |  | 2021 | 8.3121 | 0 | 8.3121 |  | 2021 | 8.3121 | 0 | 8.3121 | 2021 | 8.22 | 0 | 8.22 | 2021 | 9.3332 | 0 | 9.3332 | 2021 | 9.3332 | 1.65 | 10.9832 | 2021 | 9.3332 | 1.65 | 10.9832 | 2021 | 9.3332 | N/A | N/A | 2021 | 9.3332 | N/A | N/A | 2021 | 9.3332 | N/A | N/A
| 2022 | 7.8202 | 1.65 | 9.4702 |  | 2022 | 7.8202 | 0 | 7.8202 |  | 2022 | 7.8202 | 0 | 7.8202 | 2022 | 8.22 | 0 | 8.22 | 2022 | 9.4927 | 0 | 9.4927 | 2022 | 9.4927 | 1.65 | 11.1427 | 2022 | 9.4927 | 1.65 | 11.1427 | 2022 | 9.4927 | 1.65 | 11.1427 | 2022 | 9.4927 | 0 | 9.4927 | 2022 | 9.4927 | 1.65 | 11.1427
| 2023 | 7.874 | 1.65 | 9.524 |  | 2023 | 7.874 | 0 | 7.874 |  | 2023 | 7.874 | 0 | 7.874 | 2023 | 8.22 | 0 | 8.22 | 2023 | 9.5803 | 0 | 9.5803 | 2023 | 9.5803 | 1.65 | 11.2303 | 2023 | 9.5803 | 1.65 | 11.2303 | 2023 | 9.5803 | 1.65 | 11.2303 | 2023 | 9.5803 | 0 | 9.5803 | 2023 | 9.5803 | 1.65 | 11.2303
| 2024 | 7.9377 | 1.65 | 9.5877 |  | 2024 | 7.9377 | 0 | 7.9377 |  | 2024 | 7.9377 | 0 | 7.9377 | 2024 | 8.22 | 0 | 8.22 | 2024 | 9.6665 | 0 | 9.6665 | 2024 | 9.6665 | 1.65 | 11.3165 | 2024 | 9.6665 | 1.65 | 11.3165 | 2024 | 9.6665 | 1.65 | 11.3165 | 2024 | 9.6665 | 0 | 9.6665 | 2024 | 9.6665 | 1.65 | 11.3165
| 2025 | 7.9881 | 1.65 | 9.6381 |  | 2025 | 7.9881 | 0 | 7.9881 |  | 2025 | 7.9881 | 0 | 7.9881 | 2025 | 8.22 | 0 | 8.22 | 2025 | 9.8228 | 0 | 9.8228 | 2025 | 9.8228 | 1.65 | 11.4728 | 2025 | 9.8228 | 1.65 | 11.4728 | 2025 | 9.8228 | 1.65 | 11.4728 | 2025 | 9.8228 | 0 | 9.8228 | 2025 | 9.8228 | 1.65 | 11.4728
| 2026 | 8.0117 | 1.65 | 9.6617 |  | 2026 | 8.0117 | 0 | 8.0117 |  | 2026 | 8.0117 | 0 | 8.0117 | 2026 | 8.22 | 0 | 8.22 | 2026 | 9.9607 | 0 | 9.9607 | 2026 | 9.9607 | 1.65 | 11.6107 | 2026 | 9.9607 | 1.65 | 11.6107 | 2026 | 9.9607 | 1.65 | 11.6107 | 2026 | 9.9607 | 0 | 9.9607 | 2026 | 9.9607 | 1.65 | 11.6107
| 2027 | 8.042 | 1.65 | 9.692 |  | 2027 | 8.042 | 0 | 8.042 |  | 2027 | 8.042 | 0 | 8.042 | 2027 | 8.22 | 0 | 8.22 | 2027 | 10.0416 | 0 | 10.0416 | 2027 | 10.0416 | 1.65 | 11.6916 | 2027 | 10.0416 | 1.65 | 11.6916 | 2027 | 10.0416 | 1.65 | 11.6916 | 2027 | 10.0416 | 0 | 10.0416 | 2027 | 10.0416 | 1.65 | 11.6916
| 2028 | 8.0647 | 1.65 | 9.7147 |  | 2028 | 8.0647 | 0 | 8.0647 |  | 2028 | 8.0647 | 0 | 8.0647 | 2028 | 8.22 | 0 | 8.22 | 2028 | 10.0728 | 0 | 10.0728 | 2028 | 10.0728 | 1.65 | 11.7228 | 2028 | 10.0728 | 1.65 | 11.7228 | 2028 | 10.0728 | 1.65 | 11.7228 | 2028 | 10.0728 | 0 | 10.0728 | 2028 | 10.0728 | 1.65 | 11.7228
| 2029 | 8.0892 | 1.65 | 9.7392 |  | 2029 | 8.0892 | 0 | 8.0892 |  | 2029 | 8.0892 | 0 | 8.0892 | 2029 | 8.22 | 0 | 8.22 | 2029 | 10.1505 | 0 | 10.1505 | 2029 | 10.1505 | 1.65 | 11.8005 | 2029 | 10.1505 | 1.65 | 11.8005 | 2029 | 10.1505 | 1.65 | 11.8005 | 2029 | 10.1505 | 0 | 10.1505 | 2029 | 10.1505 | 1.65 | 11.8005
| 2030 | 8.109 | 1.65 | 9.759 |  | 2030 | 8.109 | 0 | 8.109 |  | 2030 | 8.109 | 0 | 8.109 | 2030 | 8.22 | 0 | 8.22 | 2030 | 10.297 | 0 | 10.297 | 2030 | 10.297 | 1.65 | 11.947 | 2030 | 10.297 | 1.65 | 11.947 | 2030 | 10.297 | 1.65 | 11.947 | 2030 | 10.297 | 0 | 10.297 | 2030 | 10.297 | 1.65 | 11.947
| 2031 | 8.1205 | 1.65 | 9.7705 |  | 2031 | 8.1205 | 0 | 8.1205 |  | 2031 | 8.1205 | 0 | 8.1205 | 2031 | 8.22 | 0 | 8.22 | 2031 | 10.4684 | 0 | 10.4684 | 2031 | 10.4684 | 1.65 | 12.1184 | 2031 | 10.4684 | 1.65 | 12.1184 | 2031 | 10.4684 | 1.65 | 12.1184 | 2031 | 10.4684 | 0 | 10.4684 | 2031 | 10.4684 | 1.65 | 12.1184
| 2032 | 8.1145 | 1.65 | 9.7645 |  | 2032 | 8.1145 | 0 | 8.1145 |  | 2032 | 8.1145 | 0 | 8.1145 | 2032 | 8.22 | 0 | 8.22 | 2032 | 10.6674 | 0 | 10.6674 | 2032 | 10.6674 | 1.65 | 12.3174 | 2032 | 10.6674 | 1.65 | 12.3174 | 2032 | 10.6674 | 1.65 | 12.3174 | 2032 | 10.6674 | 0 | 10.6674 | 2032 | 10.6674 | 1.65 | 12.3174
| 2033 | 8.1182 | 1.65 | 9.7682 |  | 2033 | 8.1182 | 0 | 8.1182 |  | 2033 | 8.1182 | 0 | 8.1182 | 2033 | 8.22 | 0 | 8.22 | 2033 | 10.6985 | 0 | 10.6985 | 2033 | 10.6985 | 1.65 | 12.3485 | 2033 | 10.6985 | 1.65 | 12.3485 | 2033 | 10.6985 | 1.65 | 12.3485 | 2033 | 10.6985 | 0 | 10.6985 | 2033 | 10.6985 | 1.65 | 12.3485
| 2034 | 8.1107 | 1.65 | 9.7607 |  | 2034 | 8.1107 | 0 | 8.1107 |  | 2034 | 8.1107 | 0 | 8.1107 | 2034 | 8.22 | 0 | 8.22 | 2034 | 10.839 | 0 | 10.839 | 2034 | 10.839 | 1.65 | 12.489 | 2034 | 10.839 | 1.65 | 12.489 | 2034 | 10.839 | 1.65 | 12.489 | 2034 | 10.839 | 0 | 10.839 | 2034 | 10.839 | 1.65 | 12.489
| 2035 | 8.0971 | 1.65 | 9.7471 |  | 2035 | 8.0971 | 0 | 8.0971 |  | 2035 | 8.0971 | 0 | 8.0971 | 2035 | 8.22 | 0 | 8.22 | 2035 | 10.9074 | 0 | 10.9074 | 2035 | 10.9074 | 1.65 | 12.5574 | 2035 | 10.9074 | 1.65 | 12.5574 | 2035 | 10.9074 | 1.65 | 12.5574 | 2035 | 10.9074 | 0 | 10.9074 | 2035 | 10.9074 | 1.65 | 12.5574
| 2036 | 7.9073 | 1.65 | 9.5573 |  | 2036 | 7.9073 | 0 | 7.9073 |  | 2036 | 7.9073 | 0 | 7.9073 | 2036 | 8.22 | 0 | 8.22 | 2036 | 11.1155 | 0 | 11.1155 | 2036 | 11.1155 | 1.65 | 12.7655 | 2036 | 11.1155 | 1.65 | 12.7655 | 2036 | 11.1155 | 1.65 | 12.7655 | 2036 | 11.1155 | 0 | 11.1155 | 2036 | 11.1155 | 1.65 | 12.7655
| 2037 | 7.91 | 1.65 | 9.56 |  | 2037 | 7.91 | 0 | 7.91 |  | 2037 | 7.91 | 1 | 8.91 | 2037 | 8.22 | 0 | 8.22 | 2037 | 11.1727 | 0 | 11.1727 | 2037 | 11.1727 | 1.65 | 12.8227 | 2037 | 11.1727 | 1.65 | 12.8227 | 2037 | 11.1727 | 1.65 | 12.8227 | 2037 | 11.1727 | 0 | 11.1727 | 2037 | 11.1727 | 1.65 | 12.8227
| 2038 | 7.91 | 1.65 | 9.56 |  | 2038 | 7.91 | 0 | 7.91 |  | 2038 | 7.91 | 2 | 9.91 | 2038 | 8.22 | 0 | 8.22 | 2038 | 11.2715 | 0 | 11.2715 | 2038 | 11.2715 | 1.65 | 12.9215 | 2038 | 11.2715 | 1.65 | 12.9215 | 2038 | 11.2715 | 1.65 | 12.9215 | 2038 | 11.2715 | 0 | 11.2715 | 2038 | 11.2715 | 1.65 | 12.9215
| 2039 | 7.91 | 1.65 | 9.56 |  | 2039 | 7.91 | 0 | 7.91 |  | 2039 | 7.91 | 3 | 10.91 | 2039 | 8.22 | 0 | 8.22 | 2039 | 11.4066 | 0 | 11.4066 | 2039 | 11.4066 | 1.65 | 13.0566 | 2039 | 11.4066 | 1.65 | 13.0566 | 2039 | 11.4066 | 1.65 | 13.0566 | 2039 | 11.4066 | 0 | 11.4066 | 2039 | 11.4066 | 1.65 | 13.0566
| 2040 | 7.91 | 1.65 | 9.56 |  | 2040 | 7.91 | 0 | 7.91 |  | 2040 | 7.91 | 4 | 11.91 | 2040 | 8.22 | 0 | 8.22 | 2040 | 11.494 | 0 | 11.494 | 2040 | 11.494 | 1.65 | 13.144 | 2040 | 11.494 | 1.65 | 13.144 | 2040 | 11.494 | 1.65 | 13.144 | 2040 | 11.494 | 0 | 11.494 | 2040 | 11.494 | 1.65 | 13.144
Atuabo gas is the gas that is produced from the Atuobo gas processing plant
The fuel price (commodity price) of the Atuabo gas is based on weighted average of Jubilee, TEN, and Sankofa over time, including gas processing costs, and pipeline costs from Atuabo to Aboadze, and the pipeline costs from Atuabo to Tema (via the reverse flow)
Transport price for a pipeline to the Kumasi area assumes that the power generators will have to pay for the additional investment costs for the power plants. This cost is applicable to both domestic gas, as well as any LNG that would be supplied to the Kumasi area
Model allows for LNG to be delivered in both Southeast-GH and Southwest-GH, and this LNG can be transported along WAGP to the other side of Ghana at a given cost of $1.65/MMBtu
When LNG starts to be consumed in the model, then an additional $0.7/MMBtu for the following five years to pay for infrastructure costs associated with ports and regasification facilities.
GAS VOLUME CONSTRAINTS (MMBtu) -- Annual
|  | Jubilee | TEN | SANKOFA | SANKOFA 90% TOP | SouthEast LNG | SouthWest LNG | WAGP | Reverse Flow
|  | FC Gas Jubilee_RefCase_2017-02-02 | FC Gas TEN_RefCase_2017-02-02 | FC Gas Sankofa_RefCase_2017-02-02 | FC Gas Sankofa_RefCase 90%ToP_2017-03-14 | FC Gas SouthEast LNG 2017-02-02 | FC Gas SouthWest LNG 2017-08-18 | FC Gas WAGP_RefCase_2017-02-02 | FC Gas Reverse Flow_RefCase 2017-02-02
| 2016 | 22226988 | 0 | 0 | 0 | 0 | 0 | 3918131.124 | 0
| 2017 | 19281030.3163 | 9481325.8619 | 0 | 0 | 0 | 0 | 18912270.531 | 0
| 2018 | 29522821.9685 | 11278479.4 | 43200072.7273 | 38880065.4545 | 0 | 0 | 18912270.531 | 20200412.2287 | 24.05%
| 2019 | 30747922.3581 | 11278603 | 64287450 | 57858705 | 0 | 0 | 18912270.531 | 31894192.6074 | 30%
| 2020 | 27401293.7999 | 10848578 | 64463580 | 58017222 | 0 | 0 | 21583197 | 30814035.54 | 30%
| 2021 | 24426863.0351 | 8863871 | 64287450 | 57858705 | 0 | 0 | 21583197 | 29273455.2105 | 30%
| 2022 | 22615402.956 | 7040462 | 64287450 | 57858705 | 0 | 0 | 21583197 | 28182994.4868 | 30%
| 2023 | 19792147.826 | 5375879 | 64287450 | 57858705 | 106760000 | 106760000 | 21583197 | 44727738.413 | 50%
| 2024 | 14890141.2361 | 4248647 | 64086600 | 57677940 | 106760000 | 106760000 | 21583197 | 41612694.118 | 50%
| 2025 | 11535583.2311 | 3495923 | 64287450 | 57858705 | 106760000 | 106760000 | 21583197 | 39659478.1155 | 50%
| 2026 | 10365534.3083 | 3059512 | 64287450 | 57858705 | 106760000 | 106760000 | 21583197 | 38856248.1541 | 50%
| 2027 | 9081220.6514 | 2495793 | 64287450 | 57858705 | 106760000 | 106760000 | 21583197 | 37932231.8257 | 50%
| 2028 | 8338514.7788 | 2087707 | 64463580 | 58017222 | 106760000 | 106760000 | 21583197 | 37444900.8894 | 50%
| 2029 | 7880580.48 | 1531095 | 64287450 | 57858705 | 106760000 | 106760000 | 21583197 | 36849562.74 | 50%
| 2030 | 7192729.3176 | 1203349 | 64287450 | 57858705 | 106760000 | 106760000 | 21583197 | 36341764.1588 | 50%
| 2031 | 6677899.4109 | 1039682 | 64287450 | 57858705 | 106760000 | 106760000 | 21583197 | 36002515.7054 | 50%
| 2032 | 6282948.6238 | 907018 | 64287450 | 57858705 | 106760000 | 106760000 | 21583197 | 35738708.3119 | 50%
| 2033 | 5581420.6677 | 708537 | 64287450 | 57858705 | 106760000 | 106760000 | 21583197 | 35288703.8339 | 50%
| 2034 | 5059984.3337 | 659921 | 47569707.2727 | 42812736.5455 | 106760000 | 106760000 | 21583197 | 26644806.3032 | 50%
| 2035 | 4778704.4386 | 643338 | 39474750 | 35527275 | 106760000 | 106760000 | 21583197 | 22448396.2193 | 50%
| 2036 | 4409913.2522 | 107738 | 9424500 | 8482050 | 106760000 | 106760000 | 21583197 | 6971075.6261 | 50%
| 2037 | 4167357.9021 | 75890.2689 | 6941341.4799 | 6247207.3319 | 106760000 | 106760000 | 21583197 | 5592294.8254 | 50%
| 2038 | 3938143.653 | 53456.8389 | 5112443.2639 | 4601198.9375 | 106760000 | 106760000 | 21583197 | 4552021.8779 | 50%
| 2039 | 3721536.7136 | 37654.8096 | 3765421.4538 | 3388879.3084 | 106760000 | 106760000 | 21583197 | 3762306.4885 | 50%
| 2040 | 3516843.653 | 26523.9156 | 2773311.701 | 2495980.5309 | 106760000 | 106760000 | 21583197 | 3158339.6348 | 50%
Gas volumes are based on expected production volume forecast from GNPC in early 2017 for Jubilee, TEN, and Sankofa
LNG volumes assume a 5 million tons per day LNG facility
GAS VOLUME CONSTRAINTS (MMcfd)
|  | Jubilee | TEN | Sankofa | SANKOFA 90% TOP | SouthEast LNG | SouthWest LNG | WAGP | Reverse Flow
| 2016 | 59.1222 | 0 | 0 | 0 | 0 | 0 | 10.4219 | 0
| 2017 | 51.2862 | 25.2196 | 0 | 0 | 0 | 0 | 50.3053 | 0
| 2018 | 78.5286 | 29.9999 | 114.9091 | 103.4182 | 0 | 0 | 50.3053 | 53.7316
| 2019 | 81.7873 | 30.0003 | 171 | 153.9 | 0 | 0 | 50.3053 | 84.8363
| 2020 | 72.8855 | 28.8564 | 171.4685 | 154.3216 | 0 | 0 | 57.4098 | 81.9631
| 2021 | 64.9737 | 23.5773 | 171 | 153.9 | 0 | 0 | 57.4098 | 77.8653
| 2022 | 60.1553 | 18.7271 | 171 | 153.9 | 0 | 0 | 57.4098 | 74.9647
| 2023 | 52.6457 | 14.2995 | 171 | 153.9 | 283.9739 | 283.9739 | 57.4098 | 118.9726
| 2024 | 39.6067 | 11.3011 | 170.4658 | 153.4192 | 283.9739 | 283.9739 | 57.4098 | 110.6868
| 2025 | 30.6838 | 9.2989 | 171 | 153.9 | 283.9739 | 283.9739 | 57.4098 | 105.4914
| 2026 | 27.5716 | 8.1381 | 171 | 153.9 | 283.9739 | 283.9739 | 57.4098 | 103.3548
| 2027 | 24.1554 | 6.6386 | 171 | 153.9 | 283.9739 | 283.9739 | 57.4098 | 100.897
| 2028 | 22.1799 | 5.5532 | 171.4685 | 154.3216 | 283.9739 | 283.9739 | 57.4098 | 99.6007
| 2029 | 20.9618 | 4.0726 | 171 | 153.9 | 283.9739 | 283.9739 | 57.4098 | 98.0172
| 2030 | 19.1321 | 3.2008 | 171 | 153.9 | 283.9739 | 283.9739 | 57.4098 | 96.6665
| 2031 | 17.7627 | 2.7655 | 171 | 153.9 | 283.9739 | 283.9739 | 57.4098 | 95.7641
| 2032 | 16.7122 | 2.4126 | 171 | 153.9 | 283.9739 | 283.9739 | 57.4098 | 95.0624
| 2033 | 14.8462 | 1.8847 | 171 | 153.9 | 283.9739 | 283.9739 | 57.4098 | 93.8654
| 2034 | 13.4592 | 1.7553 | 126.532 | 113.8788 | 283.9739 | 283.9739 | 57.4098 | 70.8733
| 2035 | 12.711 | 1.7112 | 105 | 94.5 | 283.9739 | 283.9739 | 57.4098 | 59.7111
| 2036 | 11.7301 | 0.28658 | 25.0685 | 22.5616 | 283.9739 | 283.9739 | 57.4098 | 18.5426
| 2037 | 11.0849 | 0.20186 | 18.4635 | 16.6171 | 283.9739 | 283.9739 | 57.4098 | 14.8751
| 2038 | 10.4752 | 0.14219 | 13.5987 | 12.2389 | 283.9739 | 283.9739 | 57.4098 | 12.1081
| 2039 | 9.899 | 0.10016 | 10.0158 | 9.0142 | 283.9739 | 283.9739 | 57.4098 | 10.0075
| 2040 | 9.3546 | 0.070552 | 7.3768 | 6.6391 | 283.9739 | 283.9739 | 57.4098 | 8.401

## Gas_HighCase
Back to Contents
Natural Gas Prices
1 | Atuabo Gas to Takoradi Gas
2 | Atuabo Gas to Tema Gas
3 | Atuabo Gas to Ashanti Gas
4 | WAGP Gas to Tema Gas
5 | LNG Supply to Tema Gas
|  | Atuabo Gas to Ashanti-GH Gas |  |  |  | Atuabo Gas to Takoradi Gas |  |  |  |  | Atuabo Gas to Tema Gas |  |  |  | WAGP Gas to Tema Gas |  |  |  | SE LNG Supply to Tema Gas |  |  |  | SE LNG Supply to Takoradi Gas |  |  |  | SE LNG Supply to Ashanti Gas |  |  |  | SouthWest LNG Supply to Tema Gas |  |  |  | SouthWest LNG Supply to Takoradi Gas |  |  |  | SouthWest LNG Supply to Ashanti Gas
| Year | Fuel Price (2016$/MMBtu) | Transport Price (2016$/MMBtu) | Delivered Price (2016$/MMBtu) |  | Year | Price | Transport Price (2016$/MMBtu) | Delivered Price (2016$/MMBtu) |  | Year | Fuel Price (2016$/MMBtu) | Transport Price (2016$/MMBtu) | Delivered Price (2016$/MMBtu) | Year | Fuel Price (2016$/MMBtu) | Transport Price (2016$/MMBtu) | Delivered Price (2016$/MMBtu) | Year | Price | Transport Price (2016$/MMBtu) | Delivered Price (2016$/MMBtu) | Year | Price | Transport Price (2016$/MMBtu) | Delivered Price (2016$/MMBtu) | Year | Price | Transport Price (2016$/MMBtu) | Delivered Price (2016$/MMBtu) | Year | Price | Transport Price (2016$/MMBtu) | Delivered Price (2016$/MMBtu) | Year | Price | Transport Price (2016$/MMBtu) | Delivered Price (2016$/MMBtu) | Year | Price | Transport Price (2016$/MMBtu) | Delivered Price (2016$/MMBtu)
| 2016 | 8.898 |  |  |  | 2016 | 8.898 | 0 | 8.898 |  | 2016 | 8.898 | N/A | N/A | 2016 | 8.22 | 0 | 8.22 | 2016 | 6.112 | 0 |  | 2016 | 6.112 | 0 |  | 2016 | 6.112 |  |  | 2016 | 6.112 |  |  | 2016 | 6.112 |  |  | 2016 | 6.112
| 2017 | 7.379 |  |  |  | 2017 | 7.379 | 0 | 7.379 |  | 2017 | 7.379 | N/A | N/A | 2017 | 8.22 | 0 | 8.22 | 2017 | 7.2678 | 0 |  | 2017 | 7.2678 | 0 |  | 2017 | 7.2678 |  |  | 2017 | 7.2678 |  |  | 2017 | 7.2678 |  |  | 2017 | 7.2678
| 2018 | 8.0066 |  |  |  | 2018 | 8.0066 | 0 | 8.0066 |  | 2018 | 8.0066 | 0 | 8.0066 | 2018 | 8.22 | 0 | 8.22 | 2018 | 8.8911 | 0 |  | 2018 | 8.8911 | 0 |  | 2018 | 8.8911 |  |  | 2018 | 8.8911 |  |  | 2018 | 8.8911 |  |  | 2018 | 8.8911
| 2019 | 8.3194 |  |  |  | 2019 | 8.3194 | 0 | 8.3194 |  | 2019 | 8.3194 | 0 | 8.3194 | 2019 | 8.22 | 0 | 8.22 | 2019 | 10.3322 | 0 | 10.3322 | 2019 | 10.3322 | 1.65 | 11.9822 | 2019 | 10.3322 |  |  | 2019 | 10.3322 |  |  | 2019 | 10.3322 |  |  | 2019 | 10.3322
| 2020 | 8.2952 | 1.65 | 9.9452 |  | 2020 | 8.2952 | 0 | 8.2952 |  | 2020 | 8.2952 | 0 | 8.2952 | 2020 | 8.22 | 0 | 8.22 | 2020 | 11.3204 | 0 | 11.3204 | 2020 | 11.3204 | 1.65 | 12.9704 | 2020 | 11.3204 | 1.65 | 12.9704 | 2020 | 11.3204 |  |  | 2020 | 11.3204 |  |  | 2020 | 11.3204
| 2021 | 8.3121 | 1.65 | 9.9621 |  | 2021 | 8.3121 | 0 | 8.3121 |  | 2021 | 8.3121 | 0 | 8.3121 | 2021 | 8.22 | 0 | 8.22 | 2021 | 12.122 | 0 | 12.122 | 2021 | 12.122 | 1.65 | 13.772 | 2021 | 12.122 | 1.65 | 13.772 | 2021 | 12.122 |  |  | 2021 | 12.122 |  |  | 2021 | 12.122
| 2022 | 7.8202 | 1.65 | 9.4702 |  | 2022 | 7.8202 | 0 | 7.8202 |  | 2022 | 7.8202 | 0 | 7.8202 | 2022 | 8.22 | 0 | 8.22 | 2022 | 12.7647 | 0 | 12.7647 | 2022 | 12.7647 | 1.65 | 14.4147 | 2022 | 12.7647 | 1.65 | 14.4147 | 2022 | 12.7647 | 1.65 | 14.4147 | 2022 | 12.7647 | 0 | 12.7647 | 2022 | 12.7647 | 1.65 | 14.4147
| 2023 | 7.874 | 1.65 | 9.524 |  | 2023 | 7.874 | 0 | 7.874 |  | 2023 | 7.874 | 0 | 7.874 | 2023 | 8.22 | 0 | 8.22 | 2023 | 13.205 | 0 | 13.205 | 2023 | 13.205 | 1.65 | 14.855 | 2023 | 13.205 | 1.65 | 14.855 | 2023 | 13.205 | 1.65 | 14.855 | 2023 | 13.205 | 0 | 13.205 | 2023 | 13.205 | 1.65 | 14.855
| 2024 | 7.9377 | 1.65 | 9.5877 |  | 2024 | 7.9377 | 0 | 7.9377 |  | 2024 | 7.9377 | 0 | 7.9377 | 2024 | 8.22 | 0 | 8.22 | 2024 | 13.5281 | 0 | 13.5281 | 2024 | 13.5281 | 1.65 | 15.1781 | 2024 | 13.5281 | 1.65 | 15.1781 | 2024 | 13.5281 | 1.65 | 15.1781 | 2024 | 13.5281 | 0 | 13.5281 | 2024 | 13.5281 | 1.65 | 15.1781
| 2025 | 7.9881 | 1.65 | 9.6381 |  | 2025 | 7.9881 | 0 | 7.9881 |  | 2025 | 7.9881 | 0 | 7.9881 | 2025 | 8.22 | 0 | 8.22 | 2025 | 13.9615 | 0 | 13.9615 | 2025 | 13.9615 | 1.65 | 15.6115 | 2025 | 13.9615 | 1.65 | 15.6115 | 2025 | 13.9615 | 1.65 | 15.6115 | 2025 | 13.9615 | 0 | 13.9615 | 2025 | 13.9615 | 1.65 | 15.6115
| 2026 | 8.0117 | 1.65 | 9.6617 |  | 2026 | 8.0117 | 0 | 8.0117 |  | 2026 | 8.0117 | 0 | 8.0117 | 2026 | 8.22 | 0 | 8.22 | 2026 | 14.2659 | 0 | 14.2659 | 2026 | 14.2659 | 1.65 | 15.9159 | 2026 | 14.2659 | 1.65 | 15.9159 | 2026 | 14.2659 | 1.65 | 15.9159 | 2026 | 14.2659 | 0 | 14.2659 | 2026 | 14.2659 | 1.65 | 15.9159
| 2027 | 8.042 | 1.65 | 9.692 |  | 2027 | 8.042 | 0 | 8.042 |  | 2027 | 8.042 | 0 | 8.042 | 2027 | 8.22 | 0 | 8.22 | 2027 | 14.4466 | 0 | 14.4466 | 2027 | 14.4466 | 1.65 | 16.0966 | 2027 | 14.4466 | 1.65 | 16.0966 | 2027 | 14.4466 | 1.65 | 16.0966 | 2027 | 14.4466 | 0 | 14.4466 | 2027 | 14.4466 | 1.65 | 16.0966
| 2028 | 8.0647 | 1.65 | 9.7147 |  | 2028 | 8.0647 | 0 | 8.0647 |  | 2028 | 8.0647 | 0 | 8.0647 | 2028 | 8.22 | 0 | 8.22 | 2028 | 14.6521 | 0 | 14.6521 | 2028 | 14.6521 | 1.65 | 16.3021 | 2028 | 14.6521 | 1.65 | 16.3021 | 2028 | 14.6521 | 1.65 | 16.3021 | 2028 | 14.6521 | 0 | 14.6521 | 2028 | 14.6521 | 1.65 | 16.3021
| 2029 | 8.0892 | 1.65 | 9.7392 |  | 2029 | 8.0892 | 0 | 8.0892 |  | 2029 | 8.0892 | 0 | 8.0892 | 2029 | 8.22 | 0 | 8.22 | 2029 | 14.7737 | 0 | 14.7737 | 2029 | 14.7737 | 1.65 | 16.4237 | 2029 | 14.7737 | 1.65 | 16.4237 | 2029 | 14.7737 | 1.65 | 16.4237 | 2029 | 14.7737 | 0 | 14.7737 | 2029 | 14.7737 | 1.65 | 16.4237
| 2030 | 8.109 | 1.65 | 9.759 |  | 2030 | 8.109 | 0 | 8.109 |  | 2030 | 8.109 | 0 | 8.109 | 2030 | 8.22 | 0 | 8.22 | 2030 | 14.9392 | 0 | 14.9392 | 2030 | 14.9392 | 1.65 | 16.5892 | 2030 | 14.9392 | 1.65 | 16.5892 | 2030 | 14.9392 | 1.65 | 16.5892 | 2030 | 14.9392 | 0 | 14.9392 | 2030 | 14.9392 | 1.65 | 16.5892
| 2031 | 8.1205 | 1.65 | 9.7705 |  | 2031 | 8.1205 | 0 | 8.1205 |  | 2031 | 8.1205 | 0 | 8.1205 | 2031 | 8.22 | 0 | 8.22 | 2031 | 15.1455 | 0 | 15.1455 | 2031 | 15.1455 | 1.65 | 16.7955 | 2031 | 15.1455 | 1.65 | 16.7955 | 2031 | 15.1455 | 1.65 | 16.7955 | 2031 | 15.1455 | 0 | 15.1455 | 2031 | 15.1455 | 1.65 | 16.7955
| 2032 | 8.1145 | 1.65 | 9.7645 |  | 2032 | 8.1145 | 0 | 8.1145 |  | 2032 | 8.1145 | 0 | 8.1145 | 2032 | 8.22 | 0 | 8.22 | 2032 | 15.3987 | 0 | 15.3987 | 2032 | 15.3987 | 1.65 | 17.0487 | 2032 | 15.3987 | 1.65 | 17.0487 | 2032 | 15.3987 | 1.65 | 17.0487 | 2032 | 15.3987 | 0 | 15.3987 | 2032 | 15.3987 | 1.65 | 17.0487
| 2033 | 8.1182 | 1.65 | 9.7682 |  | 2033 | 8.1182 | 0 | 8.1182 |  | 2033 | 8.1182 | 0 | 8.1182 | 2033 | 8.22 | 0 | 8.22 | 2033 | 15.4041 | 0 | 15.4041 | 2033 | 15.4041 | 1.65 | 17.0541 | 2033 | 15.4041 | 1.65 | 17.0541 | 2033 | 15.4041 | 1.65 | 17.0541 | 2033 | 15.4041 | 0 | 15.4041 | 2033 | 15.4041 | 1.65 | 17.0541
| 2034 | 8.1107 | 1.65 | 9.7607 |  | 2034 | 8.1107 | 0 | 8.1107 |  | 2034 | 8.1107 | 0 | 8.1107 | 2034 | 8.22 | 0 | 8.22 | 2034 | 15.6565 | 0 | 15.6565 | 2034 | 15.6565 | 1.65 | 17.3065 | 2034 | 15.6565 | 1.65 | 17.3065 | 2034 | 15.6565 | 1.65 | 17.3065 | 2034 | 15.6565 | 0 | 15.6565 | 2034 | 15.6565 | 1.65 | 17.3065
| 2035 | 8.0971 | 1.65 | 9.7471 |  | 2035 | 8.0971 | 0 | 8.0971 |  | 2035 | 8.0971 | 0 | 8.0971 | 2035 | 8.22 | 0 | 8.22 | 2035 | 15.8138 | 0 | 15.8138 | 2035 | 15.8138 | 1.65 | 17.4638 | 2035 | 15.8138 | 1.65 | 17.4638 | 2035 | 15.8138 | 1.65 | 17.4638 | 2035 | 15.8138 | 0 | 15.8138 | 2035 | 15.8138 | 1.65 | 17.4638
| 2036 | 7.9073 | 1.65 | 9.5573 |  | 2036 | 7.9073 | 0 | 7.9073 |  | 2036 | 7.9073 | 0 | 7.9073 | 2036 | 8.22 | 0 | 8.22 | 2036 | 16.0165 | 0 | 16.0165 | 2036 | 16.0165 | 1.65 | 17.6665 | 2036 | 16.0165 | 1.65 | 17.6665 | 2036 | 16.0165 | 1.65 | 17.6665 | 2036 | 16.0165 | 0 | 16.0165 | 2036 | 16.0165 | 1.65 | 17.6665
| 2037 | 7.91 | 1.65 | 9.56 |  | 2037 | 7.91 | 0 | 7.91 |  | 2037 | 7.91 | 1 | 8.91 | 2037 | 8.22 | 0 | 8.22 | 2037 | 16.0667 | 0 | 16.0667 | 2037 | 16.0667 | 1.65 | 17.7167 | 2037 | 16.0667 | 1.65 | 17.7167 | 2037 | 16.0667 | 1.65 | 17.7167 | 2037 | 16.0667 | 0 | 16.0667 | 2037 | 16.0667 | 1.65 | 17.7167
| 2038 | 7.91 | 1.65 | 9.56 |  | 2038 | 7.91 | 0 | 7.91 |  | 2038 | 7.91 | 2 | 9.91 | 2038 | 8.22 | 0 | 8.22 | 2038 | 16.4336 | 0 | 16.4336 | 2038 | 16.4336 | 1.65 | 18.0836 | 2038 | 16.4336 | 1.65 | 18.0836 | 2038 | 16.4336 | 1.65 | 18.0836 | 2038 | 16.4336 | 0 | 16.4336 | 2038 | 16.4336 | 1.65 | 18.0836
| 2039 | 7.91 | 1.65 | 9.56 |  | 2039 | 7.91 | 0 | 7.91 |  | 2039 | 7.91 | 3 | 10.91 | 2039 | 8.22 | 0 | 8.22 | 2039 | 16.561 | 0 | 16.561 | 2039 | 16.561 | 1.65 | 18.211 | 2039 | 16.561 | 1.65 | 18.211 | 2039 | 16.561 | 1.65 | 18.211 | 2039 | 16.561 | 0 | 16.561 | 2039 | 16.561 | 1.65 | 18.211
| 2040 | 7.91 | 1.65 | 9.56 |  | 2040 | 7.91 | 0 | 7.91 |  | 2040 | 7.91 | 4 | 11.91 | 2040 | 8.22 | 0 | 8.22 | 2040 | 16.781 | 0 | 16.781 | 2040 | 16.781 | 1.65 | 18.431 | 2040 | 16.781 | 1.65 | 18.431 | 2040 | 16.781 | 1.65 | 18.431 | 2040 | 16.781 | 0 | 16.781 | 2040 | 16.781 | 1.65 | 18.431
Atuabo gas is the gas that is produced from the Atuobo gas processing plant
The fuel price (commodity price) of the Atuabo gas is based on weighted average of Jubilee, TEN, and Sankofa over time, including gas processing costs, and pipeline costs from Atuabo to Aboadze, and the pipeline costs from Atuabo to Tema (via the reverse flow)
Transport price for a pipeline to the Kumasi area assumes that the power generators will have to pay for the additional investment costs for the power plants. This cost is applicable to both domestic gas, as well as any LNG that would be supplied to the Kumasi area
Model allows for LNG to be delivered in both Southeast-GH and Southwest-GH, and this LNG can be transported along WAGP to the other side of Ghana at a given cost of $1.65/MMBtu
When LNG starts to be consumed in the model, then an additional $0.7/MMBtu for the following five years to pay for infrastructure costs associated with ports and regasification facilities.
GAS VOLUME CONSTRAINTS (MMBtu)
|  | Jubilee | TEN | SANKOFA | SANKOFA 90% TOP | SouthEast LNG | SouthWest LNG | WAGP | Reverse Flow
|  | FC Gas Jubilee _HighCase_2017-09-20 | FC Gas TEN High Case_2017-09-27 | FC Gas Sankofa_HighCase_2017-09-28 | FC Gas Sankofa_HighCase 90%ToP_2017-09-28 | FC Gas SouthEast LNG 2017-02-02 | FC Gas SouthWest LNG 2017-08-18 | FC Gas WAGP_RefCase_2017-02-02 | FC Gas Reverse Flow_HighCase_2017-09-29
| 2016 | 22226988 | 0 | 0 | 0 | 0 | 0 | 3918131.124 | 0
| 2017 | 19281030.3163 | 9481325.8619 | 0 | 0 | 0 | 0 | 18912270.531 | 0
| 2018 | 29522821.9685 | 11278479.4 | 46838657.533 | 42154791.7797 | 0 | 0 | 18912270.531 | 20767547.9484 | 23.7%
| 2019 | 36544577.7243 | 11278603 | 72531977.6107 | 65278779.8496 | 0 | 0 | 18912270.531 | 35261864.2566 | 29.3%
| 2020 | 38854860.0778 | 10848578 | 75568278.1262 | 68011450.3136 | 0 | 0 | 21583197 | 36876766.4829 | 29.44%
| 2021 | 41531496.96 | 8863871 | 78191637.2313 | 70372473.5082 | 0 | 0 | 21583197 | 38216692.6981 | 29.72%
| 2022 | 46376548.8366 | 7040462 | 81021467.0416 | 72919320.3375 | 0 | 0 | 21583197 | 40498605.7612 | 30.12%
| 2023 | 49300440.9485 | 10751758 | 83851296.8519 | 75466167.1667 | 106760000 | 106760000 | 21583197 | 86402471.4456 | 60.04%
| 2024 | 38272515.6814 | 8497294 | 86410313.2408 | 77769281.9167 | 106760000 | 106760000 | 21583197 | 82097165.1326 | 61.64%
| 2025 | 30827005.4006 | 6991846 | 89510956.4726 | 80559860.8253 | 106760000 | 106760000 | 21583197 | 80174219.3304 | 62.97%
| 2026 | 29148717.283 | 6119024 | 92340786.2829 | 83106707.6546 | 106760000 | 106760000 | 21583197 | 80930492.8852 | 63.42%
| 2027 | 27290796.3174 | 4991586 | 95170616.0932 | 85653554.4839 | 106760000 | 106760000 | 21583197 | 82004201.8381 | 64.34%
| 2028 | 27411669.2728 | 4175414 | 98268940.2759 | 88442046.2483 | 106760000 | 106760000 | 21583197 | 85021974.3675 | 65.47%
| 2029 | 29451143.7169 | 3062190 | 100830275.7139 | 90747248.1425 | 106760000 | 106760000 | 21583197 | 89736154.6188 | 67.3%
| 2030 | 32821192.0318 | 2406698 | 103660105.5242 | 93294094.9718 | 106760000 | 106760000 | 21583197 | 99038015.9064 | 71.31%
| 2031 | 42888233.2855 | 2079364 | 106489935.3345 | 95840941.8011 | 106760000 | 106760000 | 21583197 | 120955001.9153 | 79.86%
| 2032 | 17183963.5862 | 1814036 | 109319765.1448 | 98387788.6303 | 106760000 | 106760000 | 21583197 | 76665480.2986 | 59.75%
| 2033 | 13657038.6963 | 1417074 | 112149594.9551 | 100934635.4596 | 106760000 | 106760000 | 21583197 | 72828558.2288 | 57.24%
| 2034 | 9376442.5928 | 1319842 | 85079398.5215 | 76571458.6693 | 106760000 | 106760000 | 21583197 | 50106252.5521 | 52.32%
| 2035 | 5297466.2677 | 1286676 | 72339015.9676 | 65105114.3708 | 106760000 | 106760000 | 21583197 | 36973226.3857 | 46.85%
| 2036 | 7900079.6862 | 134008.3616 | 17270763.1077 | 15543686.7969 | 106760000 | 106760000 | 21583197 | 11311293.0356 | 44.7%
| 2037 | 6551973.2666 | 132652.0316 | 12727504.0892 | 11454753.6803 | 106760000 | 106760000 | 21583197 | 9607073.8302 | 49.49%
| 2038 | 5846958.2763 | 88948.2744 | 9383821.3569 | 8445439.2212 | 106760000 | 106760000 | 21583197 | 7562596.6455 | 49.37%
| 2039 | 6011934.984 | 58436.5964 | 4283991.4229 | 3855592.2806 | 106760000 | 106760000 | 21583197 | 5398992.3079 | 52.14%
| 2040 | 5476304.7938 | 43886.2474 | 2898460.348 | 2608614.3132 | 106760000 | 106760000 | 21583197 | 4481560.0765 | 53.23%
High Case Gas volumes are based on scaling up the Reference Case production using scalars from the Gas Master Plan for Ghana.
GAS VOLUME CONSTRAINTS (MMcfd)
|  | Jubilee | TEN | Sankofa | SANKOFA 90% TOP | SouthEast LNG | SouthWest LNG | WAGP | Reverse Flow
| 2016 | 59.1222 | 0 | 0 | 0 | 0 | 0 | 10.4219 | 0
| 2017 | 51.2862 | 25.2196 | 0 | 0 | 0 | 0 | 50.3053 | 0 | 0.13782 | 0.13252
| 2018 | 78.5286 | 29.9999 | 124.5875 | 112.1287 | 0 | 0 | 50.3053 | 55.2402
| 2019 | 97.206 | 30.0003 | 192.9299 | 173.6369 | 0 | 0 | 50.3053 | 93.794
| 2020 | 103.3511 | 28.8564 | 201.0062 | 180.9056 | 0 | 0 | 57.4098 | 98.0896 | 0.15729 | 0.15124
| 2021 | 110.4708 | 23.5773 | 207.9841 | 187.1857 | 0 | 0 | 57.4098 | 101.6537
| 2022 | 123.3583 | 18.7271 | 215.5113 | 193.9602 | 0 | 0 | 57.4098 | 107.7234
| 2023 | 131.1356 | 28.5989 | 223.0384 | 200.7346 | 283.9739 | 283.9739 | 57.4098 | 229.8244
| 2024 | 101.8021 | 22.6022 | 229.8452 | 206.8607 | 283.9739 | 283.9739 | 57.4098 | 218.3726
| 2025 | 81.9976 | 18.5978 | 238.0927 | 214.2834 | 283.9739 | 283.9739 | 57.4098 | 213.2577
| 2026 | 77.5335 | 16.2762 | 245.6199 | 221.0579 | 283.9739 | 283.9739 | 57.4098 | 215.2693
| 2027 | 72.5916 | 13.2773 | 253.147 | 227.8323 | 283.9739 | 283.9739 | 57.4098 | 218.1253
| 2028 | 72.9131 | 11.1063 | 261.3883 | 235.2495 | 283.9739 | 283.9739 | 57.4098 | 226.1523
| 2029 | 78.3379 | 8.1452 | 268.2013 | 241.3812 | 283.9739 | 283.9739 | 57.4098 | 238.6917
| 2030 | 87.302 | 6.4016 | 275.7284 | 248.1556 | 283.9739 | 283.9739 | 57.4098 | 263.434
| 2031 | 114.0796 | 5.531 | 283.2556 | 254.93 | 283.9739 | 283.9739 | 57.4098 | 321.7316
| 2032 | 45.7081 | 4.8252 | 290.7827 | 261.7045 | 283.9739 | 283.9739 | 57.4098 | 203.9247
| 2033 | 36.3267 | 3.7693 | 298.3099 | 268.4789 | 283.9739 | 283.9739 | 57.4098 | 193.7187
| 2034 | 24.9407 | 3.5107 | 226.3051 | 203.6746 | 283.9739 | 283.9739 | 57.4098 | 133.279
| 2035 | 14.0909 | 3.4225 | 192.4166 | 173.1749 | 283.9739 | 283.9739 | 57.4098 | 98.3461
| 2036 | 21.0136 | 0.35645 | 45.939 | 41.3451 | 283.9739 | 283.9739 | 57.4098 | 30.0872
| 2037 | 17.4278 | 0.35284 | 33.8542 | 30.4688 | 283.9739 | 283.9739 | 57.4098 | 25.5541
| 2038 | 15.5525 | 0.2366 | 24.9603 | 22.4643 | 283.9739 | 283.9739 | 57.4098 | 20.116
| 2039 | 15.9913 | 0.15544 | 11.3951 | 10.2556 | 283.9739 | 283.9739 | 57.4098 | 14.3609
| 2040 | 14.5666 | 0.11673 | 7.7097 | 6.9387 | 283.9739 | 283.9739 | 57.4098 | 11.9206

## Gas_LowCase
Back to Contents
Natural Gas Prices
1 | Atuabo Gas to Takoradi Gas
2 | Atuabo Gas to Tema Gas
3 | Atuabo Gas to Ashanti Gas
4 | WAGP Gas to Tema Gas
5 | LNG Supply to Tema Gas
| Atuabo Gas to Ashanti Gas |  |  |  |  | Atuabo Gas to Takoradi Gas |  |  |  |  | Atuabo Gas to Tema Gas |  |  |  | WAGP Gas to Tema Gas |  |  |  | SE LNG Supply to Tema Gas |  |  |  | SE LNG Supply to Takoradi Gas |  |  |  | SE LNG Supply to Ashanti Gas |  |  |  | SouthWest LNG Supply to Tema Gas |  |  |  | SouthWest LNG Supply to Takoradi Gas |  |  |  | SouthWest LNG Supply to Ashanti Gas
| Year | Fuel Price (2016$/MMBtu) | Transport Price (2016$/MMBtu) | Delivered Price (2016$/MMBtu) |  | Year | Price | Transport Price (2016$/MMBtu) | Delivered Price (2016$/MMBtu) |  | Year | Fuel Price (2016$/MMBtu) | Transport Price (2016$/MMBtu) | Delivered Price (2016$/MMBtu) | Year | Fuel Price (2016$/MMBtu) | Transport Price (2016$/MMBtu) | Delivered Price (2016$/MMBtu) | Year | Price | Transport Price (2016$/MMBtu) | Delivered Price (2016$/MMBtu) | Year | Price | Transport Price (2016$/MMBtu) | Delivered Price (2016$/MMBtu) | Year | Price | Transport Price (2016$/MMBtu) | Delivered Price (2016$/MMBtu) | Year | Price | Transport Price (2016$/MMBtu) | Delivered Price (2016$/MMBtu) | Year | Price | Transport Price (2016$/MMBtu) | Delivered Price (2016$/MMBtu) | Year | Price | Transport Price (2016$/MMBtu) | Delivered Price (2016$/MMBtu)
| 2016 | 8.898 |  |  |  | 2016 | 8.898 | 0 | 8.898 |  | 2016 | 8.898 |  |  | 2016 | 8.22 | 0 | 8.22 | 2016 | 6.112 | 0 |  | 2016 | 6.112 | 0 |  | 2016 | 6.112 |  |  | 2016 | 6.112 |  |  | 2016 | 6.112 |  |  | 2016 | 6.112
| 2017 | 7.379 |  |  |  | 2017 | 7.379 | 0 | 7.379 |  | 2017 | 7.379 |  |  | 2017 | 8.22 | 0 | 8.22 | 2017 | 7.2678 | 0 |  | 2017 | 7.2678 | 0 |  | 2017 | 7.2678 |  |  | 2017 | 7.2678 |  |  | 2017 | 7.2678 |  |  | 2017 | 7.2678
| 2018 | 6.0066 |  |  |  | 2018 | 6.0066 | 0 | 6.0066 |  | 2018 | 6.0066 | 0 | 6.0066 | 2018 | 7.22 | 0 | 7.22 | 2018 | 3.6045 | 0 |  | 2018 | 3.6045 | 0 |  | 2018 | 3.6045 |  |  | 2018 | 3.6045 |  |  | 2018 | 3.6045 |  |  | 2018 | 3.6045
| 2019 | 6.3194 |  |  |  | 2019 | 6.3194 | 0 | 6.3194 |  | 2019 | 6.3194 | 0 | 6.3194 | 2019 | 7.22 | 0 | 7.22 | 2019 | 3.8709 | 0 | 3.8709 | 2019 | 3.8709 | 1.65 | 5.5209 | 2019 | 3.8709 |  |  | 2019 | 3.8709 |  |  | 2019 | 3.8709 |  |  | 2019 | 3.8709
| 2020 | 6.2952 | 1.65 | 7.9452 |  | 2020 | 6.2952 | 0 | 6.2952 |  | 2020 | 6.2952 | 0 | 6.2952 | 2020 | 7.22 | 0 | 7.22 | 2020 | 4.0877 | 0 | 4.0877 | 2020 | 4.0877 | 1.65 | 5.7377 | 2020 | 4.0877 | 1.65 | 5.7377 | 2020 | 4.0877 |  |  | 2020 | 4.0877 |  |  | 2020 | 4.0877
| 2021 | 6.3121 | 1.65 | 7.9621 |  | 2021 | 6.3121 | 0 | 6.3121 |  | 2021 | 6.3121 | 0 | 6.3121 | 2021 | 7.22 | 0 | 7.22 | 2021 | 4.2255 | 0 | 4.2255 | 2021 | 4.2255 | 1.65 | 5.8755 | 2021 | 4.2255 | 1.65 | 5.8755 | 2021 | 4.2255 |  |  | 2021 | 4.2255 |  |  | 2021 | 4.2255
| 2022 | 5.8202 | 1.65 | 7.4702 |  | 2022 | 5.8202 | 0 | 5.8202 |  | 2022 | 5.8202 | 0 | 5.8202 | 2022 | 7.22 | 0 | 7.22 | 2022 | 4.3513 | 0 | 4.3513 | 2022 | 4.3513 | 1.65 | 6.0013 | 2022 | 4.3513 | 1.65 | 6.0013 | 2022 | 4.3513 | 1.65 | 6.0013 | 2022 | 4.3513 | 0 | 4.3513 | 2022 | 4.3513 | 1.65 | 6.0013
| 2023 | 5.874 | 1.65 | 7.524 |  | 2023 | 5.874 | 0 | 5.874 |  | 2023 | 5.874 | 0 | 5.874 | 2023 | 7.22 | 0 | 7.22 | 2023 | 4.4098 | 0 | 4.4098 | 2023 | 4.4098 | 1.65 | 6.0598 | 2023 | 4.4098 | 1.65 | 6.0598 | 2023 | 4.4098 | 1.65 | 6.0598 | 2023 | 4.4098 | 0 | 4.4098 | 2023 | 4.4098 | 1.65 | 6.0598
| 2024 | 5.9377 | 1.65 | 7.5877 |  | 2024 | 5.9377 | 0 | 5.9377 |  | 2024 | 5.9377 | 0 | 5.9377 | 2024 | 7.22 | 0 | 7.22 | 2024 | 4.4776 | 0 | 4.4776 | 2024 | 4.4776 | 1.65 | 6.1276 | 2024 | 4.4776 | 1.65 | 6.1276 | 2024 | 4.4776 | 1.65 | 6.1276 | 2024 | 4.4776 | 0 | 4.4776 | 2024 | 4.4776 | 1.65 | 6.1276
| 2025 | 5.9881 | 1.65 | 7.6381 |  | 2025 | 5.9881 | 0 | 5.9881 |  | 2025 | 5.9881 | 0 | 5.9881 | 2025 | 7.22 | 0 | 7.22 | 2025 | 4.6733 | 0 | 4.6733 | 2025 | 4.6733 | 1.65 | 6.3233 | 2025 | 4.6733 | 1.65 | 6.3233 | 2025 | 4.6733 | 1.65 | 6.3233 | 2025 | 4.6733 | 0 | 4.6733 | 2025 | 4.6733 | 1.65 | 6.3233
| 2026 | 6.0117 | 1.65 | 7.6617 |  | 2026 | 6.0117 | 0 | 6.0117 |  | 2026 | 6.0117 | 0 | 6.0117 | 2026 | 7.22 | 0 | 7.22 | 2026 | 4.5925 | 0 | 4.5925 | 2026 | 4.5925 | 1.65 | 6.2425 | 2026 | 4.5925 | 1.65 | 6.2425 | 2026 | 4.5925 | 1.65 | 6.2425 | 2026 | 4.5925 | 0 | 4.5925 | 2026 | 4.5925 | 1.65 | 6.2425
| 2027 | 6.042 | 1.65 | 7.692 |  | 2027 | 6.042 | 0 | 6.042 |  | 2027 | 6.042 | 0 | 6.042 | 2027 | 7.22 | 0 | 7.22 | 2027 | 4.7602 | 0 | 4.7602 | 2027 | 4.7602 | 1.65 | 6.4102 | 2027 | 4.7602 | 1.65 | 6.4102 | 2027 | 4.7602 | 1.65 | 6.4102 | 2027 | 4.7602 | 0 | 4.7602 | 2027 | 4.7602 | 1.65 | 6.4102
| 2028 | 6.0647 | 1.65 | 7.7147 |  | 2028 | 6.0647 | 0 | 6.0647 |  | 2028 | 6.0647 | 0 | 6.0647 | 2028 | 7.22 | 0 | 7.22 | 2028 | 4.9327 | 0 | 4.9327 | 2028 | 4.9327 | 1.65 | 6.5827 | 2028 | 4.9327 | 1.65 | 6.5827 | 2028 | 4.9327 | 1.65 | 6.5827 | 2028 | 4.9327 | 0 | 4.9327 | 2028 | 4.9327 | 1.65 | 6.5827
| 2029 | 6.0892 | 1.65 | 7.7392 |  | 2029 | 6.0892 | 0 | 6.0892 |  | 2029 | 6.0892 | 0 | 6.0892 | 2029 | 7.22 | 0 | 7.22 | 2029 | 5.1237 | 0 | 5.1237 | 2029 | 5.1237 | 1.65 | 6.7737 | 2029 | 5.1237 | 1.65 | 6.7737 | 2029 | 5.1237 | 1.65 | 6.7737 | 2029 | 5.1237 | 0 | 5.1237 | 2029 | 5.1237 | 1.65 | 6.7737
| 2030 | 6.109 | 1.65 | 7.759 |  | 2030 | 6.109 | 0 | 6.109 |  | 2030 | 6.109 | 0 | 6.109 | 2030 | 7.22 | 0 | 7.22 | 2030 | 5.8399 | 0 | 5.8399 | 2030 | 5.8399 | 1.65 | 7.4899 | 2030 | 5.8399 | 1.65 | 7.4899 | 2030 | 5.8399 | 1.65 | 7.4899 | 2030 | 5.8399 | 0 | 5.8399 | 2030 | 5.8399 | 1.65 | 7.4899
| 2031 | 6.1205 | 1.65 | 7.7705 |  | 2031 | 6.1205 | 0 | 6.1205 |  | 2031 | 6.1205 | 0 | 6.1205 | 2031 | 7.22 | 0 | 7.22 | 2031 | 6.063 | 0 | 6.063 | 2031 | 6.063 | 1.65 | 7.713 | 2031 | 6.063 | 1.65 | 7.713 | 2031 | 6.063 | 1.65 | 7.713 | 2031 | 6.063 | 0 | 6.063 | 2031 | 6.063 | 1.65 | 7.713
| 2032 | 6.1145 | 1.65 | 7.7645 |  | 2032 | 6.1145 | 0 | 6.1145 |  | 2032 | 6.1145 | 0 | 6.1145 | 2032 | 7.22 | 0 | 7.22 | 2032 | 6.3084 | 0 | 6.3084 | 2032 | 6.3084 | 1.65 | 7.9584 | 2032 | 6.3084 | 1.65 | 7.9584 | 2032 | 6.3084 | 1.65 | 7.9584 | 2032 | 6.3084 | 0 | 6.3084 | 2032 | 6.3084 | 1.65 | 7.9584
| 2033 | 6.1182 | 1.65 | 7.7682 |  | 2033 | 6.1182 | 0 | 6.1182 |  | 2033 | 6.1182 | 0 | 6.1182 | 2033 | 7.22 | 0 | 7.22 | 2033 | 6.4716 | 0 | 6.4716 | 2033 | 6.4716 | 1.65 | 8.1216 | 2033 | 6.4716 | 1.65 | 8.1216 | 2033 | 6.4716 | 1.65 | 8.1216 | 2033 | 6.4716 | 0 | 6.4716 | 2033 | 6.4716 | 1.65 | 8.1216
| 2034 | 6.1107 | 1.65 | 7.7607 |  | 2034 | 6.1107 | 0 | 6.1107 |  | 2034 | 6.1107 | 0 | 6.1107 | 2034 | 7.22 | 0 | 7.22 | 2034 | 6.7278 | 0 | 6.7278 | 2034 | 6.7278 | 1.65 | 8.3778 | 2034 | 6.7278 | 1.65 | 8.3778 | 2034 | 6.7278 | 1.65 | 8.3778 | 2034 | 6.7278 | 0 | 6.7278 | 2034 | 6.7278 | 1.65 | 8.3778
| 2035 | 6.0971 | 1.65 | 7.7471 |  | 2035 | 6.0971 | 0 | 6.0971 |  | 2035 | 6.0971 | 0 | 6.0971 | 2035 | 7.22 | 0 | 7.22 | 2035 | 6.8419 | 0 | 6.8419 | 2035 | 6.8419 | 1.65 | 8.4919 | 2035 | 6.8419 | 1.65 | 8.4919 | 2035 | 6.8419 | 1.65 | 8.4919 | 2035 | 6.8419 | 0 | 6.8419 | 2035 | 6.8419 | 1.65 | 8.4919
| 2036 | 5.9073 | 1.65 | 7.5573 |  | 2036 | 5.9073 | 0 | 5.9073 |  | 2036 | 5.9073 | 0 | 5.9073 | 2036 | 7.22 | 0 | 7.22 | 2036 | 6.9924 | 0 | 6.9924 | 2036 | 6.9924 | 1.65 | 8.6424 | 2036 | 6.9924 | 1.65 | 8.6424 | 2036 | 6.9924 | 1.65 | 8.6424 | 2036 | 6.9924 | 0 | 6.9924 | 2036 | 6.9924 | 1.65 | 8.6424
| 2037 | 5.9073 | 1.65 | 7.5573 |  | 2037 | 5.9073 | 0 | 5.9073 |  | 2037 | 5.9073 | 1 | 6.9073 | 2037 | 7.22 | 0 | 7.22 | 2037 | 6.9371 | 0 | 6.9371 | 2037 | 6.9371 | 1.65 | 8.5871 | 2037 | 6.9371 | 1.65 | 8.5871 | 2037 | 6.9371 | 1.65 | 8.5871 | 2037 | 6.9371 | 0 | 6.9371 | 2037 | 6.9371 | 1.65 | 8.5871
| 2038 | 5.9073 | 1.65 | 7.5573 |  | 2038 | 5.9073 | 0 | 5.9073 |  | 2038 | 5.9073 | 2 | 7.9073 | 2038 | 7.22 | 0 | 7.22 | 2038 | 7.0333 | 0 | 7.0333 | 2038 | 7.0333 | 1.65 | 8.6833 | 2038 | 7.0333 | 1.65 | 8.6833 | 2038 | 7.0333 | 1.65 | 8.6833 | 2038 | 7.0333 | 0 | 7.0333 | 2038 | 7.0333 | 1.65 | 8.6833
| 2039 | 5.9073 | 1.65 | 7.5573 |  | 2039 | 5.9073 | 0 | 5.9073 |  | 2039 | 5.9073 | 3 | 8.9073 | 2039 | 7.22 | 0 | 7.22 | 2039 | 7.2392 | 0 | 7.2392 | 2039 | 7.2392 | 1.65 | 8.8892 | 2039 | 7.2392 | 1.65 | 8.8892 | 2039 | 7.2392 | 1.65 | 8.8892 | 2039 | 7.2392 | 0 | 7.2392 | 2039 | 7.2392 | 1.65 | 8.8892
| 2040 | 5.9073 | 1.65 | 7.5573 |  | 2040 | 5.9073 | 0 | 5.9073 |  | 2040 | 5.9073 | 4 | 9.9073 | 2040 | 7.22 | 0 | 7.22 | 2040 | 7.354 | 0 | 7.354 | 2040 | 7.354 | 1.65 | 9.004 | 2040 | 7.354 | 1.65 | 9.004 | 2040 | 7.354 | 1.65 | 9.004 | 2040 | 7.354 | 0 | 7.354 | 2040 | 7.354 | 1.65 | 9.004
Atuabo gas is the gas that is produced from the Atuobo gas processing plant
The fuel price (commodity price) of the Atuabo gas is based on weighted average of Jubilee, TEN, and Sankofa over time, including gas processing costs, and pipeline costs from Atuabo to Aboadze, and the pipeline costs from Atuabo to Tema (via the reverse flow)
Transport price for a pipeline to the Kumasi area assumes that the power generators will have to pay for the additional investment costs for the power plants. This cost is applicable to both domestic gas, as well as any LNG that would be supplied to the Kumasi area
Model allows for LNG to be delivered in both Southeast-GH and Southwest-GH, and this LNG can be transported along WAGP to the other side of Ghana at a given cost of $1.65/MMBtu
When LNG starts to be consumed in the model, then an additional $0.7/MMBtu for the following five years to pay for infrastructure costs associated with ports and regasification facilities.
GAS VOLUME CONSTRAINTS (MMBtu)
|  | Jubilee | TEN | SANKOFA | SANKOFA 90% TOP | SouthEast LNG | SouthWest LNG | WAGP | Reverse Flow
|  | FC Gas Jubilee_LowCase_2017-09-20 | FC Gas TEN Low Case_2017-09-27 | FC Gas Sankofa_LowCase_2017-02-18 | FC Gas Sankofa_LowCase 90%ToP_2017-09-28 | FC Gas SouthEast LNG 2017-02-02 | FC Gas SouthWest LNG 2017-08-18 | FC Gas WAGP_LowCase_2017-02-18 | FC Gas Reverse Flow_LowCase_2017-09-29
| 2016 | 19450174.5076 | 0 | 0 | 0 | 0 | 0 | 3918131.124 | 0
| 2017 | 16872254.7714 | 9481325.8619 | 0 | 0 | 0 | 0 | 9456135.2655 | 0
| 2018 | 25834541.2902 | 11278479.4 | 31553352.6124 | 28398017.3512 | 0 | 0 | 9456135.2655 | 17543860.3024 | 25.55%
| 2019 | 26828767.7566 | 11278603 | 38828354.7518 | 34945519.2766 | 0 | 0 | 9456135.2655 | 26328863.6061 | 34.22%
| 2020 | 23812509.6995 | 10848578 | 41917535.1136 | 37725781.6022 | 0 | 0 | 10791598.5 | 25876395.44 | 33.79%
| 2021 | 21138855.6958 | 8863871 | 53351783.5443 | 48016605.1899 | 0 | 0 | 10791598.5 | 26300131.0494 | 31.55%
| 2022 | 19464609.9132 | 7040462 | 53351783.5443 | 48016605.1899 | 0 | 0 | 10791598.5 | 25276139.9167 | 31.65%
| 2023 | 16913289.9604 | 5375879 | 53351783.5443 | 48016605.1899 | 106760000 | 106760000 | 10791598.5 | 40022971.9355 | 52.91%
| 2024 | 12617032.1966 | 4248647 | 53185099.2891 | 47866589.3602 | 106760000 | 106760000 | 10791598.5 | 37135661.531 | 53.01%
| 2025 | 9657982.9818 | 3495923 | 53351783.5443 | 48016605.1899 | 106760000 | 106760000 | 10791598.5 | 35258971.7296 | 53.02%
| 2026 | 8542869.8863 | 3059512 | 53351783.5443 | 48016605.1899 | 106760000 | 106760000 | 10791598.5 | 34375543.7786 | 52.92%
| 2027 | 7305826.3026 | 2495793 | 53351783.5443 | 48016605.1899 | 106760000 | 106760000 | 10791598.5 | 33309462.2885 | 52.74%
| 2028 | 6479121.8281 | 2087707 | 53497952.8143 | 48148157.5329 | 106760000 | 106760000 | 10791598.5 | 32538442.1047 | 52.43%
| 2029 | 5784144.0061 | 1531095 | 53351783.5443 | 48016605.1899 | 106760000 | 106760000 | 10791598.5 | 31492478.7568 | 51.91%
| 2030 | 4713681.8344 | 1203349 | 53351783.5443 | 48016605.1899 | 106760000 | 106760000 | 10791598.5 | 30105929.6852 | 50.8%
| 2031 | 3108677.312 | 1039682 | 53351783.5443 | 48016605.1899 | 106760000 | 106760000 | 10791598.5 | 27546862.4655 | 47.91%
| 2032 | 4142385.6857 | 907018 | 53351783.5443 | 48016605.1899 | 106760000 | 106760000 | 10791598.5 | 29653600.191 | 50.78%
| 2033 | 3436062.0986 | 708537 | 53351783.5443 | 48016605.1899 | 106760000 | 106760000 | 10791598.5 | 28766401.226 | 50.03%
| 2034 | 3033096.6364 | 659921 | 39477825.3871 | 35530042.8484 | 106760000 | 106760000 | 10791598.5 | 21576273.9941 | 49.98%
| 2035 | 2997643.3237 | 643338 | 32759867.0886 | 29483880.3797 | 106760000 | 106760000 | 10791598.5 | 18386630.3992 | 50.51%
| 2036 | 2710218.6759 | 107738 | 7821338.1307 | 7039204.3177 | 106760000 | 106760000 | 10791598.5 | 5680191.2977 | 53.39%
| 2037 | 2559685.6956 | 75890.2689 | 5760579.2132 | 5184521.2919 | 106760000 | 106760000 | 10791598.5 | 4556074.0888 | 54.26%
| 2038 | 2437052.441 | 53456.8389 | 4242787.1443 | 3818508.4298 | 106760000 | 106760000 | 10791598.5 | 3715552.9894 | 55.18%
| 2039 | 2292066.1675 | 37654.8096 | 3124901.5221 | 2812411.3699 | 106760000 | 106760000 | 10791598.5 | 3067266.2936 | 56.23%
| 2040 | 2167532.4966 | 26523.9156 | 2301555.3669 | 2071399.8303 | 106760000 | 106760000 | 10791598.5 | 2575334.5195 | 57.29%
Low Case Gas volumes are based on scaling up the Reference Case production using scalars from the Gas Master Plan for Ghana.
GAS VOLUME CONSTRAINTS (MMcfd)
|  | Jubilee | TEN | Sankofa | SANKOFA 90% TOP | SouthEast LNG | SouthWest LNG | WAGP | Reverse Flow
| 2016 | 51.7361 | 0 | 0 | 0 | 0 | 0 | 10.4219 | 0
| 2017 | 44.879 | 25.2196 | 0 | 0 | 0 | 0 | 25.1526 | 0 | 0.068911 | 0.066261
| 2018 | 68.718 | 29.9999 | 83.9297 | 75.5367 | 0 | 0 | 25.1526 | 46.6654
| 2019 | 71.3626 | 30.0003 | 103.2806 | 92.9526 | 0 | 0 | 25.1526 | 70.0329
| 2020 | 63.3396 | 28.8564 | 111.4976 | 100.3479 | 0 | 0 | 28.7049 | 68.8294 | 0.078643 | 0.075619
| 2021 | 56.2278 | 23.5773 | 141.9119 | 127.7207 | 0 | 0 | 28.7049 | 69.9565
| 2022 | 51.7745 | 18.7271 | 141.9119 | 127.7207 | 0 | 0 | 28.7049 | 67.2327
| 2023 | 44.9881 | 14.2995 | 141.9119 | 127.7207 | 283.9739 | 283.9739 | 28.7049 | 106.4582
| 2024 | 33.5604 | 11.3011 | 141.4685 | 127.3217 | 283.9739 | 283.9739 | 28.7049 | 98.7782
| 2025 | 25.6895 | 9.2989 | 141.9119 | 127.7207 | 283.9739 | 283.9739 | 28.7049 | 93.7863
| 2026 | 22.7234 | 8.1381 | 141.9119 | 127.7207 | 283.9739 | 283.9739 | 28.7049 | 91.4365
| 2027 | 19.433 | 6.6386 | 141.9119 | 127.7207 | 283.9739 | 283.9739 | 28.7049 | 88.6008
| 2028 | 17.234 | 5.5532 | 142.3007 | 128.0706 | 283.9739 | 283.9739 | 28.7049 | 86.5499
| 2029 | 15.3854 | 4.0726 | 141.9119 | 127.7207 | 283.9739 | 283.9739 | 28.7049 | 83.7677
| 2030 | 12.5381 | 3.2008 | 141.9119 | 127.7207 | 283.9739 | 283.9739 | 28.7049 | 80.0796
| 2031 | 8.2689 | 2.7655 | 141.9119 | 127.7207 | 283.9739 | 283.9739 | 28.7049 | 73.2727
| 2032 | 11.0184 | 2.4126 | 141.9119 | 127.7207 | 283.9739 | 283.9739 | 28.7049 | 78.8764
| 2033 | 9.1397 | 1.8847 | 141.9119 | 127.7207 | 283.9739 | 283.9739 | 28.7049 | 76.5166
| 2034 | 8.0678 | 1.7553 | 105.0082 | 94.5074 | 283.9739 | 283.9739 | 28.7049 | 57.3913
| 2035 | 7.9735 | 1.7112 | 87.1389 | 78.425 | 283.9739 | 283.9739 | 28.7049 | 48.9071
| 2036 | 7.209 | 0.28658 | 20.8042 | 18.7238 | 283.9739 | 283.9739 | 28.7049 | 15.1089
| 2037 | 6.8086 | 0.20186 | 15.3227 | 13.7905 | 283.9739 | 283.9739 | 28.7049 | 12.1188
| 2038 | 6.4824 | 0.14219 | 11.2855 | 10.157 | 283.9739 | 283.9739 | 28.7049 | 9.8831
| 2039 | 6.0967 | 0.10016 | 8.312 | 7.4808 | 283.9739 | 283.9739 | 28.7049 | 8.1587
| 2040 | 5.7655 | 0.070552 | 6.122 | 5.5098 | 283.9739 | 283.9739 | 28.7049 | 6.8502

## Fuel-Oil_RefCase
Back to Contents
Oil Prices & Conversion Units to MMBtu
| Fuel Oil | Conversion Unit |  | Oil prices based on an average of projections from the 2017 World Bank Commodity Prices and the 2017 EIA World Energy Outlook
| Diesel | 5.778 | bbl to MMBTu | Reference Case projections from these sources are used for this Case
| HFO | 6.287 | bbl to MMBTu | A scaling factor is used to convert the oil prices (LCO) into diesel and HFO
| LCO | 5.86 | bbl to MMBTu
| LPG | 1
Diesel Oil
| Takoradi Habour to Takoradi Oil |  |  |  | Tema Habour to Tema Oil |  |  |  | Tema Habour to Ashanti Oil
Back to Top | Year | Fuel Price (2016$/bbl) | Transport Price (2016$/bbl) | Delivered Price (2016$/bbl) | Year | Fuel Price (2016$/bbl) | Transport Price (2016$/bbl) | Delivered Price (2016$/bbl) | Year | Fuel Price (2016$/bbl) | Transport Price (2016$/bbl) | Delivered Price (2016$/bbl)
| 2016 | 56.4182 | 0 | 56.4182 | 2016 | 56.4182 | 0 | 56.4182 | 2016 | 56.4182 | 7.41 | 63.8282
| 2017 | 67.0876 | 0 | 67.0876 | 2017 | 67.0876 | 0 | 67.0876 | 2017 | 67.0876 | 7.41 | 74.4976
| 2018 | 76.0935 | 0 | 76.0935 | 2018 | 76.0935 | 0 | 76.0935 | 2018 | 76.0935 | 7.41 | 83.5035
| 2019 | 81.7539 | 0 | 81.7539 | 2019 | 81.7539 | 0 | 81.7539 | 2019 | 81.7539 | 7.41 | 89.1639
| 2020 | 84.2875 | 0 | 84.2875 | 2020 | 84.2875 | 0 | 84.2875 | 2020 | 84.2875 | 7.41 | 91.6975
| 2021 | 86.1528 | 0 | 86.1528 | 2021 | 86.1528 | 0 | 86.1528 | 2021 | 86.1528 | 7.41 | 93.5628
| 2022 | 87.6253 | 0 | 87.6253 | 2022 | 87.6253 | 0 | 87.6253 | 2022 | 87.6253 | 7.41 | 95.0353
| 2023 | 88.4331 | 0 | 88.4331 | 2023 | 88.4331 | 0 | 88.4331 | 2023 | 88.4331 | 7.41 | 95.8431
| 2024 | 89.2292 | 0 | 89.2292 | 2024 | 89.2292 | 0 | 89.2292 | 2024 | 89.2292 | 7.41 | 96.6392
| 2025 | 90.6718 | 0 | 90.6718 | 2025 | 90.6718 | 0 | 90.6718 | 2025 | 90.6718 | 7.41 | 98.0818
| 2026 | 96.2389 | 0 | 96.2389 | 2026 | 96.2389 | 0 | 96.2389 | 2026 | 96.2389 | 7.41 | 103.6489
| 2027 | 97.3429 | 0 | 97.3429 | 2027 | 97.3429 | 0 | 97.3429 | 2027 | 97.3429 | 7.41 | 104.7529
| 2028 | 97.9887 | 0 | 97.9887 | 2028 | 97.9887 | 0 | 97.9887 | 2028 | 97.9887 | 7.41 | 105.3987
| 2029 | 99.0635 | 0 | 99.0635 | 2029 | 99.0635 | 0 | 99.0635 | 2029 | 99.0635 | 7.41 | 106.4735
| 2030 | 95.0492 | 0 | 95.0492 | 2030 | 95.0492 | 0 | 95.0492 | 2030 | 95.0492 | 7.41 | 102.4592
| 2031 | 96.6316 | 0 | 96.6316 | 2031 | 96.6316 | 0 | 96.6316 | 2031 | 96.6316 | 7.41 | 104.0416
| 2032 | 98.4684 | 0 | 98.4684 | 2032 | 98.4684 | 0 | 98.4684 | 2032 | 98.4684 | 7.41 | 105.8784
| 2033 | 98.7553 | 0 | 98.7553 | 2033 | 98.7553 | 0 | 98.7553 | 2033 | 98.7553 | 7.41 | 106.1653
| 2034 | 100.0526 | 0 | 100.0526 | 2034 | 100.0526 | 0 | 100.0526 | 2034 | 100.0526 | 7.41 | 107.4626
| 2035 | 100.684 | 0 | 100.684 | 2035 | 100.684 | 0 | 100.684 | 2035 | 100.684 | 7.41 | 108.094
| 2036 | 102.6045 | 0 | 102.6045 | 2036 | 102.6045 | 0 | 102.6045 | 2036 | 102.6045 | 7.41 | 110.0145
| 2037 | 103.1325 | 0 | 103.1325 | 2037 | 103.1325 | 0 | 103.1325 | 2037 | 103.1325 | 7.41 | 110.5425
| 2038 | 104.0443 | 0 | 104.0443 | 2038 | 104.0443 | 0 | 104.0443 | 2038 | 104.0443 | 7.41 | 111.4543
| 2039 | 105.292 | 0 | 105.292 | 2039 | 105.292 | 0 | 105.292 | 2039 | 105.292 | 7.41 | 112.702
| 2040 | 106.0988 | 0 | 106.0988 | 2040 | 106.0988 | 0 | 106.0988 | 2040 | 106.0988 | 7.41 | 113.5088
HFO
| Takoradi Habour to Takoradi Oil |  |  |  | Tema Habour to Tema Oil |  |  |  | Tema Habour to Ashanti Oil
Back to Top | Year | Fuel Price (2016$/bbl) | Transport Price (2016$/bbl) | Delivered Price (2016$/bbl) | Year | Fuel Price (2016$/bbl) | Transport Price (2016$/bbl) | Delivered Price (2016$/bbl) | Year | Fuel Price (2016$/bbl) | Transport Price (2016$/bbl) | Delivered Price (2016$/bbl)
| 2016 | 42.3136 | 3.51 | 45.8236 | 2016 | 42.3136 | 5.41 | 47.7236 | 2016 | 42.3136 | 7.41 | 49.7236
| 2017 | 50.3157 | 3.51 | 53.8257 | 2017 | 50.3157 | 5.41 | 55.7257 | 2017 | 50.3157 | 7.41 | 57.7257
| 2018 | 57.0701 | 3.51 | 60.5801 | 2018 | 57.0701 | 5.41 | 62.4801 | 2018 | 57.0701 | 7.41 | 64.4801
| 2019 | 61.3154 | 3.51 | 64.8254 | 2019 | 61.3154 | 5.41 | 66.7254 | 2019 | 61.3154 | 7.41 | 68.7254
| 2020 | 63.2156 | 3.51 | 66.7256 | 2020 | 63.2156 | 5.41 | 68.6256 | 2020 | 63.2156 | 7.41 | 70.6256
| 2021 | 64.6146 | 3.51 | 68.1246 | 2021 | 64.6146 | 5.41 | 70.0246 | 2021 | 64.6146 | 7.41 | 72.0246
| 2022 | 65.719 | 3.51 | 69.229 | 2022 | 65.719 | 5.41 | 71.129 | 2022 | 65.719 | 7.41 | 73.129
| 2023 | 66.3249 | 3.51 | 69.8349 | 2023 | 66.3249 | 5.41 | 71.7349 | 2023 | 66.3249 | 7.41 | 73.7349
| 2024 | 66.9219 | 3.51 | 70.4319 | 2024 | 66.9219 | 5.41 | 72.3319 | 2024 | 66.9219 | 7.41 | 74.3319
| 2025 | 68.0038 | 3.51 | 71.5138 | 2025 | 68.0038 | 5.41 | 73.4138 | 2025 | 68.0038 | 7.41 | 75.4138
| 2026 | 72.1792 | 3.51 | 75.6892 | 2026 | 72.1792 | 5.41 | 77.5892 | 2026 | 72.1792 | 7.41 | 79.5892
| 2027 | 73.0072 | 3.51 | 76.5172 | 2027 | 73.0072 | 5.41 | 78.4172 | 2027 | 73.0072 | 7.41 | 80.4172
| 2028 | 73.4915 | 3.51 | 77.0015 | 2028 | 73.4915 | 5.41 | 78.9015 | 2028 | 73.4915 | 7.41 | 80.9015
| 2029 | 74.2976 | 3.51 | 77.8076 | 2029 | 74.2976 | 5.41 | 79.7076 | 2029 | 74.2976 | 7.41 | 81.7076
| 2030 | 71.2869 | 3.51 | 74.7969 | 2030 | 71.2869 | 5.41 | 76.6969 | 2030 | 71.2869 | 7.41 | 78.6969
| 2031 | 72.4737 | 3.51 | 75.9837 | 2031 | 72.4737 | 5.41 | 77.8837 | 2031 | 72.4737 | 7.41 | 79.8837
| 2032 | 73.8513 | 3.51 | 77.3613 | 2032 | 73.8513 | 5.41 | 79.2613 | 2032 | 73.8513 | 7.41 | 81.2613
| 2033 | 74.0665 | 3.51 | 77.5765 | 2033 | 74.0665 | 5.41 | 79.4765 | 2033 | 74.0665 | 7.41 | 81.4765
| 2034 | 75.0395 | 3.51 | 78.5495 | 2034 | 75.0395 | 5.41 | 80.4495 | 2034 | 75.0395 | 7.41 | 82.4495
| 2035 | 75.513 | 3.51 | 79.023 | 2035 | 75.513 | 5.41 | 80.923 | 2035 | 75.513 | 7.41 | 82.923
| 2036 | 76.9534 | 3.51 | 80.4634 | 2036 | 76.9534 | 5.41 | 82.3634 | 2036 | 76.9534 | 7.41 | 84.3634
| 2037 | 77.3494 | 3.51 | 80.8594 | 2037 | 77.3494 | 5.41 | 82.7594 | 2037 | 77.3494 | 7.41 | 84.7594
| 2038 | 78.0332 | 3.51 | 81.5432 | 2038 | 78.0332 | 5.41 | 83.4432 | 2038 | 78.0332 | 7.41 | 85.4432
| 2039 | 78.969 | 3.51 | 82.479 | 2039 | 78.969 | 5.41 | 84.379 | 2039 | 78.969 | 7.41 | 86.379
| 2040 | 79.5741 | 3.51 | 83.0841 | 2040 | 79.5741 | 5.41 | 84.9841 | 2040 | 79.5741 | 7.41 | 86.9841
LCO
| Takoradi Habour to Takoradi Oil |  |  |  | Tema Habour to Tema Oil |  |  |  | Tema Habour to Ashanti Oil
Back to Top | Year | Fuel Price (2016$/bbl) | Transport Price (2016$/bbl) | Delivered Price (2016$/bbl) | Year | Fuel Price (2016$/bbl) | Transport Price (2016$/bbl) | Delivered Price (2016$/bbl) | Year | Fuel Price (2016$/bbl) | Transport Price (2016$/bbl) | Delivered Price (2016$/bbl)
| 2016 | 47.0151 | 3.51 | 50.5251 | 2016 | 47.0151 | 5.41 | 52.4251 | 2016 | 47.0151 | 7.41 | 54.4251
| 2017 | 55.9063 | 3.51 | 59.4163 | 2017 | 55.9063 | 5.41 | 61.3163 | 2017 | 55.9063 | 7.41 | 63.3163
| 2018 | 63.4112 | 3.51 | 66.9212 | 2018 | 63.4112 | 5.41 | 68.8212 | 2018 | 63.4112 | 7.41 | 70.8212
| 2019 | 68.1283 | 3.51 | 71.6383 | 2019 | 68.1283 | 5.41 | 73.5383 | 2019 | 68.1283 | 7.41 | 75.5383
| 2020 | 70.2396 | 3.51 | 73.7496 | 2020 | 70.2396 | 5.41 | 75.6496 | 2020 | 70.2396 | 7.41 | 77.6496
| 2021 | 71.794 | 3.51 | 75.304 | 2021 | 71.794 | 5.41 | 77.204 | 2021 | 71.794 | 7.41 | 79.204
| 2022 | 73.0211 | 3.51 | 76.5311 | 2022 | 73.0211 | 5.41 | 78.4311 | 2022 | 73.0211 | 7.41 | 80.4311
| 2023 | 73.6943 | 3.51 | 77.2043 | 2023 | 73.6943 | 5.41 | 79.1043 | 2023 | 73.6943 | 7.41 | 81.1043
| 2024 | 74.3576 | 3.51 | 77.8676 | 2024 | 74.3576 | 5.41 | 79.7676 | 2024 | 74.3576 | 7.41 | 81.7676
| 2025 | 75.5598 | 3.51 | 79.0698 | 2025 | 75.5598 | 5.41 | 80.9698 | 2025 | 75.5598 | 7.41 | 82.9698
| 2026 | 80.1991 | 3.51 | 83.7091 | 2026 | 80.1991 | 5.41 | 85.6091 | 2026 | 80.1991 | 7.41 | 87.6091
| 2027 | 81.1191 | 3.51 | 84.6291 | 2027 | 81.1191 | 5.41 | 86.5291 | 2027 | 81.1191 | 7.41 | 88.5291
| 2028 | 81.6573 | 3.51 | 85.1673 | 2028 | 81.6573 | 5.41 | 87.0673 | 2028 | 81.6573 | 7.41 | 89.0673
| 2029 | 82.5529 | 3.51 | 86.0629 | 2029 | 82.5529 | 5.41 | 87.9629 | 2029 | 82.5529 | 7.41 | 89.9629
| 2030 | 79.2076 | 3.51 | 82.7176 | 2030 | 79.2076 | 5.41 | 84.6176 | 2030 | 79.2076 | 7.41 | 86.6176
| 2031 | 80.5263 | 3.51 | 84.0363 | 2031 | 80.5263 | 5.41 | 85.9363 | 2031 | 80.5263 | 7.41 | 87.9363
| 2032 | 82.057 | 3.51 | 85.567 | 2032 | 82.057 | 5.41 | 87.467 | 2032 | 82.057 | 7.41 | 89.467
| 2033 | 82.2961 | 3.51 | 85.8061 | 2033 | 82.2961 | 5.41 | 87.7061 | 2033 | 82.2961 | 7.41 | 89.7061
| 2034 | 83.3772 | 3.51 | 86.8872 | 2034 | 83.3772 | 5.41 | 88.7872 | 2034 | 83.3772 | 7.41 | 90.7872
| 2035 | 83.9034 | 3.51 | 87.4134 | 2035 | 83.9034 | 5.41 | 89.3134 | 2035 | 83.9034 | 7.41 | 91.3134
| 2036 | 85.5037 | 3.51 | 89.0137 | 2036 | 85.5037 | 5.41 | 90.9137 | 2036 | 85.5037 | 7.41 | 92.9137
| 2037 | 85.9438 | 3.51 | 89.4538 | 2037 | 85.9438 | 5.41 | 91.3538 | 2037 | 85.9438 | 7.41 | 93.3538
| 2038 | 86.7036 | 3.51 | 90.2136 | 2038 | 86.7036 | 5.41 | 92.1136 | 2038 | 86.7036 | 7.41 | 94.1136
| 2039 | 87.7433 | 3.51 | 91.2533 | 2039 | 87.7433 | 5.41 | 93.1533 | 2039 | 87.7433 | 7.41 | 95.1533
| 2040 | 88.4157 | 3.51 | 91.9257 | 2040 | 88.4157 | 5.41 | 93.8257 | 2040 | 88.4157 | 7.41 | 95.8257
LPG
| Takoradi Habour to Takoradi Oil |  |  |  | Tema Habour to Tema Oil
Back to Top | Year | Fuel Price (2016$/MMBtu) | Transport Price (2016$/MMBtu) | Delivered Price (2016$/MMBtu) | Year | Fuel Price (2016$/Ltr) | Transport Price (2016$/Ltr) | Delivered Price (2016$/Ltr)
| 2016 | 16.52 | 3.51 | 20.03 | 2016 | 16.52 | 5.41 | 21.93
| 2017 | 16.52 | 3.51 | 20.03 | 2017 | 16.52 | 5.41 | 21.93
| 2018 | 16.52 | 3.51 | 20.03 | 2018 | 16.52 | 5.41 | 21.93
| 2019 | 16.52 | 3.51 | 20.03 | 2019 | 16.52 | 5.41 | 21.93
| 2020 | 16.52 | 3.51 | 20.03 | 2020 | 16.52 | 5.41 | 21.93
| 2021 | 16.52 | 3.51 | 20.03 | 2021 | 16.52 | 5.41 | 21.93
| 2022 | 16.52 | 3.51 | 20.03 | 2022 | 16.52 | 5.41 | 21.93
| 2023 | 16.52 | 3.51 | 20.03 | 2023 | 16.52 | 5.41 | 21.93
| 2024 | 16.52 | 3.51 | 20.03 | 2024 | 16.52 | 5.41 | 21.93
| 2025 | 16.52 | 3.51 | 20.03 | 2025 | 16.52 | 5.41 | 21.93
| 2026 | 16.52 | 3.51 | 20.03 | 2026 | 16.52 | 5.41 | 21.93
| 2027 | 16.52 | 3.51 | 20.03 | 2027 | 16.52 | 5.41 | 21.93
| 2028 | 16.52 | 3.51 | 20.03 | 2028 | 16.52 | 5.41 | 21.93
| 2029 | 16.52 | 3.51 | 20.03 | 2029 | 16.52 | 5.41 | 21.93
| 2030 | 16.52 | 3.51 | 20.03 | 2030 | 16.52 | 5.41 | 21.93
| 2031 | 16.52 | 3.51 | 20.03 | 2031 | 16.52 | 5.41 | 21.93
| 2032 | 16.52 | 3.51 | 20.03 | 2032 | 16.52 | 5.41 | 21.93
| 2033 | 16.52 | 3.51 | 20.03 | 2033 | 16.52 | 5.41 | 21.93
| 2034 | 16.52 | 3.51 | 20.03 | 2034 | 16.52 | 5.41 | 21.93
| 2035 | 16.52 | 3.51 | 20.03 | 2035 | 16.52 | 5.41 | 21.93
| 2036 | 16.52 | 3.51 | 20.03 | 2036 | 16.52 | 5.41 | 21.93
| 2037 | 16.52 | 3.51 | 20.03 | 2037 | 16.52 | 5.41 | 21.93
| 2038 | 16.52 | 3.51 | 20.03 | 2038 | 16.52 | 5.41 | 21.93
| 2039 | 16.52 | 3.51 | 20.03 | 2039 | 16.52 | 5.41 | 21.93
| 2040 | 16.52 | 3.51 | 20.03 | 2040 | 16.52 | 5.41 | 21.93

## Fuel-Oil_HighCase
Back to Contents
Oil Prices & Conversion Units to MMBtu
| Fuel Oil | Conversion Unit |  | Oil prices based on an average of projections from the 2017 World Bank Commodity Prices and the 2017 EIA World Energy Outlook
| Diesel | 5.778 |  | High Case projections from these sources are used for this Case
| HFO | 6.287 |  | A scaling factor is used to convert the oil prices (LCO) into diesel and HFO
| LCO | 5.86
| LPG | 1
Diesel Oil
| Takoradi Habour to Takoradi Oil |  |  |  | Tema Habour to Tema Oil |  |  |  | Tema Habour to Ashanti Oil
Back to Top | Year | Fuel Price (2016$/bbl) | Transport Price (2016$/bbl) | Delivered Price (2016$/bbl) | Year | Fuel Price (2016$/bbl) | Transport Price (2016$/bbl) | Delivered Price (2016$/bbl) | Year | Fuel Price (2016$/bbl) | Transport Price (2016$/bbl) | Delivered Price (2016$/bbl)
| 2016 | 56.4182 | 0 | 56.4182 | 2016 | 56.4182 | 0 | 56.4182 | 2016 | 56.4182 | 7.41 | 63.8282
| 2017 | 67.0876 | 0 | 67.0876 | 2017 | 67.0876 | 0 | 67.0876 | 2017 | 67.0876 | 7.41 | 74.4976
| 2018 | 82.0716 | 0 | 82.0716 | 2018 | 82.0716 | 0 | 82.0716 | 2018 | 82.0716 | 7.41 | 89.4816
| 2019 | 95.3744 | 0 | 95.3744 | 2019 | 95.3744 | 0 | 95.3744 | 2019 | 95.3744 | 7.41 | 102.7844
| 2020 | 104.4965 | 0 | 104.4965 | 2020 | 104.4965 | 0 | 104.4965 | 2020 | 104.4965 | 7.41 | 111.9065
| 2021 | 111.8958 | 0 | 111.8958 | 2021 | 111.8958 | 0 | 111.8958 | 2021 | 111.8958 | 7.41 | 119.3058
| 2022 | 117.8283 | 0 | 117.8283 | 2022 | 117.8283 | 0 | 117.8283 | 2022 | 117.8283 | 7.41 | 125.2383
| 2023 | 121.8921 | 0 | 121.8921 | 2023 | 121.8921 | 0 | 121.8921 | 2023 | 121.8921 | 7.41 | 129.3021
| 2024 | 124.8748 | 0 | 124.8748 | 2024 | 124.8748 | 0 | 124.8748 | 2024 | 124.8748 | 7.41 | 132.2848
| 2025 | 128.8751 | 0 | 128.8751 | 2025 | 128.8751 | 0 | 128.8751 | 2025 | 128.8751 | 7.41 | 136.2851
| 2026 | 131.6852 | 0 | 131.6852 | 2026 | 131.6852 | 0 | 131.6852 | 2026 | 131.6852 | 7.41 | 139.0952
| 2027 | 133.3529 | 0 | 133.3529 | 2027 | 133.3529 | 0 | 133.3529 | 2027 | 133.3529 | 7.41 | 140.7629
| 2028 | 135.2504 | 0 | 135.2504 | 2028 | 135.2504 | 0 | 135.2504 | 2028 | 135.2504 | 7.41 | 142.6604
| 2029 | 136.3722 | 0 | 136.3722 | 2029 | 136.3722 | 0 | 136.3722 | 2029 | 136.3722 | 7.41 | 143.7822
| 2030 | 137.8999 | 0 | 137.8999 | 2030 | 137.8999 | 0 | 137.8999 | 2030 | 137.8999 | 7.41 | 145.3099
| 2031 | 139.8047 | 0 | 139.8047 | 2031 | 139.8047 | 0 | 139.8047 | 2031 | 139.8047 | 7.41 | 147.2147
| 2032 | 142.1415 | 0 | 142.1415 | 2032 | 142.1415 | 0 | 142.1415 | 2032 | 142.1415 | 7.41 | 149.5515
| 2033 | 142.1913 | 0 | 142.1913 | 2033 | 142.1913 | 0 | 142.1913 | 2033 | 142.1913 | 7.41 | 149.6013
| 2034 | 144.5216 | 0 | 144.5216 | 2034 | 144.5216 | 0 | 144.5216 | 2034 | 144.5216 | 7.41 | 151.9316
| 2035 | 145.9737 | 0 | 145.9737 | 2035 | 145.9737 | 0 | 145.9737 | 2035 | 145.9737 | 7.41 | 153.3837
| 2036 | 147.8449 | 0 | 147.8449 | 2036 | 147.8449 | 0 | 147.8449 | 2036 | 147.8449 | 7.41 | 155.2549
| 2037 | 148.3084 | 0 | 148.3084 | 2037 | 148.3084 | 0 | 148.3084 | 2037 | 148.3084 | 7.41 | 155.7184
| 2038 | 151.6944 | 0 | 151.6944 | 2038 | 151.6944 | 0 | 151.6944 | 2038 | 151.6944 | 7.41 | 159.1044
| 2039 | 152.8705 | 0 | 152.8705 | 2039 | 152.8705 | 0 | 152.8705 | 2039 | 152.8705 | 7.41 | 160.2805
| 2040 | 154.9016 | 0 | 154.9016 | 2040 | 154.9016 | 0 | 154.9016 | 2040 | 154.9016 | 7.41 | 162.3116
HFO
| Takoradi Habour to Takoradi Oil |  |  |  | Tema Habour to Tema Oil |  |  |  | Tema Habour to Ashanti Oil
Back to Top | Year | Fuel Price (2016$/bbl) | Transport Price (2016$/bbl) | Delivered Price (2016$/bbl) | Year | Fuel Price (2016$/bbl) | Transport Price (2016$/bbl) | Delivered Price (2016$/bbl) | Year | Fuel Price (2016$/bbl) | Transport Price (2016$/bbl) | Delivered Price (2016$/bbl)
| 2016 | 42.3136 | 3.51 | 45.8236 | 2016 | 42.3136 | 5.41 | 47.7236 | 2016 | 42.3136 | 7.41 | 49.7236
| 2017 | 50.3157 | 3.51 | 53.8257 | 2017 | 50.3157 | 5.41 | 55.7257 | 2017 | 50.3157 | 7.41 | 57.7257
| 2018 | 61.5537 | 3.51 | 65.0637 | 2018 | 61.5537 | 5.41 | 66.9637 | 2018 | 61.5537 | 7.41 | 68.9637
| 2019 | 71.5308 | 3.51 | 75.0408 | 2019 | 71.5308 | 5.41 | 76.9408 | 2019 | 71.5308 | 7.41 | 78.9408
| 2020 | 78.3723 | 3.51 | 81.8823 | 2020 | 78.3723 | 5.41 | 83.7823 | 2020 | 78.3723 | 7.41 | 85.7823
| 2021 | 83.9219 | 3.51 | 87.4319 | 2021 | 83.9219 | 5.41 | 89.3319 | 2021 | 83.9219 | 7.41 | 91.3319
| 2022 | 88.3712 | 3.51 | 91.8812 | 2022 | 88.3712 | 5.41 | 93.7812 | 2022 | 88.3712 | 7.41 | 95.7812
| 2023 | 91.419 | 3.51 | 94.929 | 2023 | 91.419 | 5.41 | 96.829 | 2023 | 91.419 | 7.41 | 98.829
| 2024 | 93.6561 | 3.51 | 97.1661 | 2024 | 93.6561 | 5.41 | 99.0661 | 2024 | 93.6561 | 7.41 | 101.0661
| 2025 | 96.6563 | 3.51 | 100.1663 | 2025 | 96.6563 | 5.41 | 102.0663 | 2025 | 96.6563 | 7.41 | 104.0663
| 2026 | 98.7639 | 3.51 | 102.2739 | 2026 | 98.7639 | 5.41 | 104.1739 | 2026 | 98.7639 | 7.41 | 106.1739
| 2027 | 100.0147 | 3.51 | 103.5247 | 2027 | 100.0147 | 5.41 | 105.4247 | 2027 | 100.0147 | 7.41 | 107.4247
| 2028 | 101.4378 | 3.51 | 104.9478 | 2028 | 101.4378 | 5.41 | 106.8478 | 2028 | 101.4378 | 7.41 | 108.8478
| 2029 | 102.2792 | 3.51 | 105.7892 | 2029 | 102.2792 | 5.41 | 107.6892 | 2029 | 102.2792 | 7.41 | 109.6892
| 2030 | 103.4249 | 3.51 | 106.9349 | 2030 | 103.4249 | 5.41 | 108.8349 | 2030 | 103.4249 | 7.41 | 110.8349
| 2031 | 104.8535 | 3.51 | 108.3635 | 2031 | 104.8535 | 5.41 | 110.2635 | 2031 | 104.8535 | 7.41 | 112.2635
| 2032 | 106.6061 | 3.51 | 110.1161 | 2032 | 106.6061 | 5.41 | 112.0161 | 2032 | 106.6061 | 7.41 | 114.0161
| 2033 | 106.6435 | 3.51 | 110.1535 | 2033 | 106.6435 | 5.41 | 112.0535 | 2033 | 106.6435 | 7.41 | 114.0535
| 2034 | 108.3912 | 3.51 | 111.9012 | 2034 | 108.3912 | 5.41 | 113.8012 | 2034 | 108.3912 | 7.41 | 115.8012
| 2035 | 109.4803 | 3.51 | 112.9903 | 2035 | 109.4803 | 5.41 | 114.8903 | 2035 | 109.4803 | 7.41 | 116.8903
| 2036 | 110.8837 | 3.51 | 114.3937 | 2036 | 110.8837 | 5.41 | 116.2937 | 2036 | 110.8837 | 7.41 | 118.2937
| 2037 | 111.2313 | 3.51 | 114.7413 | 2037 | 111.2313 | 5.41 | 116.6413 | 2037 | 111.2313 | 7.41 | 118.6413
| 2038 | 113.7708 | 3.51 | 117.2808 | 2038 | 113.7708 | 5.41 | 119.1808 | 2038 | 113.7708 | 7.41 | 121.1808
| 2039 | 114.6529 | 3.51 | 118.1629 | 2039 | 114.6529 | 5.41 | 120.0629 | 2039 | 114.6529 | 7.41 | 122.0629
| 2040 | 116.1762 | 3.51 | 119.6862 | 2040 | 116.1762 | 5.41 | 121.5862 | 2040 | 116.1762 | 7.41 | 123.5862
LCO
| Takoradi Habour to Takoradi Oil |  |  |  | Tema Habour to Tema Oil |  |  |  | Tema Habour to Ashanti Oil
Back to Top | Year | Fuel Price (2016$/bbl) | Transport Price (2016$/bbl) | Delivered Price (2016$/bbl) | Year | Fuel Price (2016$/bbl) | Transport Price (2016$/bbl) | Delivered Price (2016$/bbl) | Year | Fuel Price (2016$/bbl) | Transport Price (2016$/bbl) | Delivered Price (2016$/bbl)
| 2016 | 47.0151 | 3.51 | 50.5251 | 2016 | 47.0151 | 5.41 | 52.4251 | 2016 | 47.0151 | 7.41 | 54.4251
| 2017 | 55.9063 | 3.51 | 59.4163 | 2017 | 55.9063 | 5.41 | 61.3163 | 2017 | 55.9063 | 7.41 | 63.3163
| 2018 | 68.393 | 3.51 | 71.903 | 2018 | 68.393 | 5.41 | 73.803 | 2018 | 68.393 | 7.41 | 75.803
| 2019 | 79.4786 | 3.51 | 82.9886 | 2019 | 79.4786 | 5.41 | 84.8886 | 2019 | 79.4786 | 7.41 | 86.8886
| 2020 | 87.0804 | 3.51 | 90.5904 | 2020 | 87.0804 | 5.41 | 92.4904 | 2020 | 87.0804 | 7.41 | 94.4904
| 2021 | 93.2465 | 3.51 | 96.7565 | 2021 | 93.2465 | 5.41 | 98.6565 | 2021 | 93.2465 | 7.41 | 100.6565
| 2022 | 98.1903 | 3.51 | 101.7003 | 2022 | 98.1903 | 5.41 | 103.6003 | 2022 | 98.1903 | 7.41 | 105.6003
| 2023 | 101.5767 | 3.51 | 105.0867 | 2023 | 101.5767 | 5.41 | 106.9867 | 2023 | 101.5767 | 7.41 | 108.9867
| 2024 | 104.0623 | 3.51 | 107.5723 | 2024 | 104.0623 | 5.41 | 109.4723 | 2024 | 104.0623 | 7.41 | 111.4723
| 2025 | 107.3959 | 3.51 | 110.9059 | 2025 | 107.3959 | 5.41 | 112.8059 | 2025 | 107.3959 | 7.41 | 114.8059
| 2026 | 109.7377 | 3.51 | 113.2477 | 2026 | 109.7377 | 5.41 | 115.1477 | 2026 | 109.7377 | 7.41 | 117.1477
| 2027 | 111.1274 | 3.51 | 114.6374 | 2027 | 111.1274 | 5.41 | 116.5374 | 2027 | 111.1274 | 7.41 | 118.5374
| 2028 | 112.7087 | 3.51 | 116.2187 | 2028 | 112.7087 | 5.41 | 118.1187 | 2028 | 112.7087 | 7.41 | 120.1187
| 2029 | 113.6435 | 3.51 | 117.1535 | 2029 | 113.6435 | 5.41 | 119.0535 | 2029 | 113.6435 | 7.41 | 121.0535
| 2030 | 114.9166 | 3.51 | 118.4266 | 2030 | 114.9166 | 5.41 | 120.3266 | 2030 | 114.9166 | 7.41 | 122.3266
| 2031 | 116.5039 | 3.51 | 120.0139 | 2031 | 116.5039 | 5.41 | 121.9139 | 2031 | 116.5039 | 7.41 | 123.9139
| 2032 | 118.4512 | 3.51 | 121.9612 | 2032 | 118.4512 | 5.41 | 123.8612 | 2032 | 118.4512 | 7.41 | 125.8612
| 2033 | 118.4928 | 3.51 | 122.0028 | 2033 | 118.4928 | 5.41 | 123.9028 | 2033 | 118.4928 | 7.41 | 125.9028
| 2034 | 120.4347 | 3.51 | 123.9447 | 2034 | 120.4347 | 5.41 | 125.8447 | 2034 | 120.4347 | 7.41 | 127.8447
| 2035 | 121.6447 | 3.51 | 125.1547 | 2035 | 121.6447 | 5.41 | 127.0547 | 2035 | 121.6447 | 7.41 | 129.0547
| 2036 | 123.2041 | 3.51 | 126.7141 | 2036 | 123.2041 | 5.41 | 128.6141 | 2036 | 123.2041 | 7.41 | 130.6141
| 2037 | 123.5903 | 3.51 | 127.1003 | 2037 | 123.5903 | 5.41 | 129.0003 | 2037 | 123.5903 | 7.41 | 131.0003
| 2038 | 126.412 | 3.51 | 129.922 | 2038 | 126.412 | 5.41 | 131.822 | 2038 | 126.412 | 7.41 | 133.822
| 2039 | 127.3921 | 3.51 | 130.9021 | 2039 | 127.3921 | 5.41 | 132.8021 | 2039 | 127.3921 | 7.41 | 134.8021
| 2040 | 129.0847 | 3.51 | 132.5947 | 2040 | 129.0847 | 5.41 | 134.4947 | 2040 | 129.0847 | 7.41 | 136.4947
LPG
| Takoradi Habour to Takoradi Oil |  |  |  | Tema Habour to Tema Oil
Back to Top | Year | Fuel Price (2016$/MMBtu) | Transport Price (2016$/MMBtu) | Delivered Price (2016$/MMBtu) | Year | Fuel Price (2016$/Ltr) | Transport Price (2016$/Ltr) | Delivered Price (2016$/Ltr)
| 2016 | 18.172 | 3.51 | 21.682 | 2016 | 18.172 | 5.41 | 23.582
| 2017 | 18.172 | 3.51 | 21.682 | 2017 | 18.172 | 5.41 | 23.582
| 2018 | 18.172 | 3.51 | 21.682 | 2018 | 18.172 | 5.41 | 23.582
| 2019 | 18.172 | 3.51 | 21.682 | 2019 | 18.172 | 5.41 | 23.582
| 2020 | 18.172 | 3.51 | 21.682 | 2020 | 18.172 | 5.41 | 23.582
| 2021 | 18.172 | 3.51 | 21.682 | 2021 | 18.172 | 5.41 | 23.582
| 2022 | 18.172 | 3.51 | 21.682 | 2022 | 18.172 | 5.41 | 23.582
| 2023 | 18.172 | 3.51 | 21.682 | 2023 | 18.172 | 5.41 | 23.582
| 2024 | 18.172 | 3.51 | 21.682 | 2024 | 18.172 | 5.41 | 23.582
| 2025 | 18.172 | 3.51 | 21.682 | 2025 | 18.172 | 5.41 | 23.582
| 2026 | 18.172 | 3.51 | 21.682 | 2026 | 18.172 | 5.41 | 23.582
| 2027 | 18.172 | 3.51 | 21.682 | 2027 | 18.172 | 5.41 | 23.582
| 2028 | 18.172 | 3.51 | 21.682 | 2028 | 18.172 | 5.41 | 23.582
| 2029 | 18.172 | 3.51 | 21.682 | 2029 | 18.172 | 5.41 | 23.582
| 2030 | 18.172 | 3.51 | 21.682 | 2030 | 18.172 | 5.41 | 23.582
| 2031 | 18.172 | 3.51 | 21.682 | 2031 | 18.172 | 5.41 | 23.582
| 2032 | 18.172 | 3.51 | 21.682 | 2032 | 18.172 | 5.41 | 23.582
| 2033 | 18.172 | 3.51 | 21.682 | 2033 | 18.172 | 5.41 | 23.582
| 2034 | 18.172 | 3.51 | 21.682 | 2034 | 18.172 | 5.41 | 23.582
| 2035 | 18.172 | 3.51 | 21.682 | 2035 | 18.172 | 5.41 | 23.582
| 2036 | 18.172 | 3.51 | 21.682 | 2036 | 18.172 | 5.41 | 23.582
| 2037 | 18.172 | 3.51 | 21.682 | 2037 | 18.172 | 5.41 | 23.582
| 2038 | 18.172 | 3.51 | 21.682 | 2038 | 18.172 | 5.41 | 23.582
| 2039 | 18.172 | 3.51 | 21.682 | 2039 | 18.172 | 5.41 | 23.582
| 2040 | 18.172 | 3.51 | 21.682 | 2040 | 18.172 | 5.41 | 23.582

## Fuel-Oil_LowCase
Back to Contents
Oil Prices & Conversion Units to MMBtu
| Fuel Oil | Conversion Unit |  | Oil prices based on an average of projections from the 2017 World Bank Commodity Prices and the 2017 EIA World Energy Outlook
| Diesel | 5.778 |  | Low Case projections from these sources are used for this Case
| HFO | 6.287 |  | A scaling factor is used to convert the oil prices (LCO) into diesel and HFO
| LCO | 5.86
| LPG | 1
Diesel Oil
| Takoradi Habour to Takoradi Oil |  |  |  | Tema Habour to Tema Oil |  |  |  | Tema Habour to Ashanti Oil
Back to Top | Year | Fuel Price (2016$/bbl) | Transport Price (2016$/bbl) | Delivered Price (2016$/bbl) | Year | Fuel Price (2016$/bbl) | Transport Price (2016$/bbl) | Delivered Price (2016$/bbl) | Year | Fuel Price (2016$/bbl) | Transport Price (2016$/bbl) | Delivered Price (2016$/bbl)
| 2016 | 56.4182 | 0 | 56.4182 | 2016 | 56.4182 | 0 | 56.4182 | 2016 | 56.4182 | 7.41 | 63.8282
| 2017 | 44.8454 | 0 | 44.8454 | 2017 | 44.8454 | 0 | 44.8454 | 2017 | 44.8454 | 7.41 | 52.2554
| 2018 | 33.2727 | 0 | 33.2727 | 2018 | 33.2727 | 0 | 33.2727 | 2018 | 33.2727 | 7.41 | 40.6827
| 2019 | 35.7318 | 0 | 35.7318 | 2019 | 35.7318 | 0 | 35.7318 | 2019 | 35.7318 | 7.41 | 43.1418
| 2020 | 37.7329 | 0 | 37.7329 | 2020 | 37.7329 | 0 | 37.7329 | 2020 | 37.7329 | 7.41 | 45.1429
| 2021 | 39.0042 | 0 | 39.0042 | 2021 | 39.0042 | 0 | 39.0042 | 2021 | 39.0042 | 7.41 | 46.4142
| 2022 | 40.1658 | 0 | 40.1658 | 2022 | 40.1658 | 0 | 40.1658 | 2022 | 40.1658 | 7.41 | 47.5758
| 2023 | 40.7057 | 0 | 40.7057 | 2023 | 40.7057 | 0 | 40.7057 | 2023 | 40.7057 | 7.41 | 48.1157
| 2024 | 41.3321 | 0 | 41.3321 | 2024 | 41.3321 | 0 | 41.3321 | 2024 | 41.3321 | 7.41 | 48.7421
| 2025 | 43.1377 | 0 | 43.1377 | 2025 | 43.1377 | 0 | 43.1377 | 2025 | 43.1377 | 7.41 | 50.5477
| 2026 | 42.3923 | 0 | 42.3923 | 2026 | 42.3923 | 0 | 42.3923 | 2026 | 42.3923 | 7.41 | 49.8023
| 2027 | 43.9403 | 0 | 43.9403 | 2027 | 43.9403 | 0 | 43.9403 | 2027 | 43.9403 | 7.41 | 51.3503
| 2028 | 45.5327 | 0 | 45.5327 | 2028 | 45.5327 | 0 | 45.5327 | 2028 | 45.5327 | 7.41 | 52.9427
| 2029 | 47.2956 | 0 | 47.2956 | 2029 | 47.2956 | 0 | 47.2956 | 2029 | 47.2956 | 7.41 | 54.7056
| 2030 | 53.9068 | 0 | 53.9068 | 2030 | 53.9068 | 0 | 53.9068 | 2030 | 53.9068 | 7.41 | 61.3168
| 2031 | 55.9657 | 0 | 55.9657 | 2031 | 55.9657 | 0 | 55.9657 | 2031 | 55.9657 | 7.41 | 63.3757
| 2032 | 58.2317 | 0 | 58.2317 | 2032 | 58.2317 | 0 | 58.2317 | 2032 | 58.2317 | 7.41 | 65.6417
| 2033 | 59.7375 | 0 | 59.7375 | 2033 | 59.7375 | 0 | 59.7375 | 2033 | 59.7375 | 7.41 | 67.1475
| 2034 | 62.1027 | 0 | 62.1027 | 2034 | 62.1027 | 0 | 62.1027 | 2034 | 62.1027 | 7.41 | 69.5127
| 2035 | 63.1559 | 0 | 63.1559 | 2035 | 63.1559 | 0 | 63.1559 | 2035 | 63.1559 | 7.41 | 70.5659
| 2036 | 64.5456 | 0 | 64.5456 | 2036 | 64.5456 | 0 | 64.5456 | 2036 | 64.5456 | 7.41 | 71.9556
| 2037 | 64.0347 | 0 | 64.0347 | 2037 | 64.0347 | 0 | 64.0347 | 2037 | 64.0347 | 7.41 | 71.4447
| 2038 | 64.9227 | 0 | 64.9227 | 2038 | 64.9227 | 0 | 64.9227 | 2038 | 64.9227 | 7.41 | 72.3327
| 2039 | 66.8231 | 0 | 66.8231 | 2039 | 66.8231 | 0 | 66.8231 | 2039 | 66.8231 | 7.41 | 74.2331
| 2040 | 67.8834 | 0 | 67.8834 | 2040 | 67.8834 | 0 | 67.8834 | 2040 | 67.8834 | 7.41 | 75.2934
HFO
| Takoradi Habour to Takoradi Oil |  |  |  | Tema Habour to Tema Oil |  |  |  | Tema Habour to Ashanti Oil
Back to Top | Year | Fuel Price (2016$/bbl) | Transport Price (2016$/bbl) | Delivered Price (2016$/bbl) | Year | Fuel Price (2016$/bbl) | Transport Price (2016$/bbl) | Delivered Price (2016$/bbl) | Year | Fuel Price (2016$/bbl) | Transport Price (2016$/bbl) | Delivered Price (2016$/bbl)
| 2016 | 42.3136 | 3.51 | 45.8236 | 2016 | 42.3136 | 5.41 | 47.7236 | 2016 | 42.3136 | 7.41 | 49.7236
| 2017 | 33.6341 | 3.51 | 37.1441 | 2017 | 33.6341 | 5.41 | 39.0441 | 2017 | 33.6341 | 7.41 | 41.0441
| 2018 | 24.9545 | 3.51 | 28.4645 | 2018 | 24.9545 | 5.41 | 30.3645 | 2018 | 24.9545 | 7.41 | 32.3645
| 2019 | 26.7988 | 3.51 | 30.3088 | 2019 | 26.7988 | 5.41 | 32.2088 | 2019 | 26.7988 | 7.41 | 34.2088
| 2020 | 28.2997 | 3.51 | 31.8097 | 2020 | 28.2997 | 5.41 | 33.7097 | 2020 | 28.2997 | 7.41 | 35.7097
| 2021 | 29.2532 | 3.51 | 32.7632 | 2021 | 29.2532 | 5.41 | 34.6632 | 2021 | 29.2532 | 7.41 | 36.6632
| 2022 | 30.1243 | 3.51 | 33.6343 | 2022 | 30.1243 | 5.41 | 35.5343 | 2022 | 30.1243 | 7.41 | 37.5343
| 2023 | 30.5293 | 3.51 | 34.0393 | 2023 | 30.5293 | 5.41 | 35.9393 | 2023 | 30.5293 | 7.41 | 37.9393
| 2024 | 30.9991 | 3.51 | 34.5091 | 2024 | 30.9991 | 5.41 | 36.4091 | 2024 | 30.9991 | 7.41 | 38.4091
| 2025 | 32.3533 | 3.51 | 35.8633 | 2025 | 32.3533 | 5.41 | 37.7633 | 2025 | 32.3533 | 7.41 | 39.7633
| 2026 | 31.7942 | 3.51 | 35.3042 | 2026 | 31.7942 | 5.41 | 37.2042 | 2026 | 31.7942 | 7.41 | 39.2042
| 2027 | 32.9552 | 3.51 | 36.4652 | 2027 | 32.9552 | 5.41 | 38.3652 | 2027 | 32.9552 | 7.41 | 40.3652
| 2028 | 34.1495 | 3.51 | 37.6595 | 2028 | 34.1495 | 5.41 | 39.5595 | 2028 | 34.1495 | 7.41 | 41.5595
| 2029 | 35.4717 | 3.51 | 38.9817 | 2029 | 35.4717 | 5.41 | 40.8817 | 2029 | 35.4717 | 7.41 | 42.8817
| 2030 | 40.4301 | 3.51 | 43.9401 | 2030 | 40.4301 | 5.41 | 45.8401 | 2030 | 40.4301 | 7.41 | 47.8401
| 2031 | 41.9743 | 3.51 | 45.4843 | 2031 | 41.9743 | 5.41 | 47.3843 | 2031 | 41.9743 | 7.41 | 49.3843
| 2032 | 43.6737 | 3.51 | 47.1837 | 2032 | 43.6737 | 5.41 | 49.0837 | 2032 | 43.6737 | 7.41 | 51.0837
| 2033 | 44.8031 | 3.51 | 48.3131 | 2033 | 44.8031 | 5.41 | 50.2131 | 2033 | 44.8031 | 7.41 | 52.2131
| 2034 | 46.577 | 3.51 | 50.087 | 2034 | 46.577 | 5.41 | 51.987 | 2034 | 46.577 | 7.41 | 53.987
| 2035 | 47.3669 | 3.51 | 50.8769 | 2035 | 47.3669 | 5.41 | 52.7769 | 2035 | 47.3669 | 7.41 | 54.7769
| 2036 | 48.4092 | 3.51 | 51.9192 | 2036 | 48.4092 | 5.41 | 53.8192 | 2036 | 48.4092 | 7.41 | 55.8192
| 2037 | 48.026 | 3.51 | 51.536 | 2037 | 48.026 | 5.41 | 53.436 | 2037 | 48.026 | 7.41 | 55.436
| 2038 | 48.692 | 3.51 | 52.202 | 2038 | 48.692 | 5.41 | 54.102 | 2038 | 48.692 | 7.41 | 56.102
| 2039 | 50.1173 | 3.51 | 53.6273 | 2039 | 50.1173 | 5.41 | 55.5273 | 2039 | 50.1173 | 7.41 | 57.5273
| 2040 | 50.9126 | 3.51 | 54.4226 | 2040 | 50.9126 | 5.41 | 56.3226 | 2040 | 50.9126 | 7.41 | 58.3226
LCO
| Takoradi Habour to Takoradi Oil |  |  |  | Tema Habour to Tema Oil |  |  |  | Tema Habour to Ashanti Oil
Back to Top | Year | Fuel Price (2016$/bbl) | Transport Price (2016$/bbl) | Delivered Price (2016$/bbl) | Year | Fuel Price (2016$/bbl) | Transport Price (2016$/bbl) | Delivered Price (2016$/bbl) | Year | Fuel Price (2016$/bbl) | Transport Price (2016$/bbl) | Delivered Price (2016$/bbl)
| 2016 | 47.0151 | 3.51 | 50.5251 | 2016 | 47.0151 | 5.41 | 52.4251 | 2016 | 47.0151 | 7.41 | 54.4251
| 2017 | 37.3712 | 3.51 | 40.8812 | 2017 | 37.3712 | 5.41 | 42.7812 | 2017 | 37.3712 | 7.41 | 44.7812
| 2018 | 27.7272 | 3.51 | 31.2372 | 2018 | 27.7272 | 5.41 | 33.1372 | 2018 | 27.7272 | 7.41 | 35.1372
| 2019 | 29.7765 | 3.51 | 33.2865 | 2019 | 29.7765 | 5.41 | 35.1865 | 2019 | 29.7765 | 7.41 | 37.1865
| 2020 | 31.4441 | 3.51 | 34.9541 | 2020 | 31.4441 | 5.41 | 36.8541 | 2020 | 31.4441 | 7.41 | 38.8541
| 2021 | 32.5035 | 3.51 | 36.0135 | 2021 | 32.5035 | 5.41 | 37.9135 | 2021 | 32.5035 | 7.41 | 39.9135
| 2022 | 33.4715 | 3.51 | 36.9815 | 2022 | 33.4715 | 5.41 | 38.8815 | 2022 | 33.4715 | 7.41 | 40.8815
| 2023 | 33.9214 | 3.51 | 37.4314 | 2023 | 33.9214 | 5.41 | 39.3314 | 2023 | 33.9214 | 7.41 | 41.3314
| 2024 | 34.4434 | 3.51 | 37.9534 | 2024 | 34.4434 | 5.41 | 39.8534 | 2024 | 34.4434 | 7.41 | 41.8534
| 2025 | 35.9481 | 3.51 | 39.4581 | 2025 | 35.9481 | 5.41 | 41.3581 | 2025 | 35.9481 | 7.41 | 43.3581
| 2026 | 35.3269 | 3.51 | 38.8369 | 2026 | 35.3269 | 5.41 | 40.7369 | 2026 | 35.3269 | 7.41 | 42.7369
| 2027 | 36.6169 | 3.51 | 40.1269 | 2027 | 36.6169 | 5.41 | 42.0269 | 2027 | 36.6169 | 7.41 | 44.0269
| 2028 | 37.9439 | 3.51 | 41.4539 | 2028 | 37.9439 | 5.41 | 43.3539 | 2028 | 37.9439 | 7.41 | 45.3539
| 2029 | 39.413 | 3.51 | 42.923 | 2029 | 39.413 | 5.41 | 44.823 | 2029 | 39.413 | 7.41 | 46.823
| 2030 | 44.9224 | 3.51 | 48.4324 | 2030 | 44.9224 | 5.41 | 50.3324 | 2030 | 44.9224 | 7.41 | 52.3324
| 2031 | 46.6381 | 3.51 | 50.1481 | 2031 | 46.6381 | 5.41 | 52.0481 | 2031 | 46.6381 | 7.41 | 54.0481
| 2032 | 48.5264 | 3.51 | 52.0364 | 2032 | 48.5264 | 5.41 | 53.9364 | 2032 | 48.5264 | 7.41 | 55.9364
| 2033 | 49.7813 | 3.51 | 53.2913 | 2033 | 49.7813 | 5.41 | 55.1913 | 2033 | 49.7813 | 7.41 | 57.1913
| 2034 | 51.7522 | 3.51 | 55.2622 | 2034 | 51.7522 | 5.41 | 57.1622 | 2034 | 51.7522 | 7.41 | 59.1622
| 2035 | 52.6299 | 3.51 | 56.1399 | 2035 | 52.6299 | 5.41 | 58.0399 | 2035 | 52.6299 | 7.41 | 60.0399
| 2036 | 53.788 | 3.51 | 57.298 | 2036 | 53.788 | 5.41 | 59.198 | 2036 | 53.788 | 7.41 | 61.198
| 2037 | 53.3622 | 3.51 | 56.8722 | 2037 | 53.3622 | 5.41 | 58.7722 | 2037 | 53.3622 | 7.41 | 60.7722
| 2038 | 54.1023 | 3.51 | 57.6123 | 2038 | 54.1023 | 5.41 | 59.5123 | 2038 | 54.1023 | 7.41 | 61.5123
| 2039 | 55.6859 | 3.51 | 59.1959 | 2039 | 55.6859 | 5.41 | 61.0959 | 2039 | 55.6859 | 7.41 | 63.0959
| 2040 | 56.5695 | 3.51 | 60.0795 | 2040 | 56.5695 | 5.41 | 61.9795 | 2040 | 56.5695 | 7.41 | 63.9795
LPG
| Takoradi Habour to Takoradi Oil |  |  |  | Tema Habour to Tema Oil
Back to Top | Year | Fuel Price (2016$/MMBtu) | Transport Price (2016$/MMBtu) | Delivered Price (2016$/MMBtu) | Year | Fuel Price (2016$/Ltr) | Transport Price (2016$/Ltr) | Delivered Price (2016$/Ltr)
| 2016 | 16.52 | 3.51 | 20.03 | 2016 | 16.52 | 5.41 | 21.93
| 2017 | 16.52 | 3.51 | 20.03 | 2017 | 16.52 | 5.41 | 21.93
| 2018 | 16.52 | 3.51 | 20.03 | 2018 | 16.52 | 5.41 | 21.93
| 2019 | 16.52 | 3.51 | 20.03 | 2019 | 16.52 | 5.41 | 21.93
| 2020 | 16.52 | 3.51 | 20.03 | 2020 | 16.52 | 5.41 | 21.93
| 2021 | 16.52 | 3.51 | 20.03 | 2021 | 16.52 | 5.41 | 21.93
| 2022 | 16.52 | 3.51 | 20.03 | 2022 | 16.52 | 5.41 | 21.93
| 2023 | 16.52 | 3.51 | 20.03 | 2023 | 16.52 | 5.41 | 21.93
| 2024 | 16.52 | 3.51 | 20.03 | 2024 | 16.52 | 5.41 | 21.93
| 2025 | 16.52 | 3.51 | 20.03 | 2025 | 16.52 | 5.41 | 21.93
| 2026 | 16.52 | 3.51 | 20.03 | 2026 | 16.52 | 5.41 | 21.93
| 2027 | 16.52 | 3.51 | 20.03 | 2027 | 16.52 | 5.41 | 21.93
| 2028 | 16.52 | 3.51 | 20.03 | 2028 | 16.52 | 5.41 | 21.93
| 2029 | 16.52 | 3.51 | 20.03 | 2029 | 16.52 | 5.41 | 21.93
| 2030 | 16.52 | 3.51 | 20.03 | 2030 | 16.52 | 5.41 | 21.93
| 2031 | 16.52 | 3.51 | 20.03 | 2031 | 16.52 | 5.41 | 21.93
| 2032 | 16.52 | 3.51 | 20.03 | 2032 | 16.52 | 5.41 | 21.93
| 2033 | 16.52 | 3.51 | 20.03 | 2033 | 16.52 | 5.41 | 21.93
| 2034 | 16.52 | 3.51 | 20.03 | 2034 | 16.52 | 5.41 | 21.93
| 2035 | 16.52 | 3.51 | 20.03 | 2035 | 16.52 | 5.41 | 21.93
| 2036 | 16.52 | 3.51 | 20.03 | 2036 | 16.52 | 5.41 | 21.93
| 2037 | 16.52 | 3.51 | 20.03 | 2037 | 16.52 | 5.41 | 21.93
| 2038 | 16.52 | 3.51 | 20.03 | 2038 | 16.52 | 5.41 | 21.93
| 2039 | 16.52 | 3.51 | 20.03 | 2039 | 16.52 | 5.41 | 21.93
| 2040 | 16.52 | 3.51 | 20.03 | 2040 | 16.52 | 5.41 | 21.93

## Fuel - Coal&Nuclear
Back to Contents
| Conversion Unit to MMBtu: |  | 23.43 | tons to MMBTu
Coal Prices
| Coal Import to Takoradi Coal | Price | [7 empty] | Uranium Import to Nuclear | Price
| Year | Fuel Price (2016$/Tonne) |  |  | Transport Price (2016$/Tonne) | Delivered Price (2016$/Tonne) |  |  |  | Year | Fuel Price (2016$/MMBtu) |  |  | Transport Price (2016$/Tonne) | Delivered Price (2016$/MMBtu)
|  | Reference Price | High Price | Low Price |  | Reference Price | High Price | Low Price |  |  | Reference Price | High Price | Low Price |  | Reference Price | High Price | Low Price
| 2016 | 64.0071 | 64.0071 | 64.0071 | 2.123 | 66.1301 | 66.1301 | 66.1301 |  | 2016 | 0.28 | 0.28 | 0.28 | 1 | 1.28 | 1.28 | 1.28
| 2017 | 71 | 71 | 71 | 2.1443 | 73.1443 | 73.1443 | 73.1443 | 0.01195 | 2017 | 0.28 | 0.28 | 0.28 | 1 | 1.28 | 1.28 | 1.28
| 2018 | 64.9 | 77.88 | 62.304 | 2.1657 | 67.0657 | 80.0457 | 64.4697 | 0.01195 | 2018 | 0.28 | 0.3024 | 0.24192 | 1 | 1.28 | 1.3024 | 1.2419
| 2019 | 65 | 78 | 62.4 | 2.1874 | 67.1874 | 80.1874 | 64.5874 | 0.01195 | 2019 | 0.28 | 0.3024 | 0.24192 | 1 | 1.28 | 1.3024 | 1.2419
| 2020 | 65.2 | 78.24 | 62.592 | 2.2092 | 67.4092 | 80.4492 | 64.8012 | 0.01195 | 2020 | 0.28 | 0.3024 | 0.24192 | 1 | 1.28 | 1.3024 | 1.2419
| 2021 | 65.4 | 78.48 | 62.784 | 2.2313 | 67.6313 | 80.7113 | 65.0153 | 0.01195 | 2021 | 0.28 | 0.3024 | 0.24192 | 1 | 1.28 | 1.3024 | 1.2419
| 2022 | 65.5 | 78.6 | 62.88 | 2.2537 | 67.7537 | 80.8537 | 65.1337 | 0.01195 | 2022 | 0.28 | 0.3024 | 0.24192 | 1 | 1.28 | 1.3024 | 1.2419
| 2023 | 65.7 | 78.84 | 63.072 | 2.2762 | 67.9762 | 81.1162 | 65.3482 | 0.01195 | 2023 | 0.28 | 0.3024 | 0.24192 | 1 | 1.28 | 1.3024 | 1.2419
| 2024 | 65.9 | 79.08 | 63.264 | 2.2989 | 68.1989 | 81.3789 | 65.5629 | 0.01195 | 2024 | 0.28 | 0.3024 | 0.24192 | 1 | 1.28 | 1.3024 | 1.2419
| 2025 | 66 | 79.2 | 63.36 | 2.3219 | 68.3219 | 81.5219 | 65.6819 | 0.01195 | 2025 | 0.28 | 0.3024 | 0.24192 | 1 | 1.28 | 1.3024 | 1.2419
| 2026 | 66.3 | 79.56 | 63.648 | 2.3452 | 68.6452 | 81.9052 | 65.9932 | 0.01195 | 2026 | 0.28 | 0.3024 | 0.24192 | 1 | 1.28 | 1.3024 | 1.2419
| 2027 | 66.6 | 79.92 | 63.936 | 2.3686 | 68.9686 | 82.2886 | 66.3046 | 0.01195 | 2027 | 0.28 | 0.3024 | 0.24192 | 1 | 1.28 | 1.3024 | 1.2419
| 2028 | 66.8 | 80.16 | 64.128 | 2.3923 | 69.1923 | 82.5523 | 66.5203 | 0.01195 | 2028 | 0.28 | 0.3024 | 0.24192 | 1 | 1.28 | 1.3024 | 1.2419
| 2029 | 67.1 | 80.52 | 64.416 | 2.4162 | 69.5162 | 82.9362 | 66.8322 | 0.01195 | 2029 | 0.28 | 0.3024 | 0.24192 | 1 | 1.28 | 1.3024 | 1.2419
| 2030 | 67.4 | 80.88 | 64.704 | 2.4404 | 69.8404 | 83.3204 | 67.1444 | 0.01195 | 2030 | 0.28 | 0.3024 | 0.24192 | 1 | 1.28 | 1.3024 | 1.2419
| 2031 | 68.1 | 81.72 | 65.376 | 2.4648 | 70.5648 | 84.1848 | 67.8408 | 0.01195 | 2031 | 0.28 | 0.3024 | 0.24192 | 1 | 1.28 | 1.3024 | 1.2419
| 2032 | 68.9 | 82.68 | 66.144 | 2.4894 | 71.3894 | 85.1694 | 68.6334 | 0.01195 | 2032 | 0.28 | 0.3024 | 0.24192 | 1 | 1.28 | 1.3024 | 1.2419
| 2033 | 69.7 | 83.64 | 66.912 | 2.5143 | 72.2143 | 86.1543 | 69.4263 | 0.01195 | 2033 | 0.28 | 0.3024 | 0.24192 | 1 | 1.28 | 1.3024 | 1.2419
| 2034 | 70.4 | 84.48 | 67.584 | 2.5395 | 72.9395 | 87.0195 | 70.1235 | 0.01195 | 2034 | 0.28 | 0.3024 | 0.24192 | 1 | 1.28 | 1.3024 | 1.2419
| 2035 | 71.2 | 85.44 | 68.352 | 2.5649 | 73.7649 | 88.0049 | 70.9169 | 0.01195 | 2035 | 0.28 | 0.3024 | 0.24192 | 1 | 1.28 | 1.3024 | 1.2419
| 2036 | 72 | 86.4 | 69.12 | 2.5905 | 74.5905 | 88.9905 | 71.7105 | 0.01195 | 2036 | 0.28 | 0.3024 | 0.24192 | 1 | 1.28 | 1.3024 | 1.2419
| 2037 | 72.7834 | 87.3401 | 69.8721 | 2.6162 | 75.3996 | 89.9563 | 72.4882 | 0.01195 | 2037 | 0.28 | 0.3024 | 0.24192 | 1 | 1.28 | 1.3024 | 1.2419
| 2038 | 73.5754 | 88.2904 | 70.6324 | 2.6418 | 76.2172 | 90.9323 | 73.2742 | 0.01195 | 2038 | 0.28 | 0.3024 | 0.24192 | 1 | 1.28 | 1.3024 | 1.2419
| 2039 | 74.3759 | 89.2511 | 71.4009 | 2.6675 | 77.0434 | 91.9186 | 74.0684 | 0.01195 | 2039 | 0.28 | 0.3024 | 0.24192 | 1 | 1.28 | 1.3024 | 1.2419
| 2040 | 75.1852 | 90.2223 | 72.1778 | 2.6931 | 77.8783 | 92.9154 | 74.8709 | 0.01195 | 2040 | 0.28 | 0.3024 | 0.24192 | 1 | 1.28 | 1.3024 | 1.2419
Notes:
1. Coal prices are estimates based on ICF's projections for South African coals in 2016
2. Nuclear prices are an estimate, which were reviewed with Ghana's Nuclear Power Institute