## Table of Contents
Strategy II: Reference Case assumptions on demand, technology costs, TTCs, and RE targets. Higher RE bounds (with additional investments for RE integration). Build small hydro plants. Build a 60 MW biomass plant. Consume 100% of Sankofa production. High case natural gas development
| Contents |  | Plant Details file has the run-year information from the IPM on the following items for each exisiting and new power plants:
0 | RefCase | Column | B | IPM Plant ID
1 | High Demand | Column | C | Plant Name
2 | Low Demand | Column | D-F | Model Region where plant is located, Fuel used, and Capacity type
3 | HighFuelPrice | Column | G-O | Annual Fuel Consumption by year in Tbtu
4 | LowFuelPrice | Column | P-X | Annual Generation in GWh
5 | LtdFuelSupply | Column | Y-AG | FOM in 2016$/kW-year
6 | GreaterFuelSupply | Column | AH-AP | VOM in 2016$/MWh
7 | LtdWater | Column | AQ-AY | Fuel Cost in 2016$/MWh
8 | HighRECapCost | Column | AZ-BH | Available Capacity in MW
9 | LowRECapCost | Column | BI-BQ | Capacity Factor
10 | HighDemandHighCostLowWater | Only for Reference Case, High Demand Case, and Low Demand Case
11 | LowDemandHighCostLowWater | Column | BR-BZ | Total Capital Cost per year in 2016$ for new builds
12 | LowREHighCost | Column | CA-CI | Total Capital Cost per year in 2016$ for new builds in NPV (the annual discount rates converting costs to NPV are shown in row 1)
13 | LowConCapCost | Column | CJ-CK | 10 year and 20 year total capital cost per plant in NPV. Row 2 has the total
|  | Column | CL-CM | 10 year and 20 year total capital cost per plant (no NPV). Row 2 has the total
|  | Column | CN | Indicates whether plant is existing and under-construction or an unplanned build in the model

## RefCase
Back to Contents | [77 empty] | 90.91% | 82.64% | 75.13% | 68.3% | 56.45% | 42.41% | 31.86% | 19.78% | 12.28% | Cap Cost NPV |  | Cap Cost -- no NPV
|  | Plant Name |  |  |  | FUEL CONSUMPTION | [8 empty] | GENERATION | [8 empty] | FOM (USD/kW-yr | [8 empty] | VOM (USD/MWh) | [8 empty] | Fuel Cost (USD/MWh) | [8 empty] | Available Capacity | [8 empty] | Capacity Factors | [8 empty] | Total Capital Cost | [8 empty] | Total Capital Cost (NPV) | [8 empty] | 949.7875 | 1731.4936 | 1715.1011 | 5153.556 | Unplanned? | Plant Name
| UnitID |  | Model Region | Fuel Type | Capacity Type | 2017 | 2018 | 2019 | 2020 | 2023 | 2026 | 2030 | 2035 | 2040 | 2017 | 2018 | 2019 | 2020 | 2023 | 2026 | 2030 | 2035 | 2040 | 2017 | 2018 | 2019 | 2020 | 2023 | 2026 | 2030 | 2035 | 2040 | 2017 | 2018 | 2019 | 2020 | 2023 | 2026 | 2030 | 2035 | 2040 | 2017 | 2018 | 2019 | 2020 | 2023 | 2026 | 2030 | 2035 | 2040 | 2017 | 2018 | 2019 | 2020 | 2023 | 2026 | 2030 | 2035 | 2040 | 2017 | 2018 | 2019 | 2020 | 2023 | 2026 | 2030 | 2035 | 2040 | 2017 | 2018 | 2019 | 2020 | 2023 | 2026 | 2030 | 2035 | 2040 | 2017 | 2018 | 2019 | 2020 | 2023 | 2026 | 2030 | 2035 | 2040 | 10-year | 20-year | 10-year | 20-year
| 1 | CENIT | SouthEast Ghana Group | Oil | Oil Combustion | 0 | 0 | 0 | 0 | 0 | 0 | 0 | 0 | 0 | 0 | 0 | 0 | 0 | 0 | 0 | 0 | 0 | 0 | 11.83 | 11.83 | 11.83 | 11.83 | 11.83 | 11.83 | 11.83 | 0 | 0 | 0 | 0 | 0 | 0 | 0 | 0 | 0 | 0 | 0 | 0 | 0 | 0 | 0 | 0 | 0 | 0 | 0 | 0 | 100 | 100 | 100 | 100 | 100 | 100 | 100 |  |  | 0% | 0% | 0% | 0% | 0% | 0% | 0% | [11 empty] | 0 | 0 | 0 | 0 | 0 | 0 | 0 | 0 | 0 | 0 | 0 | 0 | 0 | Existing & Under Const. Plant
| 2 | Trojan 2B | SouthEast Ghana Group | Oil | Oil Combustion | 1.0933 | 0 | 0 | 0 | 0 | 0 | 0 | 0 | 0 | 129.5385 | 0 | 0 | 0 | 0 | 0 | 0 | 0 | 0 | 34 | 34 | 34 | 34 | 0 | 0 | 0 | 0 | 0 | 5.5 | 0 | 0 | 0 | 0 | 0 | 0 | 0 | 0 | 0 | 0 | 0 | 0 | 0 | 0 | 0 | 0 | 0 | 16.25 | 16.25 | 16.25 | 16.25 | [5 empty] | 91% | 0% | 0% | 0% | [14 empty] | 0 | 0 | 0 | 0 | 0 | 0 | 0 | 0 | 0 | 0 | 0 | 0 | 0 | Existing & Under Const. Plant
| 3 | Trojan 2A | Ashanti Group | Oil | Oil Combustion | 0.26958 | 0 | 0 | 0 | 0 | 0 | 0 | 0 | 0 | 31.941 | 0 | 0 | 0 | 0 | 0 | 0 | 0 | 0 | 34 | 34 | 34 | 34 | 0 | 0 | 0 | 0 | 0 | 5.5 | 0 | 0 | 0 | 0 | 0 | 0 | 0 | 0 | 0 | 0 | 0 | 0 | 0 | 0 | 0 | 0 | 0 | 16.25 | 16.25 | 16.25 | 16.25 | [5 empty] | 22.44% | 0% | 0% | 0% | [14 empty] | 0 | 0 | 0 | 0 | 0 | 0 | 0 | 0 | 0 | 0 | 0 | 0 | 0 | Existing & Under Const. Plant
| 4 | GP Tarkwa Plant | SouthWest Ghana Group | Oil | Oil Combustion | 0 | 0 | 0 | 0 | 0 | 0 | 0 | 0 | 0 | 0 | 0 | 0 | 0 | 0 | 0 | 0 | 0 | 0 | 17.5 | 17.5 | 17.5 | 17.5 | 17.5 | 17.5 | 17.5 | 17.5 | 17.5 | 0 | 0 | 0 | 0 | 0 | 0 | 0 | 0 | 0 | 0 | 0 | 0 | 0 | 0 | 0 | 0 | 0 | 0 | 33 | 33 | 33 | 33 | 33 | 33 | 33 | 33 | 33 | 0% | 0% | 0% | 0% | 0% | 0% | 0% | 0% | 0% | [9 empty] | 0 | 0 | 0 | 0 | 0 | 0 | 0 | 0 | 0 | 0 | 0 | 0 | 0 | Existing & Under Const. Plant
| 5 | GP Chirano Plant | SouthWest Ghana Group | Oil | Oil Combustion | 0 | 0 | 0 | 0 | 0 | 0 | 0 | 0 | 0 | 0 | 0 | 0 | 0 | 0 | 0 | 0 | 0 | 0 | 17.5 | 17.5 | 17.5 | 17.5 | 17.5 | 17.5 | 17.5 | 17.5 | 17.5 | 0 | 0 | 0 | 0 | 0 | 0 | 0 | 0 | 0 | 0 | 0 | 0 | 0 | 0 | 0 | 0 | 0 | 0 | 30 | 30 | 30 | 30 | 30 | 30 | 30 | 30 | 30 | 0% | 0% | 0% | 0% | 0% | 0% | 0% | 0% | 0% | [9 empty] | 0 | 0 | 0 | 0 | 0 | 0 | 0 | 0 | 0 | 0 | 0 | 0 | 0 | Existing & Under Const. Plant
| 6 | GP Darmang Plant | SouthWest Ghana Group | Oil | Oil Combustion | 0 | 0 | 0 | 0 | 0 | 0 | 0 | 0 | 0 | 0 | 0 | 0 | 0 | 0 | 0 | 0 | 0 | 0 | 17.5 | 17.5 | 17.5 | 17.5 | 17.5 | 17.5 | 17.5 | 17.5 | 17.5 | 0 | 0 | 0 | 0 | 0 | 0 | 0 | 0 | 0 | 0 | 0 | 0 | 0 | 0 | 0 | 0 | 0 | 0 | 25.5 | 25.5 | 25.5 | 25.5 | 25.5 | 25.5 | 25.5 | 25.5 | 25.5 | 0% | 0% | 0% | 0% | 0% | 0% | 0% | 0% | 0% | [9 empty] | 0 | 0 | 0 | 0 | 0 | 0 | 0 | 0 | 0 | 0 | 0 | 0 | 0 | Existing & Under Const. Plant
| 7 | SAPP 2 | SouthEast Ghana Group | Oil/Gas | Oil/Gas Combined Cycle | 10.2079 | 22.9737 | 13.1511 | 7.7484 | 23.5117 | 23.5117 | 23.5117 | 23.5117 | 22.7382 | 1308.7033 | 2945.3487 | 1686.0397 | 993.3854 | 3014.316 | 3014.316 | 3014.3161 | 3014.316 | 2915.1514 | 16 | 16 | 16 | 16 | 16 | 16 | 16 | 16 | 16 | 3.5 | 3.5 | 3.5 | 3.5 | 3.5 | 3.5 | 3.5 | 3.5 | 3.5 | 0 | 0 | 0 | 0 | 0 | 0 | 0 | 0 | 0 | 370 | 370 | 370 | 370 | 370 | 370 | 370 | 370 | 370 | 40.38% | 90.87% | 52.02% | 30.65% | 93% | 93% | 93% | 93% | 89.94% | [9 empty] | 0 | 0 | 0 | 0 | 0 | 0 | 0 | 0 | 0 | 0 | 0 | 0 | 0 | Existing & Under Const. Plant
| 8 | Cenpower | SouthEast Ghana Group | Oil/Gas | Oil/Gas Combined Cycle | 0 | 0.071594 | 2.7981 | 0 | 21.6884 | 21.6884 | 21.6884 | 21.5447 | 15.3558 | 0 | 9.1436 | 357.3533 | 0 | 2769.912 | 2769.9123 | 2769.912 | 2751.5596 | 1961.1541 | 0 | 16 | 16 | 16 | 16 | 16 | 16 | 16 | 16 | 0 | 3.5 | 3.5 | 0 | 3.5 | 3.5 | 3.5 | 3.5 | 3.5 | 0 | 0 | 0 | 0 | 0 | 0 | 0 | 0 | 0 |  | 340 | 340 | 340 | 340 | 340 | 340 | 340 | 340 |  | 0.307% | 12% | 0% | 93% | 93% | 93% | 92.38% | 65.85% | [9 empty] | 0 | 0 | 0 | 0 | 0 | 0 | 0 | 0 | 0 | 0 | 0 | 0 | 0 | Existing & Under Const. Plant
| 9 | KarpowerShip 1 | SouthEast Ghana Group | Oil/Gas | Oil/Gas Combined Cycle | 12.3506 | 0 | 0 | 0 | 0 | 0 | 0 | 0 | 0 | 1616.5656 | 0 | 0 | 0 | 0 | 0 | 0 | 0 | 0 | 177.828 | 0 | 0 | 0 | 0 | 0 | 0 | 0 | 0 | 3.5 | 0 | 0 | 0 | 0 | 0 | 0 | 0 | 0 | 0 | 0 | 0 | 0 | 0 | 0 | 0 | 0 | 0 | 247 | [8 empty] | 74.71% | [17 empty] | 0 | 0 | 0 | 0 | 0 | 0 | 0 | 0 | 0 | 0 | 0 | 0 | 0 | Existing & Under Const. Plant
| 10 | AKSA | SouthEast Ghana Group | Oil/Gas | Oil/Gas Combined Cycle | 10.1595 | 0 | 7.5771 | 0 | 13.6407 | 22.085 | 20.0528 | 2.0898 | 2.6994 | 1195.236 | 0 | 891.4248 | 0 | 1604.7834 | 2598.2347 | 2359.1588 | 245.8562 | 317.5763 | 16 | 16 | 16 | 16 | 16 | 16 | 16 | 16 | 16 | 3.5 | 0 | 3.5 | 0 | 3.5 | 3.5 | 3.5 | 3.5 | 3.5 | 0 | 0 | 0 | 0 | 0 | 0 | 0 | 0 | 0 | 250 | 375 | 375 | 375 | 375 | 375 | 375 | 375 | 375 | 54.58% | 0% | 27.14% | 0% | 48.85% | 79.09% | 71.82% | 7.484% | 9.667% | [9 empty] | 0 | 0 | 0 | 0 | 0 | 0 | 0 | 0 | 0 | 0 | 0 | 0 | 0 | Existing & Under Const. Plant
| 11 | TAPCO (T1) | SouthWest Ghana Group | Oil/Gas | Oil/Gas Combined Cycle | 11.645 | 17.1872 | 0 | 17.1872 | 17.1872 | 17.1872 | 17.1872 | 14.4516 | 0.43849 | 1496.2081 | 2208.3 | 0 | 2208.3 | 2208.3 | 2208.3 | 2208.3003 | 1856.8119 | 56.3395 | 18.7 | 18.7 | 18.7 | 18.7 | 18.7 | 18.7 | 18.7 | 18.7 | 18.7 | 5 | 5 | 0 | 5 | 5 | 5 | 5 | 5 | 5 | 0 | 0 | 0 | 0 | 0 | 0 | 0 | 0 | 0 | 305 | 305 | 305 | 305 | 305 | 305 | 305 | 305 | 305 | 56% | 82.65% | 0% | 82.65% | 82.65% | 82.65% | 82.65% | 69.5% | 2.109% | [9 empty] | 0 | 0 | 0 | 0 | 0 | 0 | 0 | 0 | 0 | 0 | 0 | 0 | 0 | Existing & Under Const. Plant
| 12 | TICO (T2) | SouthWest Ghana Group | Oil/Gas | Oil/Gas Combined Cycle | 17.7346 | 17.7346 | 9.5854 | 17.7346 | 17.7346 | 17.7346 | 17.7346 | 17.7346 | 5.7878 | 2382.7205 | 2382.7196 | 1287.8385 | 2382.7197 | 2382.72 | 2382.7202 | 2382.72 | 2382.72 | 777.611 | 30.94 | 30.94 | 30.94 | 30.94 | 30.94 | 30.94 | 30.94 | 30.94 | 30.94 | 4.9 | 4.9 | 4.9 | 4.9 | 4.9 | 4.9 | 4.9 | 4.9 | 4.9 | 0 | 0 | 0 | 0 | 0 | 0 | 0 | 0 | 0 | 320 | 320 | 320 | 320 | 320 | 320 | 320 | 320 | 320 | 85% | 85% | 45.94% | 85% | 85% | 85% | 85% | 85% | 27.74% | [9 empty] | 0 | 0 | 0 | 0 | 0 | 0 | 0 | 0 | 0 | 0 | 0 | 0 | 0 | Existing & Under Const. Plant
| 13 | Amandi | SouthWest Ghana Group | Oil/Gas | Oil/Gas Combined Cycle | 0 | 0 | 8.0946 | 4.0735 | 12.0103 | 12.0103 | 12.0103 | 5.3225 | 0.09043 | 0 | 0 | 987.1488 | 496.7682 | 1464.672 | 1464.672 | 1464.672 | 649.0809 | 11.028 | 0 | 0 | 30.94 | 30.94 | 30.94 | 30.94 | 30.94 | 30.94 | 30.94 | 0 | 0 | 4.9 | 4.9 | 4.9 | 4.9 | 4.9 | 4.9 | 4.9 | 0 | 0 | 0 | 0 | 0 | 0 | 0 | 0 | 0 |  |  | 190 | 190 | 190 | 190 | 190 | 190 | 190 |  |  | 59.31% | 29.85% | 88% | 88% | 88% | 39% | 0.6626% | [9 empty] | 0 | 0 | 0 | 0 | 0 | 0 | 0 | 0 | 0 | 0 | 0 | 0 | 0 | Existing & Under Const. Plant
| 14 | KarpowerShip 2 | SouthWest Ghana Group | Oil/Gas | Oil/Gas Combined Cycle | 0 | 24.5592 | 31.8841 | 26.4578 | 0 | 0 | 0 | 0 | 0 | 0 | 2884.5641 | 3744.9 | 3107.5599 | 0 | 0 | 0 | 0 | 0 | 0 | 177.828 | 177.828 | 177.828 | 177.828 | 0 | 0 | 0 | 0 | 0 | 3.5 | 3.5 | 3.5 | 0 | 0 | 0 | 0 | 0 | 0 | 0 | 0 | 0 | 0 | 0 | 0 | 0 | 0 |  | 450 | 450 | 450 | 450 | [5 empty] | 73.18% | 95% | 78.83% | 0% | [13 empty] | 0 | 0 | 0 | 0 | 0 | 0 | 0 | 0 | 0 | 0 | 0 | 0 | 0 | Existing & Under Const. Plant
| 15 | Early Power | SouthEast Ghana Group | Oil/Gas | Oil/Gas Combustion | 0 | 0 | 6.7853 | 23.0656 | 23.0656 | 23.0656 | 23.0656 | 23.0656 | 23.0656 | 0 | 0 | 904.7022 | 3075.417 | 3075.4171 | 3075.417 | 3075.417 | 3075.417 | 3075.417 | 0 | 0 | 16 | 16 | 16 | 16 | 16 | 16 | 16 | 0 | 0 | 3.5 | 3.5 | 3.5 | 3.5 | 3.5 | 3.5 | 3.5 | 0 | 0 | 0 | 0 | 0 | 0 | 0 | 0 | 0 |  |  | 377.5 | 377.5 | 377.5 | 377.5 | 377.5 | 377.5 | 377.5 |  |  | 27.36% | 93% | 93% | 93% | 93% | 93% | 93% | [9 empty] | 0 | 0 | 0 | 0 | 0 | 0 | 0 | 0 | 0 | 0 | 0 | 0 | 0 | Existing & Under Const. Plant
| 16 | TT1PP | SouthEast Ghana Group | Oil/Gas | Oil/Gas Combustion | 0 | 0 | 0 | 0 | 0 | 0 | 0 | 0 | 0 | 0 | 0 | 0 | 0 | 0 | 0 | 0 | 0 | 0 | 14.3 | 14.3 | 14.3 | 14.3 | 14.3 | 14.3 | 14.3 | 14.3 | 14.3 | 0 | 0 | 0 | 0 | 0 | 0 | 0 | 0 | 0 | 0 | 0 | 0 | 0 | 0 | 0 | 0 | 0 | 0 | 100 | 100 | 100 | 100 | 100 | 100 | 100 | 100 | 100 | 0% | 0% | 0% | 0% | 0% | 0% | 0% | 0% | 0% | [9 empty] | 0 | 0 | 0 | 0 | 0 | 0 | 0 | 0 | 0 | 0 | 0 | 0 | 0 | Existing & Under Const. Plant
| 17 | KTPP | SouthEast Ghana Group | Oil/Gas | Oil/Gas Combustion | 0.99703 | 0 | 1.5826 | 0 | 0 | 0 | 0 | 0 | 0 | 91.471 | 0 | 145.1952 | 0 | 0 | 0 | 0 | 0 | 0 | 12.3 | 12.3 | 12.3 | 12.3 | 12.3 | 12.3 | 12.3 | 12.3 | 12.3 | 3.5 | 0 | 3.5 | 0 | 0 | 0 | 0 | 0 | 0 | 0 | 0 | 0 | 0 | 0 | 0 | 0 | 0 | 0 | 200 | 200 | 200 | 200 | 200 | 200 | 200 | 200 | 200 | 5.221% | 0% | 8.287% | 0% | 0% | 0% | 0% | 0% | 0% | [9 empty] | 0 | 0 | 0 | 0 | 0 | 0 | 0 | 0 | 0 | 0 | 0 | 0 | 0 | Existing & Under Const. Plant
| 18 | Trojan 1 | SouthEast Ghana Group | Oil/Gas | Oil/Gas Combustion | 1.6793 | 0 | 0 | 0 | 0 | 0 | 0 | 0 | 0 | 198.9711 | 0 | 0 | 0 | 0 | 0 | 0 | 0 | 0 | 34 | 34 | 34 | 34 | 0 | 0 | 0 | 0 | 0 | 5.5 | 0 | 0 | 0 | 0 | 0 | 0 | 0 | 0 | 0 | 0 | 0 | 0 | 0 | 0 | 0 | 0 | 0 | 24.96 | 24.96 | 24.96 | 24.96 | [5 empty] | 91% | 0% | 0% | 0% | [14 empty] | 0 | 0 | 0 | 0 | 0 | 0 | 0 | 0 | 0 | 0 | 0 | 0 | 0 | Existing & Under Const. Plant
| 19 | MRP | SouthEast Ghana Group | Oil/Gas | Oil/Gas Combustion | 0 | 0 | 0 | 0 | 0 | 0 | 0 | 0 | 0 | 0 | 0 | 0 | 0 | 0 | 0 | 0 | 0 | 0 | 12.5737 | 12.5737 | 12.5737 | 12.5737 | 12.5737 | 12.5737 | 12.5737 | 12.5737 | 12.5737 | 0 | 0 | 0 | 0 | 0 | 0 | 0 | 0 | 0 | 0 | 0 | 0 | 0 | 0 | 0 | 0 | 0 | 0 | 70 | 70 | 70 | 70 | 70 | 70 | 70 | 70 | 70 | 0% | 0% | 0% | 0% | 0% | 0% | 0% | 0% | 0% | [9 empty] | 0 | 0 | 0 | 0 | 0 | 0 | 0 | 0 | 0 | 0 | 0 | 0 | 0 | Existing & Under Const. Plant
| 20 | Safisana | SouthEast Ghana Group | Biogas | Biogas | 0.010052 | 0.010052 | 0.010052 | 0.010052 | 0.010052 | 0.010052 | 0.010052 | 0.010052 | 0.010052 | 0.7446 | 0.7446 | 0.7446 | 0.7446 | 0.7446 | 0.7446 | 0.7446 | 0.7446 | 0.7446 | 35 | 35 | 35 | 35 | 35 | 35 | 35 | 35 | 35 | 4.2 | 4.2 | 4.2 | 4.2 | 4.2 | 4.2 | 4.2 | 4.2 | 4.2 | 0 | 0 | 0 | 0 | 0 | 0 | 0 | 0 | 0 | 0.1 | 0.1 | 0.1 | 0.1 | 0.1 | 0.1 | 0.1 | 0.1 | 0.1 | 85% | 85% | 85% | 85% | 85% | 85% | 85% | 85% | 85% | [9 empty] | 0 | 0 | 0 | 0 | 0 | 0 | 0 | 0 | 0 | 0 | 0 | 0 | 0 | Existing & Under Const. Plant
| 21 | TT2PP | SouthEast Ghana Group | Gas | Gas Combustion Turbine | 0.36289 | 0 | 0 | 0 | 0 | 0 | 0.0037735 | 0 | 0 | 37.3342 | 0 | 0 | 0 | 0 | 0 | 0.38822 | 0 | 0 | 12.1007 | 12.1007 | 12.1007 | 12.1007 | 12.1007 | 12.1007 | 12.1007 | 12.1007 | 12.1007 | 4.5 | 0 | 0 | 0 | 0 | 0 | 4.5 | 0 | 0 | 0 | 0 | 0 | 0 | 0 | 0 | 0 | 0 | 0 | 45 | 45 | 45 | 45 | 45 | 45 | 45 | 45 | 45 | 9.471% | 0% | 0% | 0% | 0% | 0% | 0.09848% | 0% | 0% | [9 empty] | 0 | 0 | 0 | 0 | 0 | 0 | 0 | 0 | 0 | 0 | 0 | 0 | 0 | Existing & Under Const. Plant
| 22 | SAPP 1 | SouthEast Ghana Group | Gas | Gas Combustion Turbine | 3.0668 | 0 | 0 | 0 | 0 | 0.94366 | 1.3927 | 0.0427 | 0.0087049 | 328.6989 | 0 | 0 | 0 | 0 | 101.1423 | 149.273 | 4.5766 | 0.933 | 11.83 | 11.83 | 11.83 | 11.83 | 11.83 | 11.83 | 11.83 | 11.83 | 11.83 | 4.5 | 0 | 0 | 0 | 0 | 4.5 | 4.5 | 4.5 | 4.5 | 0 | 0 | 0 | 0 | 0 | 0 | 0 | 0 | 0 | 180 | 180 | 180 | 180 | 180 | 180 | 180 | 180 | 180 | 20.85% | 0% | 0% | 0% | 0% | 6.414% | 9.467% | 0.2902% | 0.05917% | [9 empty] | 0 | 0 | 0 | 0 | 0 | 0 | 0 | 0 | 0 | 0 | 0 | 0 | 0 | Existing & Under Const. Plant
| 23 | Trojan 3 | SouthEast Ghana Group | Gas | Gas Combustion Turbine | 0 | 0 | 0 | 0 | 0 | 0 | 0 | 0 | 0 | 0 | 0 | 0 | 0 | 0 | 0 | 0 | 0 | 0 | 0 | 34 | 34 | 34 | 0 | 0 | 0 | 0 | 0 | 0 | 0 | 0 | 0 | 0 | 0 | 0 | 0 | 0 | 0 | 0 | 0 | 0 | 0 | 0 | 0 | 0 | 0 | 0 | 49.92 | 49.92 | 49.92 | 0 | 0 | 0 | 0 | 0 | 0% | 0% | 0% | 0% | 0% | 0% | 0% | 0% | 0% | [9 empty] | 0 | 0 | 0 | 0 | 0 | 0 | 0 | 0 | 0 | 0 | 0 | 0 | 0 | Existing & Under Const. Plant
| 24 | Ameri_2016 | SouthWest Ghana Group | Gas | Gas Combustion Turbine | 0 | 0 | 18.427 | 0 | 0 | 0 | 0 | 0 | 0 | 0 | 0 | 1813.32 | 0 | 0 | 0 | 0 | 0 | 0 | 14.54 | 14.54 | 14.54 | 14.54 | 0 | 0 | 0 | 0 | 0 | 0 | 0 | 5 | 0 | 0 | 0 | 0 | 0 | 0 | 0 | 0 | 0 | 0 | 0 | 0 | 0 | 0 | 0 | 230 | 230 | 230 | 230 | 0 | 0 | 0 | 0 | 0 | 0% | 0% | 90% | 0% | 0% | 0% | 0% | 0% | 0% | [9 empty] | 0 | 0 | 0 | 0 | 0 | 0 | 0 | 0 | 0 | 0 | 0 | 0 | 0 | Existing & Under Const. Plant
| 25 | Ameri_2021 | SouthWest Ghana Group | Gas | Gas Combustion Turbine | 0 | 0 | 0 | 0 | 0 | 0 | 0 | 0 | 0 | 0 | 0 | 0 | 0 | 0 | 0 | 0 | 0 | 0 | 0 | 0 | 0 | 0 | 14.54 | 14.54 | 14.54 | 14.54 | 14.54 | 0 | 0 | 0 | 0 | 0 | 0 | 0 | 0 | 0 | 0 | 0 | 0 | 0 | 0 | 0 | 0 | 0 | 0 | 0 | 0 | 0 | 0 | 230 | 230 | 230 | 230 | 230 | 0% | 0% | 0% | 0% | 0% | 0% | 0% | 0% | 0% | [9 empty] | 0 | 0 | 0 | 0 | 0 | 0 | 0 | 0 | 0 | 0 | 0 | 0 | 0 | Existing & Under Const. Plant
| 26 | Bui | Northern Ghana Group | Water | Hydro | 0 | 0 | 0 | 0 | 0 | 0 | 0 | 0 | 0 | 669.5865 | 669.5864 | 669.5863 | 669.5862 | 669.5864 | 669.5863 | 669.5871 | 669.5865 | 669.5862 | 27.74 | 27.74 | 27.74 | 27.74 | 27.74 | 27.74 | 27.74 | 27.74 | 27.74 | 1.63 | 1.63 | 1.63 | 1.63 | 1.63 | 1.63 | 1.63 | 1.63 | 1.63 | 0 | 0 | 0 | 0 | 0 | 0 | 0 | 0 | 0 | 330 | 330 | 330 | 330 | 330 | 330 | 330 | 330 | 330 | 23.16% | 23.16% | 23.16% | 23.16% | 23.16% | 23.16% | 23.16% | 23.16% | 23.16% | [9 empty] | 0 | 0 | 0 | 0 | 0 | 0 | 0 | 0 | 0 | 0 | 0 | 0 | 0 | Existing & Under Const. Plant
| 27 | Akosombo | SouthEast Ghana Group | Water | Hydro | 0 | 0 | 0 | 0 | 0 | 0 | 0 | 0 | 0 | 3681.6898 | 3681.6886 | 4016.39 | 4016.3896 | 4434.7622 | 4434.762 | 4434.7628 | 4434.7618 | 4434.7628 | 9.16 | 9.16 | 9.16 | 9.16 | 9.16 | 9.16 | 9.16 | 9.16 | 9.16 | 0.98 | 0.98 | 0.98 | 0.98 | 0.98 | 0.98 | 0.98 | 0.98 | 0.98 | 0 | 0 | 0 | 0 | 0 | 0 | 0 | 0 | 0 | 900 | 900 | 900 | 900 | 900 | 900 | 900 | 900 | 900 | 46.7% | 46.7% | 50.94% | 50.94% | 56.25% | 56.25% | 56.25% | 56.25% | 56.25% | [9 empty] | 0 | 0 | 0 | 0 | 0 | 0 | 0 | 0 | 0 | 0 | 0 | 0 | 0 | Existing & Under Const. Plant
| 28 | Kpong | SouthEast Ghana Group | Water | Hydro | 0 | 0 | 0 | 0 | 0 | 0 | 0 | 0 | 0 | 722.7073 | 722.7073 | 788.4081 | 788.408 | 870.5338 | 870.534 | 870.5341 | 870.5339 | 870.5339 | 9.16 | 9.16 | 9.16 | 9.16 | 9.16 | 9.16 | 9.16 | 9.16 | 9.16 | 0.98 | 0.98 | 0.98 | 0.98 | 0.98 | 0.98 | 0.98 | 0.98 | 0.98 | 0 | 0 | 0 | 0 | 0 | 0 | 0 | 0 | 0 | 140 | 140 | 140 | 140 | 140 | 140 | 140 | 140 | 140 | 58.93% | 58.93% | 64.29% | 64.29% | 70.98% | 70.98% | 70.98% | 70.98% | 70.98% | [9 empty] | 0 | 0 | 0 | 0 | 0 | 0 | 0 | 0 | 0 | 0 | 0 | 0 | 0 | Existing & Under Const. Plant
| 29 | Cote d'Ivoire Dummy | Cote d'Ivoire | Water | Hydro | 0 | 0 | 0 | 0 | 0 | 0 | 0 | 0 | 0 | 814.68 | 814.68 | 10 | 814.6799 | 814.68 | 814.6799 | 814.6796 | 814.6797 | 814.6797 | 0 | 0 | 0 | 0 | 0 | 0 | 0 | 0 | 0 | 10 | 10 | 10 | 10 | 10 | 10 | 10 | 10 | 10 | 0 | 0 | 0 | 0 | 0 | 0 | 0 | 0 | 0 | 150 | 150 | 150 | 150 | 150 | 150 | 150 | 150 | 150 | 62% | 62% | 0.761% | 62% | 62% | 62% | 62% | 62% | 62% | [9 empty] | 0 | 0 | 0 | 0 | 0 | 0 | 0 | 0 | 0 | 0 | 0 | 0 | 0 | Existing & Under Const. Plant
| 30 | Burkina Dummy | Burkina Group | Water | Hydro | 0 | 0 | 0 | 0 | 0 | 0 | 0 | 0 | 0 | 0.438 | 0.438 | 0.438 | 0.438 | 4.818 | 4.818 | 4.818 | 4.818 | 4.818 | 0 | 0 | 0 | 0 | 0 | 0 | 0 | 0 | 0 | 10 | 10 | 10 | 10 | 10 | 10 | 10 | 10 | 10 | 0 | 0 | 0 | 0 | 0 | 0 | 0 | 0 | 0 | 10 | 10 | 10 | 10 | 110 | 110 | 110 | 110 | 110 | 0.5% | 0.5% | 0.5% | 0.5% | 0.5% | 0.5% | 0.5% | 0.5% | 0.5% | [9 empty] | 0 | 0 | 0 | 0 | 0 | 0 | 0 | 0 | 0 | 0 | 0 | 0 | 0 | Existing & Under Const. Plant
| 31 | VRA Solar_2.5MW | Northern Ghana Group | Sun | Solar PV | 0 | 0 | 0 | 0 | 0 | 0 | 0 | 0 | 0 | 2.7132 | 2.7132 | 2.7132 | 2.7132 | 2.7132 | 2.7132 | 2.7132 | 2.7132 | 2.7132 | 0 | 0 | 0 | 0 | 0 | 0 | 0 | 0 | 0 | 0 | 0 | 0 | 0 | 0 | 0 | 0 | 0 | 0 | 0 | 0 | 0 | 0 | 0 | 0 | 0 | 0 | 0 | 1.8 | 1.8 | 1.8 | 1.8 | 1.8 | 1.8 | 1.8 | 1.8 | 1.8 | 17.21% | 17.21% | 17.21% | 17.21% | 17.21% | 17.21% | 17.21% | 17.21% | 17.21% | [9 empty] | 0 | 0 | 0 | 0 | 0 | 0 | 0 | 0 | 0 | 0 | 0 | 0 | 0 | Existing & Under Const. Plant
| 32 | BXC Solar | SouthEast Ghana Group | Sun | Solar PV | 0 | 0 | 0 | 0 | 0 | 0 | 0 | 0 | 0 | 24.0159 | 24.0159 | 24.0159 | 24.0159 | 24.0159 | 24.0159 | 24.0159 | 24.0159 | 0 | 0 | 0 | 0 | 0 | 0 | 0 | 0 | 0 | 0 | 0 | 0 | 0 | 0 | 0 | 0 | 0 | 0 | 0 | 0 | 0 | 0 | 0 | 0 | 0 | 0 | 0 | 0 | 18 | 18 | 18 | 18 | 18 | 18 | 18 | 18 | 0 | 15.23% | 15.23% | 15.23% | 15.23% | 15.23% | 15.23% | 15.23% | 15.23% | 0% | [9 empty] | 0 | 0 | 0 | 0 | 0 | 0 | 0 | 0 | 0 | 0 | 0 | 0 | 0 | Existing & Under Const. Plant
| 38 | NORT BIOMASS 2018 | Northern Ghana Group | Biomass | Biomass Combustion | 0 | 0 | 0 | 0 | 0 | 6.0313 | 6.0313 | 6.0313 | 6.0313 | 0 | 0 | 0 | 0 | 0 | 446.76 | 446.76 | 446.76 | 446.76 | 0 | 0 | 0 | 0 | 0 | 130 | 130 | 130 | 130 | 0 | 0 | 0 | 0 | 0 | 4.5 | 4.5 | 4.5 | 4.5 | 0 | 0 | 0 | 0 | 0 | 0 | 0 | 0 | 0 | 0 | 0 | 0 | 0 | 0 | 60 | 60 | 60 | 60 | 0% | 0% | 0% | 0% | 0% | 85% | 85% | 85% | 85% | 0 | 0 | 0 | 0 | 0 | 240 | 0 | 0 | 0 | 0 | 0 | 0 | 0 | 0 | 101.7834 | 0 | 0 | 0 | 111.9618 | 111.9618 | 240 | 264 | Unplanned Build | Potential Build Biomass Combustion2018
| 43 | SOUT COMBINED CYCLE 2020 | SouthWest Ghana Group | Oil/Gas | Oil/Gas Combined Cycle | 0 | 0 | 0 | 0 | 0 | 2.1712 | 2.1712 | 16.8792 | 70.8467 | 0 | 0 | 0 | 0 | 0 | 299.4711 | 299.4712 | 2328.1715 | 9771.9552 | 0 | 0 | 0 | 0 | 0 | 15 | 15 | 15 | 15 | 0 | 0 | 0 | 0 | 0 | 3.48 | 3.48 | 3.48 | 3.48 | 0 | 0 | 0 | 0 | 0 | 0 | 0 | 0 | 0 | 0 | 0 | 0 | 0 | 0 | 37.9847 | 37.9847 | 295.3027 | 1239.4637 | 0% | 0% | 0% | 0% | 0% | 90% | 90% | 90% | 90% | 0 | 0 | 0 | 0 | 0 | 39.5421 | 0 | 267.868 | 982.8716 | 0 | 0 | 0 | 0 | 0 | 16.7697 | 0 | 52.9963 | 120.7418 | 18.4467 | 76.7426 | 39.5421 | 338.1511 | Unplanned Build | Potential Build Oil/Gas Combined Cycle2020
| 45 | SOUT COMBINED CYCLE 2019 | SouthEast Ghana Group | Oil/Gas | Oil/Gas Combined Cycle | 0 | 0 | 0 | 0 | 0 | 0 | 27.8036 | 76.6775 | 107.0639 | 0 | 0 | 0 | 0 | 0 | 0 | 3834.9784 | 10576.213 | 14767.4328 | 0 | 0 | 0 | 0 | 0 | 0 | 15 | 15 | 15 | 0 | 0 | 0 | 0 | 0 | 0 | 3.48 | 3.48 | 3.48 | 0 | 0 | 0 | 0 | 0 | 0 | 0 | 0 | 0 | 0 | 0 | 0 | 0 | 0 | 0 | 486.425 | 1341.481 | 1873.088 | 0% | 0% | 0% | 0% | 0% | 0% | 90% | 90% | 90% | 0 | 0 | 0 | 0 | 0 | 0 | 506.3684 | 890.1133 | 553.4029 | 0 | 0 | 0 | 0 | 0 | 0 | 161.3446 | 176.1042 | 67.9833 | 0 | 371.1936 | 0 | 1536.1299 | Unplanned Build | Potential Build Oil/Gas Combined Cycle2019
| 51 | NORT HYDRO SMALL 2023 | Northern Ghana Group | Water | Hydro | 0 | 0 | 0 | 0 | 0 | 0 | 0 | 0 | 0 | 0 | 0 | 0 | 0 | 74.46 | 74.46 | 74.46 | 74.46 | 74.46 | 0 | 0 | 0 | 0 | 45 | 45 | 45 | 45 | 45 | 0 | 0 | 0 | 0 | 3 | 3 | 3 | 3 | 3 | 0 | 0 | 0 | 0 | 0 | 0 | 0 | 0 | 0 | 0 | 0 | 0 | 0 | 20 | 20 | 20 | 20 | 20 | 0% | 0% | 0% | 0% | 42.5% | 42.5% | 42.5% | 42.5% | 42.5% | 0 | 0 | 0 | 0 | 120 | 0 | 0 | 0 | 0 | 0 | 0 | 0 | 0 | 67.7369 | 0 | 0 | 0 | 0 | 74.5106 | 74.5106 | 120 | 132 | Unplanned Build | Potential Build Hydro Small2023NORT
| 53 | SOUT HYDRO SMALL 2023 | SouthWest Ghana Group | Water | Hydro | 0 | 0 | 0 | 0 | 0 | 0 | 0 | 0 | 0 | 0 | 0 | 0 | 0 | 223.38 | 223.38 | 223.38 | 223.38 | 223.38 | 0 | 0 | 0 | 0 | 45 | 45 | 45 | 45 | 45 | 0 | 0 | 0 | 0 | 3 | 3 | 3 | 3 | 3 | 0 | 0 | 0 | 0 | 0 | 0 | 0 | 0 | 0 | 0 | 0 | 0 | 0 | 60 | 60 | 60 | 60 | 60 | 0% | 0% | 0% | 0% | 42.5% | 42.5% | 42.5% | 42.5% | 42.5% | 0 | 0 | 0 | 0 | 300 | 0 | 0 | 0 | 0 | 0 | 0 | 0 | 0 | 169.3422 | 0 | 0 | 0 | 0 | 186.2764 | 186.2764 | 300 | 330 | Unplanned Build | Potential Build Hydro Small2023SOUT
| 54 | ASHA INTERRUPTIBLE 2016 | Ashanti Group | Interruptible | Interruptible | 0 | 0 | 0 | 0 | 0 | 0 | 0 | 0 | 0 | 0 | 0 | 0 | 0 | 0 | 0 | 0 | 0 | 0 | 0 | 0 | 0 | 0 | 0 | 0 | 0 | 0 | 0 | 0 | 0 | 0 | 0 | 0 | 0 | 0 | 0 | 0 | 0 | 0 | 0 | 0 | 0 | 0 | 0 | 0 | 0 | 129.301 | 217.102 | 0 | 0 | 0 | 0 | 0 | 0 | 0 | 0% | 0% | 0% | 0% | 0% | 0% | 0% | 0% | 0% | [9 empty] | 0 | 0 | 0 | 0 | 0 | 0 | 0 | 0 | 0 | 0 | 0 | 0 | 0 | Unplanned Build | Potential Build Interruptible2016
| 55 | BURK INTERRUPTIBLE 2016 | Burkina Group | Interruptible | Interruptible | 0 | 0 | 0 | 0 | 0 | 0 | 0 | 0 | 0 | 0 | 0 | 0 | 0 | 0 | 0 | 0 | 0 | 0 | 0 | 0 | 0 | 0 | 0 | 0 | 0 | 0 | 0 | 0 | 0 | 0 | 0 | 0 | 0 | 0 | 0 | 0 | 0 | 0 | 0 | 0 | 0 | 0 | 0 | 0 | 0 | 0 | 0 | 0 | 0 | 0 | 0 | 0 | 0 | 0.00031764 | 0% | 0% | 0% | 0% | 0% | 0% | 0% | 0% | 0% | [9 empty] | 0 | 0 | 0 | 0 | 0 | 0 | 0 | 0 | 0 | 0 | 0 | 0 | 0 | Unplanned Build | Potential Build Interruptible2016
| 65 | ASHA SOLAR PV 2035 | Ashanti Group | Sun | Solar PV | 0 | 0 | 0 | 0 | 0 | 0 | 0 | 0 | 0 | 0 | 0 | 0 | 0 | 0 | 0 | 0 | 25.3501 | 139.4256 | 0 | 0 | 0 | 0 | 0 | 0 | 0 | 25 | 25 | 0 | 0 | 0 | 0 | 0 | 0 | 0 | 0 | 0 | 0 | 0 | 0 | 0 | 0 | 0 | 0 | 0 | 0 | 0 | 0 | 0 | 0 | 0 | 0 | 0 | 20 | 110 | 0% | 0% | 0% | 0% | 0% | 0% | 0% | 14.47% | 14.47% | 0 | 0 | 0 | 0 | 0 | 0 | 0 | 15.2 | 68.4 | 0 | 0 | 0 | 0 | 0 | 0 | 0 | 3.0072 | 8.4027 | 0 | 3.308 | 0 | 16.72 | Unplanned Build | Potential Build Solar PV2035
| 68 | SOUT SOLAR PV 2035 | SouthWest Ghana Group | Sun | Solar PV | 0 | 0 | 0 | 0 | 0 | 0 | 0 | 0 | 0 | 0 | 0 | 0 | 0 | 0 | 0 | 0 | 25.3501 | 114.0755 | 0 | 0 | 0 | 0 | 0 | 0 | 0 | 25 | 25 | 0 | 0 | 0 | 0 | 0 | 0 | 0 | 0 | 0 | 0 | 0 | 0 | 0 | 0 | 0 | 0 | 0 | 0 | 0 | 0 | 0 | 0 | 0 | 0 | 0 | 20 | 90 | 0% | 0% | 0% | 0% | 0% | 0% | 0% | 14.47% | 14.47% | 0 | 0 | 0 | 0 | 0 | 0 | 0 | 15.2 | 53.2 | 0 | 0 | 0 | 0 | 0 | 0 | 0 | 3.0072 | 6.5354 | 0 | 3.308 | 0 | 16.72 | Unplanned Build | Potential Build Solar PV2035
| 69 | NORT SOLAR PV 2018 | Northern Ghana Group | Sun | Solar PV | 0 | 0 | 0 | 0 | 0 | 0 | 0 | 0 | 0 | 0 | 0 | 67.5263 | 67.5263 | 67.5263 | 67.5263 | 67.5263 | 67.5263 | 67.5263 | 0 | 0 | 24.8 | 24.8 | 24.8 | 24.8 | 24.8 | 24.8 | 24.8 | 0 | 0 | 0 | 0 | 0 | 0 | 0 | 0 | 0 | 0 | 0 | 0 | 0 | 0 | 0 | 0 | 0 | 0 | 0 | 0 | 47.1565 | 47.1565 | 47.1565 | 47.1565 | 47.1565 | 47.1565 | 47.1565 | 0% | 0% | 16.35% | 16.35% | 16.35% | 16.35% | 16.35% | 16.35% | 16.35% | 0 | 0 | 58.6155 | 0 | 0 | 0 | 0 | 0 | 0 | 0 | 0 | 44.0387 | 0 | 0 | 0 | 0 | 0 | 0 | 48.4426 | 48.4426 | 58.6155 | 64.4771 | Unplanned Build | Potential Build Solar PV2018
| 71 | NORT SOLAR PV 2023 | Northern Ghana Group | Sun | Solar PV | 0 | 0 | 0 | 0 | 0 | 0 | 0 | 0 | 0 | 0 | 0 | 0 | 0 | 143.1961 | 286.3922 | 286.3922 | 286.3922 | 286.3922 | 0 | 0 | 0 | 0 | 24.8 | 24.8 | 24.8 | 24.8 | 24.8 | 0 | 0 | 0 | 0 | 0 | 0 | 0 | 0 | 0 | 0 | 0 | 0 | 0 | 0 | 0 | 0 | 0 | 0 | 0 | 0 | 0 | 0 | 100 | 200 | 200 | 200 | 200 | 0% | 0% | 0% | 0% | 16.35% | 16.35% | 16.35% | 16.35% | 16.35% | 0 | 0 | 0 | 0 | 95.7 | 95.7 | 0 | 0 | 0 | 0 | 0 | 0 | 0 | 54.0202 | 40.5861 | 0 | 0 | 0 | 104.0669 | 104.0669 | 191.4 | 210.54 | Unplanned Build | Potential Build Solar PV2023
| 72 | NORT SOLAR PV 2026 | Northern Ghana Group | Sun | Solar PV | 0 | 0 | 0 | 0 | 0 | 0 | 0 | 0 | 0 | 0 | 0 | 0 | 0 | 0 | 143.1961 | 429.5883 | 429.5883 | 429.5883 | 0 | 0 | 0 | 0 | 0 | 24.8 | 24.8 | 24.8 | 24.8 | 0 | 0 | 0 | 0 | 0 | 0 | 0 | 0 | 0 | 0 | 0 | 0 | 0 | 0 | 0 | 0 | 0 | 0 | 0 | 0 | 0 | 0 | 0 | 100 | 300 | 300 | 300 | 0% | 0% | 0% | 0% | 0% | 16.35% | 16.35% | 16.35% | 16.35% | 0 | 0 | 0 | 0 | 0 | 89.5 | 179 | 0 | 0 | 0 | 0 | 0 | 0 | 0 | 37.9567 | 57.0349 | 0 | 0 | 41.7524 | 104.4908 | 89.5 | 295.35 | Unplanned Build | Potential Build Solar PV2026
| 73 | NORT SOLAR PV 2030 | Northern Ghana Group | Sun | Solar PV | 0 | 0 | 0 | 0 | 0 | 0 | 0 | 0 | 0 | 0 | 0 | 0 | 0 | 0 | 0 | 71.598 | 357.9902 | 357.9902 | 0 | 0 | 0 | 0 | 0 | 0 | 24.8 | 24.8 | 24.8 | 0 | 0 | 0 | 0 | 0 | 0 | 0 | 0 | 0 | 0 | 0 | 0 | 0 | 0 | 0 | 0 | 0 | 0 | 0 | 0 | 0 | 0 | 0 | 0 | 50 | 250 | 250 | 0% | 0% | 0% | 0% | 0% | 0% | 16.35% | 16.35% | 16.35% | 0 | 0 | 0 | 0 | 0 | 0 | 41.4 | 165.6 | 0 | 0 | 0 | 0 | 0 | 0 | 0 | 13.1913 | 32.7631 | 0 | 0 | 50.5498 | 0 | 227.7 | Unplanned Build | Potential Build Solar PV2030
| 74 | NORT SOLAR PV 2035 | Northern Ghana Group | Sun | Solar PV | 0 | 0 | 0 | 0 | 0 | 0 | 0 | 0 | 0 | 0 | 0 | 0 | 0 | 0 | 0 | 0 | 143.1961 | 859.1766 | 0 | 0 | 0 | 0 | 0 | 0 | 0 | 24.8 | 24.8 | 0 | 0 | 0 | 0 | 0 | 0 | 0 | 0 | 0 | 0 | 0 | 0 | 0 | 0 | 0 | 0 | 0 | 0 | 0 | 0 | 0 | 0 | 0 | 0 | 0 | 100 | 600 | 0% | 0% | 0% | 0% | 0% | 0% | 0% | 16.35% | 16.35% | 0 | 0 | 0 | 0 | 0 | 0 | 0 | 76 | 380 | 0 | 0 | 0 | 0 | 0 | 0 | 0 | 15.0362 | 46.6815 | 0 | 16.5398 | 0 | 83.6 | Unplanned Build | Potential Build Solar PV2035
| 78 | SOUT SOLAR PV 2035 | SouthEast Ghana Group | Sun | Solar PV | 0 | 0 | 0 | 0 | 0 | 0 | 0 | 0 | 0 | 0 | 0 | 0 | 0 | 0 | 0 | 0 | 126.7505 | 570.3773 | 0 | 0 | 0 | 0 | 0 | 0 | 0 | 25 | 25 | 0 | 0 | 0 | 0 | 0 | 0 | 0 | 0 | 0 | 0 | 0 | 0 | 0 | 0 | 0 | 0 | 0 | 0 | 0 | 0 | 0 | 0 | 0 | 0 | 0 | 100 | 450 | 0% | 0% | 0% | 0% | 0% | 0% | 0% | 14.47% | 14.47% | 0 | 0 | 0 | 0 | 0 | 0 | 0 | 76 | 266 | 0 | 0 | 0 | 0 | 0 | 0 | 0 | 15.0362 | 32.677 | 0 | 16.5398 | 0 | 83.6 | Unplanned Build | Potential Build Solar PV2035
| 82 | SOUT SOLAR PV 2035 | SouthWest Ghana Group | Sun | Solar PV | 0 | 0 | 0 | 0 | 0 | 0 | 0 | 0 | 0 | 0 | 0 | 0 | 0 | 0 | 0 | 0 | 25.3501 | 304.2012 | 0 | 0 | 0 | 0 | 0 | 0 | 0 | 25 | 25 | 0 | 0 | 0 | 0 | 0 | 0 | 0 | 0 | 0 | 0 | 0 | 0 | 0 | 0 | 0 | 0 | 0 | 0 | 0 | 0 | 0 | 0 | 0 | 0 | 0 | 20 | 240 | 0% | 0% | 0% | 0% | 0% | 0% | 0% | 14.47% | 14.47% | 0 | 0 | 0 | 0 | 0 | 0 | 0 | 15.2 | 167.2 | 0 | 0 | 0 | 0 | 0 | 0 | 0 | 3.0072 | 20.5398 | 0 | 3.308 | 0 | 16.72 | Unplanned Build | Potential Build Solar PV2035
| 85 | SOUT SOLAR PV 2035 | SouthEast Ghana Group | Sun | Solar PV | 0 | 0 | 0 | 0 | 0 | 0 | 0 | 0 | 0 | 0 | 0 | 0 | 0 | 0 | 0 | 0 | 25.3501 | 76.0503 | 0 | 0 | 0 | 0 | 0 | 0 | 0 | 25 | 25 | 0 | 0 | 0 | 0 | 0 | 0 | 0 | 0 | 0 | 0 | 0 | 0 | 0 | 0 | 0 | 0 | 0 | 0 | 0 | 0 | 0 | 0 | 0 | 0 | 0 | 20 | 60 | 0% | 0% | 0% | 0% | 0% | 0% | 0% | 14.47% | 14.47% | 0 | 0 | 0 | 0 | 0 | 0 | 0 | 15.2 | 30.4 | 0 | 0 | 0 | 0 | 0 | 0 | 0 | 3.0072 | 3.7345 | 0 | 3.308 | 0 | 16.72 | Unplanned Build | Potential Build Solar PV2035
| 104 | SOUT WIND TURBINE 2020 | SouthEast Ghana Group | Wind | Wind | 0 | 0 | 0 | 0 | 0 | 0 | 0 | 0 | 0 | 0 | 0 | 0 | 164.5 | 339.6525 | 689.9575 | 689.9575 | 689.9575 | 689.9575 | 0 | 0 | 0 | 46.71 | 46.71 | 46.71 | 46.71 | 46.71 | 46.71 | 0 | 0 | 0 | 0 | 0 | 0 | 0 | 0 | 0 | 0 | 0 | 0 | 0 | 0 | 0 | 0 | 0 | 0 | 0 | 0 | 0 | 70.4386 | 145.4386 | 295.4386 | 295.4386 | 295.4386 | 295.4386 | 0% | 0% | 0% | 26.66% | 26.66% | 26.66% | 26.66% | 26.66% | 26.66% | 0 | 0 | 0 | 108.9685 | 116.025 | 232.05 | 0 | 0 | 0 | 0 | 0 | 0 | 74.427 | 65.4931 | 98.4119 | 0 | 0 | 0 | 262.1651 | 262.1651 | 457.0435 | 502.7479 | Unplanned Build | Potential Build Wind2020
| 105 | SOUT WIND TURBINE 2026 | SouthEast Ghana Group | Wind | Wind | 0 | 0 | 0 | 0 | 0 | 0 | 0 | 0 | 0 | 0 | 0 | 0 | 0 | 0 | 350.305 | 817.3784 | 1050.9151 | 1050.9151 | 0 | 0 | 0 | 0 | 0 | 46.71 | 46.71 | 46.71 | 46.71 | 0 | 0 | 0 | 0 | 0 | 0 | 0 | 0 | 0 | 0 | 0 | 0 | 0 | 0 | 0 | 0 | 0 | 0 | 0 | 0 | 0 | 0 | 0 | 150 | 350 | 450 | 450 | 0% | 0% | 0% | 0% | 0% | 26.66% | 26.66% | 26.66% | 26.66% | 0 | 0 | 0 | 0 | 0 | 219 | 292 | 146 | 0 | 0 | 0 | 0 | 0 | 0 | 92.8774 | 93.0402 | 28.8853 | 0 | 102.1651 | 236.2832 | 219 | 722.7 | Unplanned Build | Potential Build Wind2026
| 106 | SOUT WIND TURBINE 2035 | SouthEast Ghana Group | Wind | Wind | 0 | 0 | 0 | 0 | 0 | 0 | 0 | 0 | 0 | 0 | 0 | 0 | 0 | 0 | 0 | 0 | 467.0734 | 467.0734 | 0 | 0 | 0 | 0 | 0 | 0 | 0 | 47 | 47 | 0 | 0 | 0 | 0 | 0 | 0 | 0 | 0 | 0 | 0 | 0 | 0 | 0 | 0 | 0 | 0 | 0 | 0 | 0 | 0 | 0 | 0 | 0 | 0 | 0 | 200 | 200 | 0% | 0% | 0% | 0% | 0% | 0% | 0% | 26.66% | 26.66% | 0 | 0 | 0 | 0 | 0 | 0 | 0 | 268.8 | 0 | 0 | 0 | 0 | 0 | 0 | 0 | 0 | 53.1806 | 0 | 0 | 58.4987 | 0 | 295.68 | Unplanned Build | Potential Build Wind2035
[6 empty] | 0 | 0 | 0 | 0 | 0 | 0 | 0 |  |  | 0 | 0 | 0 | 0 | 0 | 0 | 0 |  |  | 0 | 0 | 0 | 0 | 0 | 0 | 0 |  |  | 0 | 0 | 0 | 0 | 0 | 0 | 0 |  |  | 0 | 0 | 0 | 0 | 0 | 0 | 0 |  |  | 0 | 0 | 0 | 0 | 0 | 0 | 0 |  |  | 0 | 0 | 0 | 0 | 0 | 0 | 0 |  |  | #VALUE! | #VALUE! | #VALUE! | #VALUE! | #VALUE! | #VALUE! | #VALUE! |  |  | #VALUE! | #VALUE! | #VALUE! | #VALUE! | #VALUE! | #VALUE! | #VALUE!

## High Demand
Back to Contents | [77 empty] | 90.91% | 82.64% | 75.13% | 68.3% | 56.45% | 42.41% | 31.86% | 19.78% | 12.28% | Cap Cost NPV |  | Cap Cost -- no NPV
|  | Plant Name |  |  |  | FUEL CONSUMPTION | [8 empty] | GENERATION | [8 empty] | FOM (USD/kW-yr | [8 empty] | VOM (USD/MWh) | [8 empty] | Fuel Cost (USD/MWh) | [8 empty] | Available Capacity | [8 empty] | Capacity Factors | [8 empty] | Total Capital Cost | [8 empty] | Total Capital Cost (NPV) | [8 empty] | 949.7875 | 2409.042 | 1715.1011 | 7533.0322 | Unplanned? | Plant Name
| UnitID |  | Model Region | Fuel Type | Capacity Type | 2017 | 2018 | 2019 | 2020 | 2023 | 2026 | 2030 | 2035 | 2040 | 2017 | 2018 | 2019 | 2020 | 2023 | 2026 | 2030 | 2035 | 2040 | 2017 | 2018 | 2019 | 2020 | 2023 | 2026 | 2030 | 2035 | 2040 | 2017 | 2018 | 2019 | 2020 | 2023 | 2026 | 2030 | 2035 | 2040 | 2017 | 2018 | 2019 | 2020 | 2023 | 2026 | 2030 | 2035 | 2040 | 2017 | 2018 | 2019 | 2020 | 2023 | 2026 | 2030 | 2035 | 2040 | 2017 | 2018 | 2019 | 2020 | 2023 | 2026 | 2030 | 2035 | 2040 | 2017 | 2018 | 2019 | 2020 | 2023 | 2026 | 2030 | 2035 | 2040 | 2017 | 2018 | 2019 | 2020 | 2023 | 2026 | 2030 | 2035 | 2040 | 10-year | 20-year | 10-year | 20-year
| 1 | CENIT | SouthEast Ghana Group | Oil | Oil Combustion | 0 | 0 | 0 | 0 | 0 | 0.1273 | 0 | 0 | 0 | 0 | 0 | 0 | 0 | 0 | 10.6081 | 0 | 0 | 0 | 11.83 | 11.83 | 11.83 | 11.83 | 11.83 | 11.83 | 11.83 | 0 | 0 | 0 | 0 | 0 | 0 | 0 | 4.5 | 0 | 0 | 0 | 0 | 0 | 0 | 0 | 0 | 0 | 0 | 0 | 0 | 100 | 100 | 100 | 100 | 100 | 100 | 100 |  |  | 0% | 0% | 0% | 0% | 0% | 1.211% | 0% | [11 empty] | 0 | 0 | 0 | 0 | 0 | 0 | 0 | 0 | 0 | 0 | 0 | 0 | 0 | Existing & Under Const. Plant
| 2 | Trojan 2B | SouthEast Ghana Group | Oil | Oil Combustion | 1.0933 | 0 | 0 | 0 | 0 | 0 | 0 | 0 | 0 | 129.5385 | 0 | 0 | 0 | 0 | 0 | 0 | 0 | 0 | 34 | 34 | 34 | 34 | 0 | 0 | 0 | 0 | 0 | 5.5 | 0 | 0 | 0 | 0 | 0 | 0 | 0 | 0 | 0 | 0 | 0 | 0 | 0 | 0 | 0 | 0 | 0 | 16.25 | 16.25 | 16.25 | 16.25 | [5 empty] | 91% | 0% | 0% | 0% | [14 empty] | 0 | 0 | 0 | 0 | 0 | 0 | 0 | 0 | 0 | 0 | 0 | 0 | 0 | Existing & Under Const. Plant
| 3 | Trojan 2A | Ashanti Group | Oil | Oil Combustion | 0.26958 | 0 | 0 | 0 | 0 | 0 | 0 | 0 | 0 | 31.941 | 0 | 0 | 0 | 0 | 0 | 0 | 0 | 0 | 34 | 34 | 34 | 34 | 0 | 0 | 0 | 0 | 0 | 5.5 | 0 | 0 | 0 | 0 | 0 | 0 | 0 | 0 | 0 | 0 | 0 | 0 | 0 | 0 | 0 | 0 | 0 | 16.25 | 16.25 | 16.25 | 16.25 | [5 empty] | 22.44% | 0% | 0% | 0% | [14 empty] | 0 | 0 | 0 | 0 | 0 | 0 | 0 | 0 | 0 | 0 | 0 | 0 | 0 | Existing & Under Const. Plant
| 4 | GP Tarkwa Plant | SouthWest Ghana Group | Oil | Oil Combustion | 0 | 0 | 0 | 0 | 0 | 0.46934 | 0 | 0 | 0 | 0 | 0 | 0 | 0 | 0 | 47.2842 | 0 | 0 | 0 | 17.5 | 17.5 | 17.5 | 17.5 | 17.5 | 17.5 | 17.5 | 17.5 | 17.5 | 0 | 0 | 0 | 0 | 0 | 3.5 | 0 | 0 | 0 | 0 | 0 | 0 | 0 | 0 | 0 | 0 | 0 | 0 | 33 | 33 | 33 | 33 | 33 | 33 | 33 | 33 | 33 | 0% | 0% | 0% | 0% | 0% | 16.36% | 0% | 0% | 0% | [9 empty] | 0 | 0 | 0 | 0 | 0 | 0 | 0 | 0 | 0 | 0 | 0 | 0 | 0 | Existing & Under Const. Plant
| 5 | GP Chirano Plant | SouthWest Ghana Group | Oil | Oil Combustion | 0 | 0 | 0 | 0 | 0 | 0 | 0 | 0 | 0 | 0 | 0 | 0 | 0 | 0 | 0 | 0 | 0 | 0 | 17.5 | 17.5 | 17.5 | 17.5 | 17.5 | 17.5 | 17.5 | 17.5 | 17.5 | 0 | 0 | 0 | 0 | 0 | 0 | 0 | 0 | 0 | 0 | 0 | 0 | 0 | 0 | 0 | 0 | 0 | 0 | 30 | 30 | 30 | 30 | 30 | 30 | 30 | 30 | 30 | 0% | 0% | 0% | 0% | 0% | 0% | 0% | 0% | 0% | [9 empty] | 0 | 0 | 0 | 0 | 0 | 0 | 0 | 0 | 0 | 0 | 0 | 0 | 0 | Existing & Under Const. Plant
| 6 | GP Darmang Plant | SouthWest Ghana Group | Oil | Oil Combustion | 0 | 0 | 0 | 0 | 0 | 0 | 0 | 0 | 0 | 0 | 0 | 0 | 0 | 0 | 0 | 0 | 0 | 0 | 17.5 | 17.5 | 17.5 | 17.5 | 17.5 | 17.5 | 17.5 | 17.5 | 17.5 | 0 | 0 | 0 | 0 | 0 | 0 | 0 | 0 | 0 | 0 | 0 | 0 | 0 | 0 | 0 | 0 | 0 | 0 | 25.5 | 25.5 | 25.5 | 25.5 | 25.5 | 25.5 | 25.5 | 25.5 | 25.5 | 0% | 0% | 0% | 0% | 0% | 0% | 0% | 0% | 0% | [9 empty] | 0 | 0 | 0 | 0 | 0 | 0 | 0 | 0 | 0 | 0 | 0 | 0 | 0 | Existing & Under Const. Plant
| 7 | SAPP 2 | SouthEast Ghana Group | Oil/Gas | Oil/Gas Combined Cycle | 10.2079 | 23.5117 | 21.5285 | 23.5117 | 23.5117 | 23.5117 | 23.5117 | 14.5922 | 2.08 | 1308.7031 | 3014.3159 | 2760.0585 | 3014.3161 | 3014.316 | 3014.316 | 3014.316 | 1870.7912 | 266.661 | 16 | 16 | 16 | 16 | 16 | 16 | 16 | 16 | 16 | 3.5 | 3.5 | 3.5 | 3.5 | 3.5 | 3.5 | 3.5 | 3.5 | 3.5 | 0 | 0 | 0 | 0 | 0 | 0 | 0 | 0 | 0 | 370 | 370 | 370 | 370 | 370 | 370 | 370 | 370 | 370 | 40.38% | 93% | 85.16% | 93% | 93% | 93% | 93% | 57.72% | 8.227% | [9 empty] | 0 | 0 | 0 | 0 | 0 | 0 | 0 | 0 | 0 | 0 | 0 | 0 | 0 | Existing & Under Const. Plant
| 8 | Cenpower | SouthEast Ghana Group | Oil/Gas | Oil/Gas Combined Cycle | 0 | 6.1449 | 11.9025 | 16.3325 | 21.6884 | 21.6884 | 21.6884 | 5.4894 | 0.93907 | 0 | 784.7869 | 1520.109 | 2085.8937 | 2769.912 | 2769.912 | 2769.9122 | 701.0763 | 119.9329 | 0 | 16 | 16 | 16 | 16 | 16 | 16 | 16 | 16 | 0 | 3.5 | 3.5 | 3.5 | 3.5 | 3.5 | 3.5 | 3.5 | 3.5 | 0 | 0 | 0 | 0 | 0 | 0 | 0 | 0 | 0 |  | 340 | 340 | 340 | 340 | 340 | 340 | 340 | 340 |  | 26.35% | 51.04% | 70.03% | 93% | 93% | 93% | 23.54% | 4.027% | [9 empty] | 0 | 0 | 0 | 0 | 0 | 0 | 0 | 0 | 0 | 0 | 0 | 0 | 0 | Existing & Under Const. Plant
| 9 | KarpowerShip 1 | SouthEast Ghana Group | Oil/Gas | Oil/Gas Combined Cycle | 12.3506 | 0 | 0 | 0 | 0 | 0 | 0 | 0 | 0 | 1616.5656 | 0 | 0 | 0 | 0 | 0 | 0 | 0 | 0 | 177.828 | 0 | 0 | 0 | 0 | 0 | 0 | 0 | 0 | 3.5 | 0 | 0 | 0 | 0 | 0 | 0 | 0 | 0 | 0 | 0 | 0 | 0 | 0 | 0 | 0 | 0 | 0 | 247 | [8 empty] | 74.71% | [17 empty] | 0 | 0 | 0 | 0 | 0 | 0 | 0 | 0 | 0 | 0 | 0 | 0 | 0 | Existing & Under Const. Plant
| 10 | AKSA | SouthEast Ghana Group | Oil/Gas | Oil/Gas Combined Cycle | 10.1595 | 0 | 0.66921 | 0 | 25.9679 | 25.9679 | 5.0093 | 0.15739 | 0.025659 | 1195.236 | 0 | 78.731 | 0 | 3055.0497 | 3055.05 | 589.3264 | 18.5166 | 3.0188 | 16 | 16 | 16 | 16 | 16 | 16 | 16 | 16 | 16 | 3.5 | 0 | 3.5 | 0 | 3.5 | 3.5 | 3.5 | 3.5 | 3.5 | 0 | 0 | 0 | 0 | 0 | 0 | 0 | 0 | 0 | 250 | 375 | 375 | 375 | 375 | 375 | 375 | 375 | 375 | 54.58% | 0% | 2.397% | 0% | 93% | 93% | 17.94% | 0.5637% | 0.0919% | [9 empty] | 0 | 0 | 0 | 0 | 0 | 0 | 0 | 0 | 0 | 0 | 0 | 0 | 0 | Existing & Under Const. Plant
| 11 | TAPCO (T1) | SouthWest Ghana Group | Oil/Gas | Oil/Gas Combined Cycle | 11.645 | 17.1872 | 17.1872 | 17.1872 | 17.1872 | 17.1872 | 16.491 | 0.91428 | 0.32036 | 1496.2075 | 2208.3 | 2208.3 | 2208.3 | 2208.3 | 2208.3 | 2118.851 | 117.4716 | 41.1614 | 18.7 | 18.7 | 18.7 | 18.7 | 18.7 | 18.7 | 18.7 | 18.7 | 18.7 | 5 | 5 | 5 | 5 | 5 | 5 | 5 | 5 | 5 | 0 | 0 | 0 | 0 | 0 | 0 | 0 | 0 | 0 | 305 | 305 | 305 | 305 | 305 | 305 | 305 | 305 | 305 | 56% | 82.65% | 82.65% | 82.65% | 82.65% | 82.65% | 79.3% | 4.397% | 1.541% | [9 empty] | 0 | 0 | 0 | 0 | 0 | 0 | 0 | 0 | 0 | 0 | 0 | 0 | 0 | Existing & Under Const. Plant
| 12 | TICO (T2) | SouthWest Ghana Group | Oil/Gas | Oil/Gas Combined Cycle | 17.7346 | 17.7346 | 17.7346 | 17.7346 | 17.7346 | 17.7346 | 17.7346 | 16.1769 | 2.751 | 2382.72 | 2382.7201 | 2382.72 | 2382.7202 | 2382.72 | 2382.72 | 2382.72 | 2173.4325 | 369.6102 | 30.94 | 30.94 | 30.94 | 30.94 | 30.94 | 30.94 | 30.94 | 30.94 | 30.94 | 4.9 | 4.9 | 4.9 | 4.9 | 4.9 | 4.9 | 4.9 | 4.9 | 4.9 | 0 | 0 | 0 | 0 | 0 | 0 | 0 | 0 | 0 | 320 | 320 | 320 | 320 | 320 | 320 | 320 | 320 | 320 | 85% | 85% | 85% | 85% | 85% | 85% | 85% | 77.53% | 13.19% | [9 empty] | 0 | 0 | 0 | 0 | 0 | 0 | 0 | 0 | 0 | 0 | 0 | 0 | 0 | Existing & Under Const. Plant
| 13 | Amandi | SouthWest Ghana Group | Oil/Gas | Oil/Gas Combined Cycle | 0 | 0 | 8.0946 | 12.0103 | 12.0103 | 12.0103 | 8.9601 | 0.25392 | 0.086971 | 0 | 0 | 987.1488 | 1464.672 | 1464.672 | 1464.672 | 1092.6943 | 30.9657 | 10.6063 | 0 | 0 | 30.94 | 30.94 | 30.94 | 30.94 | 30.94 | 30.94 | 30.94 | 0 | 0 | 4.9 | 4.9 | 4.9 | 4.9 | 4.9 | 4.9 | 4.9 | 0 | 0 | 0 | 0 | 0 | 0 | 0 | 0 | 0 |  |  | 190 | 190 | 190 | 190 | 190 | 190 | 190 |  |  | 59.31% | 88% | 88% | 88% | 65.65% | 1.86% | 0.6372% | [9 empty] | 0 | 0 | 0 | 0 | 0 | 0 | 0 | 0 | 0 | 0 | 0 | 0 | 0 | Existing & Under Const. Plant
| 14 | KarpowerShip 2 | SouthWest Ghana Group | Oil/Gas | Oil/Gas Combined Cycle | 0 | 26.7914 | 31.4034 | 24.9673 | 19.8376 | 0 | 0 | 0 | 0 | 0 | 3146.7463 | 3688.4402 | 2932.5015 | 2329.9947 | 0 | 0 | 0 | 0 | 0 | 177.828 | 177.828 | 177.828 | 177.828 | 0 | 0 | 0 | 0 | 0 | 3.5 | 3.5 | 3.5 | 3.5 | 0 | 0 | 0 | 0 | 0 | 0 | 0 | 0 | 0 | 0 | 0 | 0 | 0 |  | 450 | 450 | 450 | 450 | [5 empty] | 79.83% | 93.57% | 74.39% | 59.11% | [13 empty] | 0 | 0 | 0 | 0 | 0 | 0 | 0 | 0 | 0 | 0 | 0 | 0 | 0 | Existing & Under Const. Plant
| 15 | Early Power | SouthEast Ghana Group | Oil/Gas | Oil/Gas Combustion | 0 | 0 | 7.7096 | 23.0656 | 23.0656 | 23.0656 | 23.0656 | 22.8546 | 7.391 | 0 | 0 | 1027.9476 | 3075.417 | 3075.4169 | 3075.417 | 3075.417 | 3047.2785 | 985.4719 | 0 | 0 | 16 | 16 | 16 | 16 | 16 | 16 | 16 | 0 | 0 | 3.5 | 3.5 | 3.5 | 3.5 | 3.5 | 3.5 | 3.5 | 0 | 0 | 0 | 0 | 0 | 0 | 0 | 0 | 0 |  |  | 377.5 | 377.5 | 377.5 | 377.5 | 377.5 | 377.5 | 377.5 |  |  | 31.08% | 93% | 93% | 93% | 93% | 92.15% | 29.8% | [9 empty] | 0 | 0 | 0 | 0 | 0 | 0 | 0 | 0 | 0 | 0 | 0 | 0 | 0 | Existing & Under Const. Plant
| 16 | TT1PP | SouthEast Ghana Group | Oil/Gas | Oil/Gas Combustion | 0 | 0 | 0 | 0 | 0 | 3.3136 | 0 | 0 | 0 | 0 | 0 | 0 | 0 | 0 | 292.8544 | 0 | 0 | 0 | 14.3 | 14.3 | 14.3 | 14.3 | 14.3 | 14.3 | 14.3 | 14.3 | 14.3 | 0 | 0 | 0 | 0 | 0 | 6.5 | 0 | 0 | 0 | 0 | 0 | 0 | 0 | 0 | 0 | 0 | 0 | 0 | 100 | 100 | 100 | 100 | 100 | 100 | 100 | 100 | 100 | 0% | 0% | 0% | 0% | 0% | 33.43% | 0% | 0% | 0% | [9 empty] | 0 | 0 | 0 | 0 | 0 | 0 | 0 | 0 | 0 | 0 | 0 | 0 | 0 | Existing & Under Const. Plant
| 17 | KTPP | SouthEast Ghana Group | Oil/Gas | Oil/Gas Combustion | 0.99703 | 0 | 0 | 0 | 0 | 14.7174 | 0 | 0 | 0 | 91.4707 | 0 | 0 | 0 | 0 | 1350.2237 | 0 | 0 | 0 | 12.3 | 12.3 | 12.3 | 12.3 | 12.3 | 12.3 | 12.3 | 12.3 | 12.3 | 3.5 | 0 | 0 | 0 | 0 | 3.5 | 0 | 0 | 0 | 0 | 0 | 0 | 0 | 0 | 0 | 0 | 0 | 0 | 200 | 200 | 200 | 200 | 200 | 200 | 200 | 200 | 200 | 5.221% | 0% | 0% | 0% | 0% | 77.07% | 0% | 0% | 0% | [9 empty] | 0 | 0 | 0 | 0 | 0 | 0 | 0 | 0 | 0 | 0 | 0 | 0 | 0 | Existing & Under Const. Plant
| 18 | Trojan 1 | SouthEast Ghana Group | Oil/Gas | Oil/Gas Combustion | 1.6793 | 0 | 0 | 0 | 0 | 0 | 0 | 0 | 0 | 198.9711 | 0 | 0 | 0 | 0 | 0 | 0 | 0 | 0 | 34 | 34 | 34 | 34 | 0 | 0 | 0 | 0 | 0 | 5.5 | 0 | 0 | 0 | 0 | 0 | 0 | 0 | 0 | 0 | 0 | 0 | 0 | 0 | 0 | 0 | 0 | 0 | 24.96 | 24.96 | 24.96 | 24.96 | [5 empty] | 91% | 0% | 0% | 0% | [14 empty] | 0 | 0 | 0 | 0 | 0 | 0 | 0 | 0 | 0 | 0 | 0 | 0 | 0 | Existing & Under Const. Plant
| 19 | MRP | SouthEast Ghana Group | Oil/Gas | Oil/Gas Combustion | 0 | 0 | 0 | 0 | 0 | 0 | 0 | 0 | 0 | 0 | 0 | 0 | 0 | 0 | 0 | 0 | 0 | 0 | 12.5737 | 12.5737 | 12.5737 | 12.5737 | 12.5737 | 12.5737 | 12.5737 | 12.5737 | 12.5737 | 0 | 0 | 0 | 0 | 0 | 0 | 0 | 0 | 0 | 0 | 0 | 0 | 0 | 0 | 0 | 0 | 0 | 0 | 70 | 70 | 70 | 70 | 70 | 70 | 70 | 70 | 70 | 0% | 0% | 0% | 0% | 0% | 0% | 0% | 0% | 0% | [9 empty] | 0 | 0 | 0 | 0 | 0 | 0 | 0 | 0 | 0 | 0 | 0 | 0 | 0 | Existing & Under Const. Plant
| 20 | Safisana | SouthEast Ghana Group | Biogas | Biogas | 0.010052 | 0.010052 | 0.010052 | 0.010052 | 0.010052 | 0.010052 | 0.010052 | 0.010052 | 0.010052 | 0.7446 | 0.7446 | 0.7446 | 0.7446 | 0.7446 | 0.7446 | 0.7446 | 0.7446 | 0.7446 | 35 | 35 | 35 | 35 | 35 | 35 | 35 | 35 | 35 | 4.2 | 4.2 | 4.2 | 4.2 | 4.2 | 4.2 | 4.2 | 4.2 | 4.2 | 0 | 0 | 0 | 0 | 0 | 0 | 0 | 0 | 0 | 0.1 | 0.1 | 0.1 | 0.1 | 0.1 | 0.1 | 0.1 | 0.1 | 0.1 | 85% | 85% | 85% | 85% | 85% | 85% | 85% | 85% | 85% | [9 empty] | 0 | 0 | 0 | 0 | 0 | 0 | 0 | 0 | 0 | 0 | 0 | 0 | 0 | Existing & Under Const. Plant
| 21 | TT2PP | SouthEast Ghana Group | Gas | Gas Combustion Turbine | 0.36289 | 0 | 0 | 0 | 0 | 3.4868 | 0.0021875 | 0 | 0 | 37.3342 | 0 | 0 | 0 | 0 | 358.722 | 0.22505 | 0 | 0 | 12.1007 | 12.1007 | 12.1007 | 12.1007 | 12.1007 | 12.1007 | 12.1007 | 12.1007 | 12.1007 | 4.5 | 0 | 0 | 0 | 0 | 4.5 | 4.5 | 0 | 0 | 0 | 0 | 0 | 0 | 0 | 0 | 0 | 0 | 0 | 45 | 45 | 45 | 45 | 45 | 45 | 45 | 45 | 45 | 9.471% | 0% | 0% | 0% | 0% | 91% | 0.05709% | 0% | 0% | [9 empty] | 0 | 0 | 0 | 0 | 0 | 0 | 0 | 0 | 0 | 0 | 0 | 0 | 0 | Existing & Under Const. Plant
| 22 | SAPP 1 | SouthEast Ghana Group | Gas | Gas Combustion Turbine | 3.0668 | 0 | 0 | 0 | 0 | 13.3875 | 0.091299 | 0 | 0 | 328.699 | 0 | 0 | 0 | 0 | 1434.8878 | 9.7856 | 0 | 0 | 11.83 | 11.83 | 11.83 | 11.83 | 11.83 | 11.83 | 11.83 | 11.83 | 11.83 | 4.5 | 0 | 0 | 0 | 0 | 4.5 | 4.5 | 0 | 0 | 0 | 0 | 0 | 0 | 0 | 0 | 0 | 0 | 0 | 180 | 180 | 180 | 180 | 180 | 180 | 180 | 180 | 180 | 20.85% | 0% | 0% | 0% | 0% | 91% | 0.6206% | 0% | 0% | [9 empty] | 0 | 0 | 0 | 0 | 0 | 0 | 0 | 0 | 0 | 0 | 0 | 0 | 0 | Existing & Under Const. Plant
| 23 | Trojan 3 | SouthEast Ghana Group | Gas | Gas Combustion Turbine | 0 | 0 | 0.20981 | 0 | 0 | 0 | 0 | 0 | 0 | 0 | 0 | 25.9024 | 0 | 0 | 0 | 0 | 0 | 0 | 0 | 34 | 34 | 34 | 0 | 0 | 0 | 0 | 0 | 0 | 0 | 5.5 | 0 | 0 | 0 | 0 | 0 | 0 | 0 | 0 | 0 | 0 | 0 | 0 | 0 | 0 | 0 | 0 | 49.92 | 49.92 | 49.92 | 0 | 0 | 0 | 0 | 0 | 0% | 0% | 5.923% | 0% | 0% | 0% | 0% | 0% | 0% | [9 empty] | 0 | 0 | 0 | 0 | 0 | 0 | 0 | 0 | 0 | 0 | 0 | 0 | 0 | Existing & Under Const. Plant
| 24 | Ameri_2016 | SouthWest Ghana Group | Gas | Gas Combustion Turbine | 0 | 0 | 0 | 0 | 0 | 0 | 0 | 0 | 0 | 0 | 0 | 0 | 0 | 0 | 0 | 0 | 0 | 0 | 14.54 | 14.54 | 14.54 | 14.54 | 0 | 0 | 0 | 0 | 0 | 0 | 0 | 0 | 0 | 0 | 0 | 0 | 0 | 0 | 0 | 0 | 0 | 0 | 0 | 0 | 0 | 0 | 0 | 230 | 230 | 230 | 230 | 0 | 0 | 0 | 0 | 0 | 0% | 0% | 0% | 0% | 0% | 0% | 0% | 0% | 0% | [9 empty] | 0 | 0 | 0 | 0 | 0 | 0 | 0 | 0 | 0 | 0 | 0 | 0 | 0 | Existing & Under Const. Plant
| 25 | Ameri_2021 | SouthWest Ghana Group | Gas | Gas Combustion Turbine | 0 | 0 | 0 | 0 | 0 | 18.427 | 0 | 0 | 0 | 0 | 0 | 0 | 0 | 0 | 1813.32 | 0 | 0 | 0 | 0 | 0 | 0 | 0 | 14.54 | 14.54 | 14.54 | 14.54 | 14.54 | 0 | 0 | 0 | 0 | 0 | 4.17 | 0 | 0 | 0 | 0 | 0 | 0 | 0 | 0 | 0 | 0 | 0 | 0 | 0 | 0 | 0 | 0 | 230 | 230 | 230 | 230 | 230 | 0% | 0% | 0% | 0% | 0% | 90% | 0% | 0% | 0% | [9 empty] | 0 | 0 | 0 | 0 | 0 | 0 | 0 | 0 | 0 | 0 | 0 | 0 | 0 | Existing & Under Const. Plant
| 26 | Bui | Northern Ghana Group | Water | Hydro | 0 | 0 | 0 | 0 | 0 | 0 | 0 | 0 | 0 | 669.5865 | 669.5866 | 669.5864 | 669.5868 | 669.5863 | 669.5866 | 669.5866 | 669.5862 | 669.5867 | 27.74 | 27.74 | 27.74 | 27.74 | 27.74 | 27.74 | 27.74 | 27.74 | 27.74 | 1.63 | 1.63 | 1.63 | 1.63 | 1.63 | 1.63 | 1.63 | 1.63 | 1.63 | 0 | 0 | 0 | 0 | 0 | 0 | 0 | 0 | 0 | 330 | 330 | 330 | 330 | 330 | 330 | 330 | 330 | 330 | 23.16% | 23.16% | 23.16% | 23.16% | 23.16% | 23.16% | 23.16% | 23.16% | 23.16% | [9 empty] | 0 | 0 | 0 | 0 | 0 | 0 | 0 | 0 | 0 | 0 | 0 | 0 | 0 | Existing & Under Const. Plant
| 27 | Akosombo | SouthEast Ghana Group | Water | Hydro | 0 | 0 | 0 | 0 | 0 | 0 | 0 | 0 | 0 | 3681.689 | 3681.6889 | 4016.3874 | 4016.3892 | 4434.7623 | 4434.7624 | 4434.7622 | 4434.7615 | 4434.762 | 9.16 | 9.16 | 9.16 | 9.16 | 9.16 | 9.16 | 9.16 | 9.16 | 9.16 | 0.98 | 0.98 | 0.98 | 0.98 | 0.98 | 0.98 | 0.98 | 0.98 | 0.98 | 0 | 0 | 0 | 0 | 0 | 0 | 0 | 0 | 0 | 900 | 900 | 900 | 900 | 900 | 900 | 900 | 900 | 900 | 46.7% | 46.7% | 50.94% | 50.94% | 56.25% | 56.25% | 56.25% | 56.25% | 56.25% | [9 empty] | 0 | 0 | 0 | 0 | 0 | 0 | 0 | 0 | 0 | 0 | 0 | 0 | 0 | Existing & Under Const. Plant
| 28 | Kpong | SouthEast Ghana Group | Water | Hydro | 0 | 0 | 0 | 0 | 0 | 0 | 0 | 0 | 0 | 722.7074 | 722.7075 | 788.4081 | 788.4081 | 870.5338 | 870.5338 | 870.534 | 870.534 | 870.534 | 9.16 | 9.16 | 9.16 | 9.16 | 9.16 | 9.16 | 9.16 | 9.16 | 9.16 | 0.98 | 0.98 | 0.98 | 0.98 | 0.98 | 0.98 | 0.98 | 0.98 | 0.98 | 0 | 0 | 0 | 0 | 0 | 0 | 0 | 0 | 0 | 140 | 140 | 140 | 140 | 140 | 140 | 140 | 140 | 140 | 58.93% | 58.93% | 64.29% | 64.29% | 70.98% | 70.98% | 70.98% | 70.98% | 70.98% | [9 empty] | 0 | 0 | 0 | 0 | 0 | 0 | 0 | 0 | 0 | 0 | 0 | 0 | 0 | Existing & Under Const. Plant
| 29 | Cote d'Ivoire Dummy | Cote d'Ivoire | Water | Hydro | 0 | 0 | 0 | 0 | 0 | 0 | 0 | 0 | 0 | 814.6799 | 814.6799 | 814.6799 | 814.6798 | 814.68 | 814.6801 | 814.68 | 814.6801 | 814.6801 | 0 | 0 | 0 | 0 | 0 | 0 | 0 | 0 | 0 | 10 | 10 | 10 | 10 | 10 | 10 | 10 | 10 | 10 | 0 | 0 | 0 | 0 | 0 | 0 | 0 | 0 | 0 | 150 | 150 | 150 | 150 | 150 | 150 | 150 | 150 | 150 | 62% | 62% | 62% | 62% | 62% | 62% | 62% | 62% | 62% | [9 empty] | 0 | 0 | 0 | 0 | 0 | 0 | 0 | 0 | 0 | 0 | 0 | 0 | 0 | Existing & Under Const. Plant
| 30 | Burkina Dummy | Burkina Group | Water | Hydro | 0 | 0 | 0 | 0 | 0 | 0 | 0 | 0 | 0 | 0.438 | 0.438 | 0.438 | 0.438 | 4.818 | 4.818 | 4.818 | 4.818 | 4.818 | 0 | 0 | 0 | 0 | 0 | 0 | 0 | 0 | 0 | 10 | 10 | 10 | 10 | 10 | 10 | 10 | 10 | 10 | 0 | 0 | 0 | 0 | 0 | 0 | 0 | 0 | 0 | 10 | 10 | 10 | 10 | 110 | 110 | 110 | 110 | 110 | 0.5% | 0.5% | 0.5% | 0.5% | 0.5% | 0.5% | 0.5% | 0.5% | 0.5% | [9 empty] | 0 | 0 | 0 | 0 | 0 | 0 | 0 | 0 | 0 | 0 | 0 | 0 | 0 | Existing & Under Const. Plant
| 31 | VRA Solar_2.5MW | Northern Ghana Group | Sun | Solar PV | 0 | 0 | 0 | 0 | 0 | 0 | 0 | 0 | 0 | 2.7132 | 2.7132 | 2.7132 | 2.7132 | 2.7132 | 2.7132 | 2.7132 | 2.7132 | 2.7132 | 0 | 0 | 0 | 0 | 0 | 0 | 0 | 0 | 0 | 0 | 0 | 0 | 0 | 0 | 0 | 0 | 0 | 0 | 0 | 0 | 0 | 0 | 0 | 0 | 0 | 0 | 0 | 1.8 | 1.8 | 1.8 | 1.8 | 1.8 | 1.8 | 1.8 | 1.8 | 1.8 | 17.21% | 17.21% | 17.21% | 17.21% | 17.21% | 17.21% | 17.21% | 17.21% | 17.21% | [9 empty] | 0 | 0 | 0 | 0 | 0 | 0 | 0 | 0 | 0 | 0 | 0 | 0 | 0 | Existing & Under Const. Plant
| 32 | BXC Solar | SouthEast Ghana Group | Sun | Solar PV | 0 | 0 | 0 | 0 | 0 | 0 | 0 | 0 | 0 | 24.0159 | 24.0159 | 24.0159 | 24.0159 | 24.0159 | 24.0159 | 24.0159 | 24.0159 | 0 | 0 | 0 | 0 | 0 | 0 | 0 | 0 | 0 | 0 | 0 | 0 | 0 | 0 | 0 | 0 | 0 | 0 | 0 | 0 | 0 | 0 | 0 | 0 | 0 | 0 | 0 | 0 | 18 | 18 | 18 | 18 | 18 | 18 | 18 | 18 | 0 | 15.23% | 15.23% | 15.23% | 15.23% | 15.23% | 15.23% | 15.23% | 15.23% | 0% | [9 empty] | 0 | 0 | 0 | 0 | 0 | 0 | 0 | 0 | 0 | 0 | 0 | 0 | 0 | Existing & Under Const. Plant
| 38 | NORT BIOMASS 2018 | Northern Ghana Group | Biomass | Biomass Combustion | 0 | 0 | 0 | 0 | 0 | 6.0313 | 6.0313 | 6.0313 | 6.0313 | 0 | 0 | 0 | 0 | 0 | 446.76 | 446.76 | 446.76 | 446.76 | 0 | 0 | 0 | 0 | 0 | 130 | 130 | 130 | 130 | 0 | 0 | 0 | 0 | 0 | 4.5 | 4.5 | 4.5 | 4.5 | 0 | 0 | 0 | 0 | 0 | 0 | 0 | 0 | 0 | 0 | 0 | 0 | 0 | 0 | 60 | 60 | 60 | 60 | 0% | 0% | 0% | 0% | 0% | 85% | 85% | 85% | 85% | 0 | 0 | 0 | 0 | 0 | 240 | 0 | 0 | 0 | 0 | 0 | 0 | 0 | 0 | 101.7834 | 0 | 0 | 0 | 111.9618 | 111.9618 | 240 | 264 | Unplanned Build | Potential Build Biomass Combustion2018
| 43 | SOUT COMBINED CYCLE 2020 | SouthWest Ghana Group | Oil/Gas | Oil/Gas Combined Cycle | 0 | 0 | 0 | 0 | 0 | 2.1712 | 42.7833 | 54.9288 | 54.9288 | 0 | 0 | 0 | 0 | 0 | 299.4711 | 5901.147 | 7576.3838 | 7576.3838 | 0 | 0 | 0 | 0 | 0 | 15 | 15 | 15 | 15 | 0 | 0 | 0 | 0 | 0 | 3.48 | 3.48 | 3.48 | 3.48 | 0 | 0 | 0 | 0 | 0 | 0 | 0 | 0 | 0 | 0 | 0 | 0 | 0 | 0 | 37.9847 | 748.4957 | 960.9817 | 960.9817 | 0% | 0% | 0% | 0% | 0% | 90% | 90% | 90% | 90% | 0 | 0 | 0 | 0 | 0 | 39.5421 | 739.642 | 221.1979 | 0 | 0 | 0 | 0 | 0 | 0 | 16.7697 | 235.6727 | 43.7628 | 0 | 18.4467 | 325.8258 | 39.5421 | 1100.4201 | Unplanned Build | Potential Build Oil/Gas Combined Cycle2020
| 45 | SOUT COMBINED CYCLE 2019 | SouthEast Ghana Group | Oil/Gas | Oil/Gas Combined Cycle | 0 | 0 | 0 | 0 | 0 | 0 | 72.6459 | 150.2863 | 236.2581 | 0 | 0 | 0 | 0 | 0 | 0 | 10020.1275 | 20729.1384 | 32587.3287 | 0 | 0 | 0 | 0 | 0 | 0 | 15 | 15 | 15 | 0 | 0 | 0 | 0 | 0 | 0 | 3.48 | 3.48 | 3.48 | 0 | 0 | 0 | 0 | 0 | 0 | 0 | 0 | 0 | 0 | 0 | 0 | 0 | 0 | 0 | 1270.95 | 2629.27 | 4408 | 0% | 0% | 0% | 0% | 0% | 0% | 90% | 90% | 84.39% | 0 | 0 | 0 | 0 | 0 | 0 | 1323.0589 | 1414.0111 | 1851.6579 | 0 | 0 | 0 | 0 | 0 | 0 | 421.5674 | 279.7546 | 227.4687 | 0 | 771.4541 | 0 | 3010.7771 | Unplanned Build | Potential Build Oil/Gas Combined Cycle2019
| 46 | SOUT COMBINED CYCLE 2018 | SouthWest Ghana Group | Oil/Gas | Oil/Gas Combined Cycle | 0 | 0 | 0 | 0 | 0 | 0 | 0 | 54.9899 | 139.2279 | 0 | 0 | 0 | 0 | 0 | 0 | 0 | 7584.8197 | 19203.8472 | 0 | 0 | 0 | 0 | 0 | 0 | 0 | 15 | 15 | 0 | 0 | 0 | 0 | 0 | 0 | 0 | 3.48 | 3.48 | 0 | 0 | 0 | 0 | 0 | 0 | 0 | 0 | 0 | 0 | 0 | 0 | 0 | 0 | 0 | 0 | 962.052 | 2435.802 | 0% | 0% | 0% | 0% | 0% | 0% | 0% | 90% | 90% | [9 empty] | 0 | 0 | 0 | 0 | 0 | 0 | 0 | 0 | 0 | 0 | 0 | 0 | 0 | Unplanned Build | Potential Build Oil/Gas Combined Cycle2018
| 51 | NORT HYDRO SMALL 2023 | Northern Ghana Group | Water | Hydro | 0 | 0 | 0 | 0 | 0 | 0 | 0 | 0 | 0 | 0 | 0 | 0 | 0 | 74.46 | 74.46 | 74.46 | 74.46 | 74.46 | 0 | 0 | 0 | 0 | 45 | 45 | 45 | 45 | 45 | 0 | 0 | 0 | 0 | 3 | 3 | 3 | 3 | 3 | 0 | 0 | 0 | 0 | 0 | 0 | 0 | 0 | 0 | 0 | 0 | 0 | 0 | 20 | 20 | 20 | 20 | 20 | 0% | 0% | 0% | 0% | 42.5% | 42.5% | 42.5% | 42.5% | 42.5% | 0 | 0 | 0 | 0 | 120 | 0 | 0 | 0 | 0 | 0 | 0 | 0 | 0 | 67.7369 | 0 | 0 | 0 | 0 | 74.5106 | 74.5106 | 120 | 132 | Unplanned Build | Potential Build Hydro Small2023NORT
| 53 | SOUT HYDRO SMALL 2023 | SouthWest Ghana Group | Water | Hydro | 0 | 0 | 0 | 0 | 0 | 0 | 0 | 0 | 0 | 0 | 0 | 0 | 0 | 223.38 | 223.38 | 223.38 | 223.38 | 223.38 | 0 | 0 | 0 | 0 | 45 | 45 | 45 | 45 | 45 | 0 | 0 | 0 | 0 | 3 | 3 | 3 | 3 | 3 | 0 | 0 | 0 | 0 | 0 | 0 | 0 | 0 | 0 | 0 | 0 | 0 | 0 | 60 | 60 | 60 | 60 | 60 | 0% | 0% | 0% | 0% | 42.5% | 42.5% | 42.5% | 42.5% | 42.5% | 0 | 0 | 0 | 0 | 300 | 0 | 0 | 0 | 0 | 0 | 0 | 0 | 0 | 169.3422 | 0 | 0 | 0 | 0 | 186.2764 | 186.2764 | 300 | 330 | Unplanned Build | Potential Build Hydro Small2023SOUT
| 54 | ASHA INTERRUPTIBLE 2016 | Ashanti Group | Interruptible | Interruptible | 0 | 0 | 0 | 0 | 0 | 0 | 0 | 0 | 0 | 0 | 0 | 0 | 0 | 0 | 0 | 0 | 0 | 0 | 0 | 0 | 0 | 0 | 0 | 0 | 0 | 0 | 0 | 0 | 0 | 0 | 0 | 0 | 0 | 0 | 0 | 0 | 0 | 0 | 0 | 0 | 0 | 0 | 0 | 0 | 0 | 129.301 | 221.447 | 0 | 0 | 39.4406 | 338.24 | 0 | 0 | 0 | 0% | 0% | 0% | 0% | 0% | 0% | 0% | 0% | 0% | [9 empty] | 0 | 0 | 0 | 0 | 0 | 0 | 0 | 0 | 0 | 0 | 0 | 0 | 0 | Unplanned Build | Potential Build Interruptible2016
| 55 | BURK INTERRUPTIBLE 2016 | Burkina Group | Interruptible | Interruptible | 0 | 0 | 0 | 0 | 0 | 0 | 0 | 0 | 0 | 0 | 0 | 0 | 0 | 0 | 0 | 0 | 0 | 0 | 0 | 0 | 0 | 0 | 0 | 0 | 0 | 0 | 0 | 0 | 0 | 0 | 0 | 0 | 0 | 0 | 0 | 0 | 0 | 0 | 0 | 0 | 0 | 0 | 0 | 0 | 0 | 0 | 0 | 0 | 0 | 0.9 | 61.7 | 0 | 0 | 0 | 0% | 0% | 0% | 0% | 0% | 0% | 0% | 0% | 0% | [9 empty] | 0 | 0 | 0 | 0 | 0 | 0 | 0 | 0 | 0 | 0 | 0 | 0 | 0 | Unplanned Build | Potential Build Interruptible2016
| 58 | NORT INTERRUPTIBLE 2016 | Northern Ghana Group | Interruptible | Interruptible | 0 | 0 | 0 | 0 | 0 | 0 | 0 | 0 | 0 | 0 | 0 | 0 | 0 | 0 | 0 | 0 | 0 | 0 | 0 | 0 | 0 | 0 | 0 | 0 | 0 | 0 | 0 | 0 | 0 | 0 | 0 | 0 | 0 | 0 | 0 | 0 | 0 | 0 | 0 | 0 | 0 | 0 | 0 | 0 | 0 | 0 | 0 | 0 | 35.4976 | 151.062 | 108.906 | 0 | 0 | 0 | 0% | 0% | 0% | 0% | 0% | 0% | 0% | 0% | 0% | [9 empty] | 0 | 0 | 0 | 0 | 0 | 0 | 0 | 0 | 0 | 0 | 0 | 0 | 0 | Unplanned Build | Potential Build Interruptible2016
| 61 | TOGO INTERRUPTIBLE 2016 | Togo | Interruptible | Interruptible | 0 | 0 | 0 | 0 | 0 | 0 | 0 | 0 | 0 | 0 | 0 | 0 | 0 | 0 | 0 | 0 | 0 | 0 | 0 | 0 | 0 | 0 | 0 | 0 | 0 | 0 | 0 | 0 | 0 | 0 | 0 | 0 | 0 | 0 | 0 | 0 | 0 | 0 | 0 | 0 | 0 | 0 | 0 | 0 | 0 | 0 | 0 | 0 | 0 | 0 | 80.5916 | 0 | 0 | 0 | 0% | 0% | 0% | 0% | 0% | 0% | 0% | 0% | 0% | [9 empty] | 0 | 0 | 0 | 0 | 0 | 0 | 0 | 0 | 0 | 0 | 0 | 0 | 0 | Unplanned Build | Potential Build Interruptible2016
| 65 | ASHA SOLAR PV 2035 | Ashanti Group | Sun | Solar PV | 0 | 0 | 0 | 0 | 0 | 0 | 0 | 0 | 0 | 0 | 0 | 0 | 0 | 0 | 0 | 0 | 25.3501 | 139.4256 | 0 | 0 | 0 | 0 | 0 | 0 | 0 | 25 | 25 | 0 | 0 | 0 | 0 | 0 | 0 | 0 | 0 | 0 | 0 | 0 | 0 | 0 | 0 | 0 | 0 | 0 | 0 | 0 | 0 | 0 | 0 | 0 | 0 | 0 | 20 | 110 | 0% | 0% | 0% | 0% | 0% | 0% | 0% | 14.47% | 14.47% | 0 | 0 | 0 | 0 | 0 | 0 | 0 | 15.2 | 68.4 | 0 | 0 | 0 | 0 | 0 | 0 | 0 | 3.0072 | 8.4027 | 0 | 3.308 | 0 | 16.72 | Unplanned Build | Potential Build Solar PV2035
| 68 | SOUT SOLAR PV 2035 | SouthWest Ghana Group | Sun | Solar PV | 0 | 0 | 0 | 0 | 0 | 0 | 0 | 0 | 0 | 0 | 0 | 0 | 0 | 0 | 0 | 0 | 25.3501 | 114.0755 | 0 | 0 | 0 | 0 | 0 | 0 | 0 | 25 | 25 | 0 | 0 | 0 | 0 | 0 | 0 | 0 | 0 | 0 | 0 | 0 | 0 | 0 | 0 | 0 | 0 | 0 | 0 | 0 | 0 | 0 | 0 | 0 | 0 | 0 | 20 | 90 | 0% | 0% | 0% | 0% | 0% | 0% | 0% | 14.47% | 14.47% | 0 | 0 | 0 | 0 | 0 | 0 | 0 | 15.2 | 53.2 | 0 | 0 | 0 | 0 | 0 | 0 | 0 | 3.0072 | 6.5354 | 0 | 3.308 | 0 | 16.72 | Unplanned Build | Potential Build Solar PV2035
| 69 | NORT SOLAR PV 2018 | Northern Ghana Group | Sun | Solar PV | 0 | 0 | 0 | 0 | 0 | 0 | 0 | 0 | 0 | 0 | 0 | 67.5263 | 67.5263 | 67.5263 | 67.5263 | 67.5263 | 67.5263 | 67.5263 | 0 | 0 | 24.8 | 24.8 | 24.8 | 24.8 | 24.8 | 24.8 | 24.8 | 0 | 0 | 0 | 0 | 0 | 0 | 0 | 0 | 0 | 0 | 0 | 0 | 0 | 0 | 0 | 0 | 0 | 0 | 0 | 0 | 47.1565 | 47.1565 | 47.1565 | 47.1565 | 47.1565 | 47.1565 | 47.1565 | 0% | 0% | 16.35% | 16.35% | 16.35% | 16.35% | 16.35% | 16.35% | 16.35% | 0 | 0 | 58.6155 | 0 | 0 | 0 | 0 | 0 | 0 | 0 | 0 | 44.0387 | 0 | 0 | 0 | 0 | 0 | 0 | 48.4426 | 48.4426 | 58.6155 | 64.4771 | Unplanned Build | Potential Build Solar PV2018
| 71 | NORT SOLAR PV 2023 | Northern Ghana Group | Sun | Solar PV | 0 | 0 | 0 | 0 | 0 | 0 | 0 | 0 | 0 | 0 | 0 | 0 | 0 | 143.1961 | 286.3922 | 286.3922 | 286.3922 | 286.3922 | 0 | 0 | 0 | 0 | 24.8 | 24.8 | 24.8 | 24.8 | 24.8 | 0 | 0 | 0 | 0 | 0 | 0 | 0 | 0 | 0 | 0 | 0 | 0 | 0 | 0 | 0 | 0 | 0 | 0 | 0 | 0 | 0 | 0 | 100 | 200 | 200 | 200 | 200 | 0% | 0% | 0% | 0% | 16.35% | 16.35% | 16.35% | 16.35% | 16.35% | 0 | 0 | 0 | 0 | 95.7 | 95.7 | 0 | 0 | 0 | 0 | 0 | 0 | 0 | 54.0202 | 40.5861 | 0 | 0 | 0 | 104.0669 | 104.0669 | 191.4 | 210.54 | Unplanned Build | Potential Build Solar PV2023
| 72 | NORT SOLAR PV 2026 | Northern Ghana Group | Sun | Solar PV | 0 | 0 | 0 | 0 | 0 | 0 | 0 | 0 | 0 | 0 | 0 | 0 | 0 | 0 | 143.1961 | 429.5883 | 429.5883 | 429.5883 | 0 | 0 | 0 | 0 | 0 | 24.8 | 24.8 | 24.8 | 24.8 | 0 | 0 | 0 | 0 | 0 | 0 | 0 | 0 | 0 | 0 | 0 | 0 | 0 | 0 | 0 | 0 | 0 | 0 | 0 | 0 | 0 | 0 | 0 | 100 | 300 | 300 | 300 | 0% | 0% | 0% | 0% | 0% | 16.35% | 16.35% | 16.35% | 16.35% | 0 | 0 | 0 | 0 | 0 | 89.5 | 179 | 0 | 0 | 0 | 0 | 0 | 0 | 0 | 37.9567 | 57.0349 | 0 | 0 | 41.7524 | 104.4908 | 89.5 | 295.35 | Unplanned Build | Potential Build Solar PV2026
| 73 | NORT SOLAR PV 2030 | Northern Ghana Group | Sun | Solar PV | 0 | 0 | 0 | 0 | 0 | 0 | 0 | 0 | 0 | 0 | 0 | 0 | 0 | 0 | 0 | 71.598 | 357.9902 | 357.9902 | 0 | 0 | 0 | 0 | 0 | 0 | 24.8 | 24.8 | 24.8 | 0 | 0 | 0 | 0 | 0 | 0 | 0 | 0 | 0 | 0 | 0 | 0 | 0 | 0 | 0 | 0 | 0 | 0 | 0 | 0 | 0 | 0 | 0 | 0 | 50 | 250 | 250 | 0% | 0% | 0% | 0% | 0% | 0% | 16.35% | 16.35% | 16.35% | 0 | 0 | 0 | 0 | 0 | 0 | 41.4 | 165.6 | 0 | 0 | 0 | 0 | 0 | 0 | 0 | 13.1913 | 32.7631 | 0 | 0 | 50.5498 | 0 | 227.7 | Unplanned Build | Potential Build Solar PV2030
| 74 | NORT SOLAR PV 2035 | Northern Ghana Group | Sun | Solar PV | 0 | 0 | 0 | 0 | 0 | 0 | 0 | 0 | 0 | 0 | 0 | 0 | 0 | 0 | 0 | 0 | 143.1961 | 859.1766 | 0 | 0 | 0 | 0 | 0 | 0 | 0 | 24.8 | 24.8 | 0 | 0 | 0 | 0 | 0 | 0 | 0 | 0 | 0 | 0 | 0 | 0 | 0 | 0 | 0 | 0 | 0 | 0 | 0 | 0 | 0 | 0 | 0 | 0 | 0 | 100 | 600 | 0% | 0% | 0% | 0% | 0% | 0% | 0% | 16.35% | 16.35% | 0 | 0 | 0 | 0 | 0 | 0 | 0 | 76 | 380 | 0 | 0 | 0 | 0 | 0 | 0 | 0 | 15.0362 | 46.6815 | 0 | 16.5398 | 0 | 83.6 | Unplanned Build | Potential Build Solar PV2035
| 78 | SOUT SOLAR PV 2035 | SouthEast Ghana Group | Sun | Solar PV | 0 | 0 | 0 | 0 | 0 | 0 | 0 | 0 | 0 | 0 | 0 | 0 | 0 | 0 | 0 | 0 | 126.7505 | 570.3773 | 0 | 0 | 0 | 0 | 0 | 0 | 0 | 25 | 25 | 0 | 0 | 0 | 0 | 0 | 0 | 0 | 0 | 0 | 0 | 0 | 0 | 0 | 0 | 0 | 0 | 0 | 0 | 0 | 0 | 0 | 0 | 0 | 0 | 0 | 100 | 450 | 0% | 0% | 0% | 0% | 0% | 0% | 0% | 14.47% | 14.47% | 0 | 0 | 0 | 0 | 0 | 0 | 0 | 76 | 266 | 0 | 0 | 0 | 0 | 0 | 0 | 0 | 15.0362 | 32.677 | 0 | 16.5398 | 0 | 83.6 | Unplanned Build | Potential Build Solar PV2035
| 82 | SOUT SOLAR PV 2035 | SouthWest Ghana Group | Sun | Solar PV | 0 | 0 | 0 | 0 | 0 | 0 | 0 | 0 | 0 | 0 | 0 | 0 | 0 | 0 | 0 | 0 | 25.3501 | 304.2012 | 0 | 0 | 0 | 0 | 0 | 0 | 0 | 25 | 25 | 0 | 0 | 0 | 0 | 0 | 0 | 0 | 0 | 0 | 0 | 0 | 0 | 0 | 0 | 0 | 0 | 0 | 0 | 0 | 0 | 0 | 0 | 0 | 0 | 0 | 20 | 240 | 0% | 0% | 0% | 0% | 0% | 0% | 0% | 14.47% | 14.47% | 0 | 0 | 0 | 0 | 0 | 0 | 0 | 15.2 | 167.2 | 0 | 0 | 0 | 0 | 0 | 0 | 0 | 3.0072 | 20.5398 | 0 | 3.308 | 0 | 16.72 | Unplanned Build | Potential Build Solar PV2035
| 85 | SOUT SOLAR PV 2035 | SouthEast Ghana Group | Sun | Solar PV | 0 | 0 | 0 | 0 | 0 | 0 | 0 | 0 | 0 | 0 | 0 | 0 | 0 | 0 | 0 | 0 | 25.3501 | 76.0503 | 0 | 0 | 0 | 0 | 0 | 0 | 0 | 25 | 25 | 0 | 0 | 0 | 0 | 0 | 0 | 0 | 0 | 0 | 0 | 0 | 0 | 0 | 0 | 0 | 0 | 0 | 0 | 0 | 0 | 0 | 0 | 0 | 0 | 0 | 20 | 60 | 0% | 0% | 0% | 0% | 0% | 0% | 0% | 14.47% | 14.47% | 0 | 0 | 0 | 0 | 0 | 0 | 0 | 15.2 | 30.4 | 0 | 0 | 0 | 0 | 0 | 0 | 0 | 3.0072 | 3.7345 | 0 | 3.308 | 0 | 16.72 | Unplanned Build | Potential Build Solar PV2035
| 88 | ASHA SOLAR PV WITH STORAGE 2035 | Ashanti Group | Sun + storage | Solar PV + Storage | 0 | 0 | 0 | 0 | 0 | 0 | 0 | 0 | 0 | 0 | 0 | 0 | 0 | 0 | 0 | 0 | 12.675 | 76.0503 | 0 | 0 | 0 | 0 | 0 | 0 | 0 | 28 | 28 | 0 | 0 | 0 | 0 | 0 | 0 | 0 | 0 | 0 | 0 | 0 | 0 | 0 | 0 | 0 | 0 | 0 | 0 | 0 | 0 | 0 | 0 | 0 | 0 | 0 | 10 | 60 | 0% | 0% | 0% | 0% | 0% | 0% | 0% | 14.47% | 14.47% | 0 | 0 | 0 | 0 | 0 | 0 | 0 | 10.8 | 54 | 0 | 0 | 0 | 0 | 0 | 0 | 0 | 2.1367 | 6.6337 | 0 | 2.3504 | 0 | 11.88 | Unplanned Build | Potential Build Solar PV with storage2035
| 91 | SOUT SOLAR PV WITH STORAGE 2035 | SouthWest Ghana Group | Sun + storage | Solar PV + Storage | 0 | 0 | 0 | 0 | 0 | 0 | 0 | 0 | 0 | 0 | 0 | 0 | 0 | 0 | 0 | 0 | 0 | 50.7002 | 0 | 0 | 0 | 0 | 0 | 0 | 0 | 0 | 28 | 0 | 0 | 0 | 0 | 0 | 0 | 0 | 0 | 0 | 0 | 0 | 0 | 0 | 0 | 0 | 0 | 0 | 0 | 0 | 0 | 0 | 0 | 0 | 0 | 0 | 0 | 40 | 0% | 0% | 0% | 0% | 0% | 0% | 0% | 0% | 14.47% | [9 empty] | 0 | 0 | 0 | 0 | 0 | 0 | 0 | 0 | 0 | 0 | 0 | 0 | 0 | Unplanned Build
| 94 | NORT SOLAR PV WITH STORAGE 2035 | Northern Ghana Group | Sun + storage | Solar PV + Storage | 0 | 0 | 0 | 0 | 0 | 0 | 0 | 0 | 0 | 0 | 0 | 0 | 0 | 0 | 0 | 0 | 63.3752 | 380.2515 | 0 | 0 | 0 | 0 | 0 | 0 | 0 | 28 | 28 | 0 | 0 | 0 | 0 | 0 | 0 | 0 | 0 | 0 | 0 | 0 | 0 | 0 | 0 | 0 | 0 | 0 | 0 | 0 | 0 | 0 | 0 | 0 | 0 | 0 | 50 | 300 | 0% | 0% | 0% | 0% | 0% | 0% | 0% | 14.47% | 14.47% | 0 | 0 | 0 | 0 | 0 | 0 | 0 | 54 | 270 | 0 | 0 | 0 | 0 | 0 | 0 | 0 | 10.6836 | 33.1684 | 0 | 11.752 | 0 | 59.4 | Unplanned Build | Potential Build Solar PV with storage2035
| 97 | SOUT SOLAR PV WITH STORAGE 2035 | SouthEast Ghana Group | Sun + storage | Solar PV + Storage | 0 | 0 | 0 | 0 | 0 | 0 | 0 | 0 | 0 | 0 | 0 | 0 | 0 | 0 | 0 | 0 | 63.3752 | 278.8511 | 0 | 0 | 0 | 0 | 0 | 0 | 0 | 28 | 28 | 0 | 0 | 0 | 0 | 0 | 0 | 0 | 0 | 0 | 0 | 0 | 0 | 0 | 0 | 0 | 0 | 0 | 0 | 0 | 0 | 0 | 0 | 0 | 0 | 0 | 50 | 220 | 0% | 0% | 0% | 0% | 0% | 0% | 0% | 14.47% | 14.47% | 0 | 0 | 0 | 0 | 0 | 0 | 0 | 54 | 183.6 | 0 | 0 | 0 | 0 | 0 | 0 | 0 | 10.6836 | 22.5545 | 0 | 11.752 | 0 | 59.4 | Unplanned Build | Potential Build Solar PV with storage2035
| 100 | SOUT SOLAR PV WITH STORAGE 2035 | SouthWest Ghana Group | Sun + storage | Solar PV + Storage | 0 | 0 | 0 | 0 | 0 | 0 | 0 | 0 | 0 | 0 | 0 | 0 | 0 | 0 | 0 | 0 | 0 | 88.7253 | 0 | 0 | 0 | 0 | 0 | 0 | 0 | 0 | 28 | 0 | 0 | 0 | 0 | 0 | 0 | 0 | 0 | 0 | 0 | 0 | 0 | 0 | 0 | 0 | 0 | 0 | 0 | 0 | 0 | 0 | 0 | 0 | 0 | 0 | 0 | 70 | 0% | 0% | 0% | 0% | 0% | 0% | 0% | 0% | 14.47% | [9 empty] | 0 | 0 | 0 | 0 | 0 | 0 | 0 | 0 | 0 | 0 | 0 | 0 | 0 | Unplanned Build
| 103 | SOUT SOLAR PV WITH STORAGE 2035 | SouthEast Ghana Group | Sun + storage | Solar PV + Storage | 0 | 0 | 0 | 0 | 0 | 0 | 0 | 0 | 0 | 0 | 0 | 0 | 0 | 0 | 0 | 0 | 12.675 | 50.7002 | 0 | 0 | 0 | 0 | 0 | 0 | 0 | 28 | 28 | 0 | 0 | 0 | 0 | 0 | 0 | 0 | 0 | 0 | 0 | 0 | 0 | 0 | 0 | 0 | 0 | 0 | 0 | 0 | 0 | 0 | 0 | 0 | 0 | 0 | 10 | 40 | 0% | 0% | 0% | 0% | 0% | 0% | 0% | 14.47% | 14.47% | 0 | 0 | 0 | 0 | 0 | 0 | 0 | 10.8 | 32.4 | 0 | 0 | 0 | 0 | 0 | 0 | 0 | 2.1367 | 3.9802 | 0 | 2.3504 | 0 | 11.88 | Unplanned Build | Potential Build Solar PV with storage2035
| 104 | SOUT WIND TURBINE 2020 | SouthEast Ghana Group | Wind | Wind | 0 | 0 | 0 | 0 | 0 | 0 | 0 | 0 | 0 | 0 | 0 | 0 | 164.5 | 339.6525 | 689.9575 | 689.9575 | 689.9575 | 689.9575 | 0 | 0 | 0 | 46.71 | 46.71 | 46.71 | 46.71 | 46.71 | 46.71 | 0 | 0 | 0 | 0 | 0 | 0 | 0 | 0 | 0 | 0 | 0 | 0 | 0 | 0 | 0 | 0 | 0 | 0 | 0 | 0 | 0 | 70.4386 | 145.4386 | 295.4386 | 295.4386 | 295.4386 | 295.4386 | 0% | 0% | 0% | 26.66% | 26.66% | 26.66% | 26.66% | 26.66% | 26.66% | 0 | 0 | 0 | 108.9685 | 116.025 | 232.05 | 0 | 0 | 0 | 0 | 0 | 0 | 74.427 | 65.4931 | 98.4119 | 0 | 0 | 0 | 262.1651 | 262.1651 | 457.0435 | 502.7479 | Unplanned Build | Potential Build Wind2020
| 105 | SOUT WIND TURBINE 2026 | SouthEast Ghana Group | Wind | Wind | 0 | 0 | 0 | 0 | 0 | 0 | 0 | 0 | 0 | 0 | 0 | 0 | 0 | 0 | 350.305 | 817.3784 | 1050.9151 | 1050.9151 | 0 | 0 | 0 | 0 | 0 | 46.71 | 46.71 | 46.71 | 46.71 | 0 | 0 | 0 | 0 | 0 | 0 | 0 | 0 | 0 | 0 | 0 | 0 | 0 | 0 | 0 | 0 | 0 | 0 | 0 | 0 | 0 | 0 | 0 | 150 | 350 | 450 | 450 | 0% | 0% | 0% | 0% | 0% | 26.66% | 26.66% | 26.66% | 26.66% | 0 | 0 | 0 | 0 | 0 | 219 | 292 | 146 | 0 | 0 | 0 | 0 | 0 | 0 | 92.8774 | 93.0402 | 28.8853 | 0 | 102.1651 | 236.2832 | 219 | 722.7 | Unplanned Build | Potential Build Wind2026
| 106 | SOUT WIND TURBINE 2035 | SouthEast Ghana Group | Wind | Wind | 0 | 0 | 0 | 0 | 0 | 0 | 0 | 0 | 0 | 0 | 0 | 0 | 0 | 0 | 0 | 0 | 467.0734 | 467.0734 | 0 | 0 | 0 | 0 | 0 | 0 | 0 | 47 | 47 | 0 | 0 | 0 | 0 | 0 | 0 | 0 | 0 | 0 | 0 | 0 | 0 | 0 | 0 | 0 | 0 | 0 | 0 | 0 | 0 | 0 | 0 | 0 | 0 | 0 | 200 | 200 | 0% | 0% | 0% | 0% | 0% | 0% | 0% | 26.66% | 26.66% | 0 | 0 | 0 | 0 | 0 | 0 | 0 | 268.8 | 0 | 0 | 0 | 0 | 0 | 0 | 0 | 0 | 53.1806 | 0 | 0 | 58.4987 | 0 | 295.68 | Unplanned Build | Potential Build Wind2035
[6 empty] | 0 | 0 | 0 | 0 | 0 | 0 | 0 |  |  | 0 | 0 | 0 | 0 | 0 | 0 | 0 |  |  | 0 | 0 | 0 | 0 | 0 | 0 | 0 |  |  | 0 | 0 | 0 | 0 | 0 | 0 | 0 |  |  | 0 | 0 | 0 | 0 | 0 | 0 | 0 |  |  | 0 | 0 | 0 | 0 | 0 | 0 | 0 |  |  | 0 | 0 | 0 | 0 | 0 | 0 | 0 |  |  | #VALUE! | #VALUE! | #VALUE! | #VALUE! | #VALUE! | #VALUE! | #VALUE! |  |  | #VALUE! | #VALUE! | #VALUE! | #VALUE! | #VALUE! | #VALUE! | #VALUE!

## Low Demand
Back to Contents | [77 empty] | 90.91% | 82.64% | 75.13% | 68.3% | 56.45% | 42.41% | 31.86% | 19.78% | 12.28% | Cap Cost NPV |  | Cap Cost -- no NPV
|  | Plant Name |  |  |  | FUEL CONSUMPTION | [8 empty] | GENERATION | [8 empty] | FOM (USD/kW-yr | [8 empty] | VOM (USD/MWh) | [8 empty] | Fuel Cost (USD/MWh) | [8 empty] | Available Capacity | [8 empty] | Capacity Factors | [8 empty] | Total Capital Cost | [8 empty] | Total Capital Cost (NPV) | [8 empty] | 949.7875 | 1731.4936 | 1715.1011 | 5153.556 | Unplanned? | Plant Name
| UnitID |  | Model Region | Fuel Type | Capacity Type | 2017 | 2018 | 2019 | 2020 | 2023 | 2026 | 2030 | 2035 | 2040 | 2017 | 2018 | 2019 | 2020 | 2023 | 2026 | 2030 | 2035 | 2040 | 2017 | 2018 | 2019 | 2020 | 2023 | 2026 | 2030 | 2035 | 2040 | 2017 | 2018 | 2019 | 2020 | 2023 | 2026 | 2030 | 2035 | 2040 | 2017 | 2018 | 2019 | 2020 | 2023 | 2026 | 2030 | 2035 | 2040 | 2017 | 2018 | 2019 | 2020 | 2023 | 2026 | 2030 | 2035 | 2040 | 2017 | 2018 | 2019 | 2020 | 2023 | 2026 | 2030 | 2035 | 2040 | 2017 | 2018 | 2019 | 2020 | 2023 | 2026 | 2030 | 2035 | 2040 | 2017 | 2018 | 2019 | 2020 | 2023 | 2026 | 2030 | 2035 | 2040 | 10-year | 20-year | 10-year | 20-year
| 1 | CENIT | SouthEast Ghana Group | Oil | Oil Combustion | 0 | 0 | 0 | 0 | 0 | 0 | 0 | 0 | 0 | 0 | 0 | 0 | 0 | 0 | 0 | 0 | 0 | 0 | 11.83 | 11.83 | 11.83 | 11.83 | 11.83 | 11.83 | 11.83 | 0 | 0 | 0 | 0 | 0 | 0 | 0 | 0 | 0 | 0 | 0 | 0 | 0 | 0 | 0 | 0 | 0 | 0 | 0 | 0 | 100 | 100 | 100 | 100 | 100 | 100 | 100 |  |  | 0% | 0% | 0% | 0% | 0% | 0% | 0% | [11 empty] | 0 | 0 | 0 | 0 | 0 | 0 | 0 | 0 | 0 | 0 | 0 | 0 | 0 | Existing & Under Const. Plant
| 2 | Trojan 2B | SouthEast Ghana Group | Oil | Oil Combustion | 1.0933 | 0 | 0 | 0 | 0 | 0 | 0 | 0 | 0 | 129.5385 | 0 | 0 | 0 | 0 | 0 | 0 | 0 | 0 | 34 | 34 | 34 | 34 | 0 | 0 | 0 | 0 | 0 | 5.5 | 0 | 0 | 0 | 0 | 0 | 0 | 0 | 0 | 0 | 0 | 0 | 0 | 0 | 0 | 0 | 0 | 0 | 16.25 | 16.25 | 16.25 | 16.25 | [5 empty] | 91% | 0% | 0% | 0% | [14 empty] | 0 | 0 | 0 | 0 | 0 | 0 | 0 | 0 | 0 | 0 | 0 | 0 | 0 | Existing & Under Const. Plant
| 3 | Trojan 2A | Ashanti Group | Oil | Oil Combustion | 0.26958 | 0 | 0 | 0 | 0 | 0 | 0 | 0 | 0 | 31.941 | 0 | 0 | 0 | 0 | 0 | 0 | 0 | 0 | 34 | 34 | 34 | 34 | 0 | 0 | 0 | 0 | 0 | 5.5 | 0 | 0 | 0 | 0 | 0 | 0 | 0 | 0 | 0 | 0 | 0 | 0 | 0 | 0 | 0 | 0 | 0 | 16.25 | 16.25 | 16.25 | 16.25 | [5 empty] | 22.44% | 0% | 0% | 0% | [14 empty] | 0 | 0 | 0 | 0 | 0 | 0 | 0 | 0 | 0 | 0 | 0 | 0 | 0 | Existing & Under Const. Plant
| 4 | GP Tarkwa Plant | SouthWest Ghana Group | Oil | Oil Combustion | 0 | 0 | 0 | 0 | 0 | 0 | 0 | 0.0067012 | 0.020849 | 0 | 0 | 0 | 0 | 0 | 0 | 0 | 0.67512 | 2.1004 | 17.5 | 17.5 | 17.5 | 17.5 | 17.5 | 17.5 | 17.5 | 17.5 | 17.5 | 0 | 0 | 0 | 0 | 0 | 0 | 0 | 3.5 | 3.5 | 0 | 0 | 0 | 0 | 0 | 0 | 0 | 0 | 0 | 33 | 33 | 33 | 33 | 33 | 33 | 33 | 33 | 33 | 0% | 0% | 0% | 0% | 0% | 0% | 0% | 0.2335% | 0.7266% | [9 empty] | 0 | 0 | 0 | 0 | 0 | 0 | 0 | 0 | 0 | 0 | 0 | 0 | 0 | Existing & Under Const. Plant
| 5 | GP Chirano Plant | SouthWest Ghana Group | Oil | Oil Combustion | 0 | 0 | 0 | 0 | 0 | 0 | 0 | 0 | 0.010604 | 0 | 0 | 0 | 0 | 0 | 0 | 0 | 0 | 0.96399 | 17.5 | 17.5 | 17.5 | 17.5 | 17.5 | 17.5 | 17.5 | 17.5 | 17.5 | 0 | 0 | 0 | 0 | 0 | 0 | 0 | 0 | 3.5 | 0 | 0 | 0 | 0 | 0 | 0 | 0 | 0 | 0 | 30 | 30 | 30 | 30 | 30 | 30 | 30 | 30 | 30 | 0% | 0% | 0% | 0% | 0% | 0% | 0% | 0% | 0.3668% | [9 empty] | 0 | 0 | 0 | 0 | 0 | 0 | 0 | 0 | 0 | 0 | 0 | 0 | 0 | Existing & Under Const. Plant
| 6 | GP Darmang Plant | SouthWest Ghana Group | Oil | Oil Combustion | 0 | 0 | 0 | 0 | 0 | 0 | 0 | 0 | 0.017253 | 0 | 0 | 0 | 0 | 0 | 0 | 0 | 0 | 1.6231 | 17.5 | 17.5 | 17.5 | 17.5 | 17.5 | 17.5 | 17.5 | 17.5 | 17.5 | 0 | 0 | 0 | 0 | 0 | 0 | 0 | 0 | 3.5 | 0 | 0 | 0 | 0 | 0 | 0 | 0 | 0 | 0 | 25.5 | 25.5 | 25.5 | 25.5 | 25.5 | 25.5 | 25.5 | 25.5 | 25.5 | 0% | 0% | 0% | 0% | 0% | 0% | 0% | 0% | 0.7266% | [9 empty] | 0 | 0 | 0 | 0 | 0 | 0 | 0 | 0 | 0 | 0 | 0 | 0 | 0 | Existing & Under Const. Plant
| 7 | SAPP 2 | SouthEast Ghana Group | Oil/Gas | Oil/Gas Combined Cycle | 10.2079 | 20.205 | 0 | 0 | 21.6621 | 10.6417 | 0.65264 | 0 | 0 | 1308.7026 | 2590.3835 | 0 | 0 | 2777.1946 | 1364.3204 | 83.6718 | 0 | 0 | 16 | 16 | 16 | 16 | 16 | 16 | 16 | 16 | 16 | 3.5 | 3.5 | 0 | 0 | 3.5 | 3.5 | 3.5 | 0 | 0 | 0 | 0 | 0 | 0 | 0 | 0 | 0 | 0 | 0 | 370 | 370 | 370 | 370 | 370 | 370 | 370 | 370 | 370 | 40.38% | 79.92% | 0% | 0% | 85.68% | 42.09% | 2.582% | 0% | 0% | [9 empty] | 0 | 0 | 0 | 0 | 0 | 0 | 0 | 0 | 0 | 0 | 0 | 0 | 0 | Existing & Under Const. Plant
| 8 | Cenpower | SouthEast Ghana Group | Oil/Gas | Oil/Gas Combined Cycle | 0 | 0 | 0 | 0 | 0 | 0 | 0 | 0 | 0 | 0 | 0 | 0 | 0 | 0 | 0 | 0 | 0 | 0 | 0 | 16 | 16 | 16 | 16 | 16 | 16 | 16 | 16 | 0 | 0 | 0 | 0 | 0 | 0 | 0 | 0 | 0 | 0 | 0 | 0 | 0 | 0 | 0 | 0 | 0 | 0 |  | 340 | 340 | 340 | 340 | 340 | 340 | 340 | 340 |  | 0% | 0% | 0% | 0% | 0% | 0% | 0% | 0% | [9 empty] | 0 | 0 | 0 | 0 | 0 | 0 | 0 | 0 | 0 | 0 | 0 | 0 | 0 | Existing & Under Const. Plant
| 9 | KarpowerShip 1 | SouthEast Ghana Group | Oil/Gas | Oil/Gas Combined Cycle | 12.3506 | 0 | 0 | 0 | 0 | 0 | 0 | 0 | 0 | 1616.5656 | 0 | 0 | 0 | 0 | 0 | 0 | 0 | 0 | 177.828 | 0 | 0 | 0 | 0 | 0 | 0 | 0 | 0 | 3.5 | 0 | 0 | 0 | 0 | 0 | 0 | 0 | 0 | 0 | 0 | 0 | 0 | 0 | 0 | 0 | 0 | 0 | 247 | [8 empty] | 74.71% | [17 empty] | 0 | 0 | 0 | 0 | 0 | 0 | 0 | 0 | 0 | 0 | 0 | 0 | 0 | Existing & Under Const. Plant
| 10 | AKSA | SouthEast Ghana Group | Oil/Gas | Oil/Gas Combined Cycle | 10.1595 | 0 | 14.1342 | 13.054 | 0 | 0 | 0 | 0 | 0 | 1195.236 | 0 | 1662.8436 | 1535.7659 | 0 | 0 | 0 | 0 | 0 | 16 | 16 | 16 | 16 | 16 | 16 | 16 | 16 | 16 | 3.5 | 0 | 3.5 | 3.5 | 0 | 0 | 0 | 0 | 0 | 0 | 0 | 0 | 0 | 0 | 0 | 0 | 0 | 0 | 250 | 375 | 375 | 375 | 375 | 375 | 375 | 375 | 375 | 54.58% | 0% | 50.62% | 46.75% | 0% | 0% | 0% | 0% | 0% | [9 empty] | 0 | 0 | 0 | 0 | 0 | 0 | 0 | 0 | 0 | 0 | 0 | 0 | 0 | Existing & Under Const. Plant
| 11 | TAPCO (T1) | SouthWest Ghana Group | Oil/Gas | Oil/Gas Combined Cycle | 11.645 | 17.1872 | 9.5854 | 3.1317 | 0 | 17.1872 | 16.2955 | 0 | 0 | 1496.2079 | 2208.3 | 1231.5796 | 402.3785 | 0 | 2208.3 | 2093.732 | 0 | 0 | 18.7 | 18.7 | 18.7 | 18.7 | 18.7 | 18.7 | 18.7 | 18.7 | 18.7 | 5 | 5 | 5 | 5 | 0 | 5 | 5 | 0 | 0 | 0 | 0 | 0 | 0 | 0 | 0 | 0 | 0 | 0 | 305 | 305 | 305 | 305 | 305 | 305 | 305 | 305 | 305 | 56% | 82.65% | 46.1% | 15.06% | 0% | 82.65% | 78.36% | 0% | 0% | [9 empty] | 0 | 0 | 0 | 0 | 0 | 0 | 0 | 0 | 0 | 0 | 0 | 0 | 0 | Existing & Under Const. Plant
| 12 | TICO (T2) | SouthWest Ghana Group | Oil/Gas | Oil/Gas Combined Cycle | 17.7346 | 17.7346 | 0 | 0 | 4.3136 | 17.7346 | 17.7346 | 5.5692 | 0 | 2382.7204 | 2382.72 | 0 | 0 | 579.554 | 2382.72 | 2382.72 | 748.2434 | 0 | 30.94 | 30.94 | 30.94 | 30.94 | 30.94 | 30.94 | 30.94 | 30.94 | 30.94 | 4.9 | 4.9 | 0 | 0 | 4.9 | 4.9 | 4.9 | 4.9 | 0 | 0 | 0 | 0 | 0 | 0 | 0 | 0 | 0 | 0 | 320 | 320 | 320 | 320 | 320 | 320 | 320 | 320 | 320 | 85% | 85% | 0% | 0% | 20.67% | 85% | 85% | 26.69% | 0% | [9 empty] | 0 | 0 | 0 | 0 | 0 | 0 | 0 | 0 | 0 | 0 | 0 | 0 | 0 | Existing & Under Const. Plant
| 13 | Amandi | SouthWest Ghana Group | Oil/Gas | Oil/Gas Combined Cycle | 0 | 0 | 8.0946 | 12.0103 | 0 | 5.4553 | 0 | 0 | 0 | 0 | 0 | 987.1488 | 1464.672 | 0 | 665.2784 | 0 | 0 | 0 | 0 | 0 | 30.94 | 30.94 | 30.94 | 30.94 | 30.94 | 30.94 | 30.94 | 0 | 0 | 4.9 | 4.9 | 0 | 4.9 | 0 | 0 | 0 | 0 | 0 | 0 | 0 | 0 | 0 | 0 | 0 | 0 |  |  | 190 | 190 | 190 | 190 | 190 | 190 | 190 |  |  | 59.31% | 88% | 0% | 39.97% | 0% | 0% | 0% | [9 empty] | 0 | 0 | 0 | 0 | 0 | 0 | 0 | 0 | 0 | 0 | 0 | 0 | 0 | Existing & Under Const. Plant
| 14 | KarpowerShip 2 | SouthWest Ghana Group | Oil/Gas | Oil/Gas Combined Cycle | 0 | 24.5592 | 31.8841 | 31.8841 | 31.8841 | 0 | 0 | 0 | 0 | 0 | 2884.5635 | 3744.9 | 3744.9 | 3744.9 | 0 | 0 | 0 | 0 | 0 | 177.828 | 177.828 | 177.828 | 177.828 | 0 | 0 | 0 | 0 | 0 | 3.5 | 3.5 | 3.5 | 3.5 | 0 | 0 | 0 | 0 | 0 | 0 | 0 | 0 | 0 | 0 | 0 | 0 | 0 |  | 450 | 450 | 450 | 450 | [5 empty] | 73.18% | 95% | 95% | 95% | [13 empty] | 0 | 0 | 0 | 0 | 0 | 0 | 0 | 0 | 0 | 0 | 0 | 0 | 0 | Existing & Under Const. Plant
| 15 | Early Power | SouthEast Ghana Group | Oil/Gas | Oil/Gas Combustion | 0 | 0 | 0 | 0 | 23.0656 | 23.0656 | 18.6772 | 0 | 0 | 0 | 0 | 0 | 0 | 3075.417 | 3075.4174 | 2490.2875 | 0 | 0 | 0 | 0 | 16 | 16 | 16 | 16 | 16 | 16 | 16 | 0 | 0 | 0 | 0 | 3.5 | 3.5 | 3.5 | 0 | 0 | 0 | 0 | 0 | 0 | 0 | 0 | 0 | 0 | 0 |  |  | 377.5 | 377.5 | 377.5 | 377.5 | 377.5 | 377.5 | 377.5 |  |  | 0% | 0% | 93% | 93% | 75.31% | 0% | 0% | [9 empty] | 0 | 0 | 0 | 0 | 0 | 0 | 0 | 0 | 0 | 0 | 0 | 0 | 0 | Existing & Under Const. Plant
| 16 | TT1PP | SouthEast Ghana Group | Oil/Gas | Oil/Gas Combustion | 0 | 0 | 0 | 0 | 0 | 0 | 0 | 0 | 0 | 0 | 0 | 0 | 0 | 0 | 0 | 0 | 0 | 0 | 14.3 | 14.3 | 14.3 | 14.3 | 14.3 | 14.3 | 14.3 | 14.3 | 14.3 | 0 | 0 | 0 | 0 | 0 | 0 | 0 | 0 | 0 | 0 | 0 | 0 | 0 | 0 | 0 | 0 | 0 | 0 | 100 | 100 | 100 | 100 | 100 | 100 | 100 | 100 | 100 | 0% | 0% | 0% | 0% | 0% | 0% | 0% | 0% | 0% | [9 empty] | 0 | 0 | 0 | 0 | 0 | 0 | 0 | 0 | 0 | 0 | 0 | 0 | 0 | Existing & Under Const. Plant
| 17 | KTPP | SouthEast Ghana Group | Oil/Gas | Oil/Gas Combustion | 0.99703 | 0 | 17.76 | 17.76 | 0 | 0 | 0 | 0 | 0 | 91.4706 | 0 | 1629.36 | 1629.36 | 0 | 0 | 0 | 0 | 0 | 12.3 | 12.3 | 12.3 | 12.3 | 12.3 | 12.3 | 12.3 | 12.3 | 12.3 | 3.5 | 0 | 3.5 | 3.5 | 0 | 0 | 0 | 0 | 0 | 0 | 0 | 0 | 0 | 0 | 0 | 0 | 0 | 0 | 200 | 200 | 200 | 200 | 200 | 200 | 200 | 200 | 200 | 5.221% | 0% | 93% | 93% | 0% | 0% | 0% | 0% | 0% | [9 empty] | 0 | 0 | 0 | 0 | 0 | 0 | 0 | 0 | 0 | 0 | 0 | 0 | 0 | Existing & Under Const. Plant
| 18 | Trojan 1 | SouthEast Ghana Group | Oil/Gas | Oil/Gas Combustion | 1.6793 | 0 | 0 | 0 | 0 | 0 | 0 | 0 | 0 | 198.9711 | 0 | 0 | 0 | 0 | 0 | 0 | 0 | 0 | 34 | 34 | 34 | 34 | 0 | 0 | 0 | 0 | 0 | 5.5 | 0 | 0 | 0 | 0 | 0 | 0 | 0 | 0 | 0 | 0 | 0 | 0 | 0 | 0 | 0 | 0 | 0 | 24.96 | 24.96 | 24.96 | 24.96 | [5 empty] | 91% | 0% | 0% | 0% | [14 empty] | 0 | 0 | 0 | 0 | 0 | 0 | 0 | 0 | 0 | 0 | 0 | 0 | 0 | Existing & Under Const. Plant
| 19 | MRP | SouthEast Ghana Group | Oil/Gas | Oil/Gas Combustion | 0 | 0 | 0 | 0 | 0 | 0 | 0 | 0 | 0 | 0 | 0 | 0 | 0 | 0 | 0 | 0 | 0 | 0 | 12.5737 | 12.5737 | 12.5737 | 12.5737 | 12.5737 | 12.5737 | 12.5737 | 12.5737 | 12.5737 | 0 | 0 | 0 | 0 | 0 | 0 | 0 | 0 | 0 | 0 | 0 | 0 | 0 | 0 | 0 | 0 | 0 | 0 | 70 | 70 | 70 | 70 | 70 | 70 | 70 | 70 | 70 | 0% | 0% | 0% | 0% | 0% | 0% | 0% | 0% | 0% | [9 empty] | 0 | 0 | 0 | 0 | 0 | 0 | 0 | 0 | 0 | 0 | 0 | 0 | 0 | Existing & Under Const. Plant
| 20 | Safisana | SouthEast Ghana Group | Biogas | Biogas | 0.010052 | 0.010052 | 0.010052 | 0.010052 | 0 | 0.010052 | 0.010052 | 0.010052 | 0.010052 | 0.7446 | 0.7446 | 0.7446 | 0.7446 | 0 | 0.7446 | 0.7446 | 0.7446 | 0.7446 | 35 | 35 | 35 | 35 | 35 | 35 | 35 | 35 | 35 | 4.2 | 4.2 | 4.2 | 4.2 | 0 | 4.2 | 4.2 | 4.2 | 4.2 | 0 | 0 | 0 | 0 | 0 | 0 | 0 | 0 | 0 | 0.1 | 0.1 | 0.1 | 0.1 | 0.1 | 0.1 | 0.1 | 0.1 | 0.1 | 85% | 85% | 85% | 85% | 0% | 85% | 85% | 85% | 85% | [9 empty] | 0 | 0 | 0 | 0 | 0 | 0 | 0 | 0 | 0 | 0 | 0 | 0 | 0 | Existing & Under Const. Plant
| 21 | TT2PP | SouthEast Ghana Group | Gas | Gas Combustion Turbine | 0.36289 | 0 | 0 | 0 | 0 | 0 | 0 | 0 | 0 | 37.3342 | 0 | 0 | 0 | 0 | 0 | 0 | 0 | 0 | 12.1007 | 12.1007 | 12.1007 | 12.1007 | 12.1007 | 12.1007 | 12.1007 | 12.1007 | 12.1007 | 4.5 | 0 | 0 | 0 | 0 | 0 | 0 | 0 | 0 | 0 | 0 | 0 | 0 | 0 | 0 | 0 | 0 | 0 | 45 | 45 | 45 | 45 | 45 | 45 | 45 | 45 | 45 | 9.471% | 0% | 0% | 0% | 0% | 0% | 0% | 0% | 0% | [9 empty] | 0 | 0 | 0 | 0 | 0 | 0 | 0 | 0 | 0 | 0 | 0 | 0 | 0 | Existing & Under Const. Plant
| 22 | SAPP 1 | SouthEast Ghana Group | Gas | Gas Combustion Turbine | 3.0668 | 0 | 0 | 0 | 0 | 0 | 0 | 0 | 0 | 328.699 | 0 | 0 | 0 | 0 | 0 | 0 | 0 | 0 | 11.83 | 11.83 | 11.83 | 11.83 | 11.83 | 11.83 | 11.83 | 11.83 | 11.83 | 4.5 | 0 | 0 | 0 | 0 | 0 | 0 | 0 | 0 | 0 | 0 | 0 | 0 | 0 | 0 | 0 | 0 | 0 | 180 | 180 | 180 | 180 | 180 | 180 | 180 | 180 | 180 | 20.85% | 0% | 0% | 0% | 0% | 0% | 0% | 0% | 0% | [9 empty] | 0 | 0 | 0 | 0 | 0 | 0 | 0 | 0 | 0 | 0 | 0 | 0 | 0 | Existing & Under Const. Plant
| 23 | Trojan 3 | SouthEast Ghana Group | Gas | Gas Combustion Turbine | 0 | 0 | 0 | 0 | 0 | 0 | 0 | 0 | 0 | 0 | 0 | 0 | 0 | 0 | 0 | 0 | 0 | 0 | 0 | 34 | 34 | 34 | 0 | 0 | 0 | 0 | 0 | 0 | 0 | 0 | 0 | 0 | 0 | 0 | 0 | 0 | 0 | 0 | 0 | 0 | 0 | 0 | 0 | 0 | 0 | 0 | 49.92 | 49.92 | 49.92 | 0 | 0 | 0 | 0 | 0 | 0% | 0% | 0% | 0% | 0% | 0% | 0% | 0% | 0% | [9 empty] | 0 | 0 | 0 | 0 | 0 | 0 | 0 | 0 | 0 | 0 | 0 | 0 | 0 | Existing & Under Const. Plant
| 24 | Ameri_2016 | SouthWest Ghana Group | Gas | Gas Combustion Turbine | 0 | 0 | 18.427 | 18.427 | 0 | 0 | 0 | 0 | 0 | 0 | 0 | 1813.32 | 1813.32 | 0 | 0 | 0 | 0 | 0 | 14.54 | 14.54 | 14.54 | 14.54 | 0 | 0 | 0 | 0 | 0 | 0 | 0 | 5 | 5 | 0 | 0 | 0 | 0 | 0 | 0 | 0 | 0 | 0 | 0 | 0 | 0 | 0 | 0 | 230 | 230 | 230 | 230 | 0 | 0 | 0 | 0 | 0 | 0% | 0% | 90% | 90% | 0% | 0% | 0% | 0% | 0% | [9 empty] | 0 | 0 | 0 | 0 | 0 | 0 | 0 | 0 | 0 | 0 | 0 | 0 | 0 | Existing & Under Const. Plant
| 25 | Ameri_2021 | SouthWest Ghana Group | Gas | Gas Combustion Turbine | 0 | 0 | 0 | 0 | 2.1013 | 0 | 0 | 0 | 0 | 0 | 0 | 0 | 0 | 206.7795 | 0 | 0 | 0 | 0 | 0 | 0 | 0 | 0 | 14.54 | 14.54 | 14.54 | 14.54 | 14.54 | 0 | 0 | 0 | 0 | 4.17 | 0 | 0 | 0 | 0 | 0 | 0 | 0 | 0 | 0 | 0 | 0 | 0 | 0 | 0 | 0 | 0 | 0 | 230 | 230 | 230 | 230 | 230 | 0% | 0% | 0% | 0% | 10.26% | 0% | 0% | 0% | 0% | [9 empty] | 0 | 0 | 0 | 0 | 0 | 0 | 0 | 0 | 0 | 0 | 0 | 0 | 0 | Existing & Under Const. Plant
| 26 | Bui | Northern Ghana Group | Water | Hydro | 0 | 0 | 0 | 0 | 0 | 0 | 0 | 0 | 0 | 669.5865 | 669.5864 | 0 | 0 | 669.5865 | 669.5868 | 669.5864 | 669.5867 | 669.5862 | 27.74 | 27.74 | 27.74 | 27.74 | 27.74 | 27.74 | 27.74 | 27.74 | 27.74 | 1.63 | 1.63 | 0 | 0 | 1.63 | 1.63 | 1.63 | 1.63 | 1.63 | 0 | 0 | 0 | 0 | 0 | 0 | 0 | 0 | 0 | 330 | 330 | 330 | 330 | 330 | 330 | 330 | 330 | 330 | 23.16% | 23.16% | 0% | 0% | 23.16% | 23.16% | 23.16% | 23.16% | 23.16% | [9 empty] | 0 | 0 | 0 | 0 | 0 | 0 | 0 | 0 | 0 | 0 | 0 | 0 | 0 | Existing & Under Const. Plant
| 27 | Akosombo | SouthEast Ghana Group | Water | Hydro | 0 | 0 | 0 | 0 | 0 | 0 | 0 | 0 | 0 | 3681.6898 | 3681.689 | 3874.9212 | 3997.0826 | 4434.7625 | 4434.762 | 4434.7622 | 4434.7622 | 4434.7614 | 9.16 | 9.16 | 9.16 | 9.16 | 9.16 | 9.16 | 9.16 | 9.16 | 9.16 | 0.98 | 0.98 | 0.98 | 0.98 | 0.98 | 0.98 | 0.98 | 0.98 | 0.98 | 0 | 0 | 0 | 0 | 0 | 0 | 0 | 0 | 0 | 900 | 900 | 900 | 900 | 900 | 900 | 900 | 900 | 900 | 46.7% | 46.7% | 49.15% | 50.7% | 56.25% | 56.25% | 56.25% | 56.25% | 56.25% | [9 empty] | 0 | 0 | 0 | 0 | 0 | 0 | 0 | 0 | 0 | 0 | 0 | 0 | 0 | Existing & Under Const. Plant
| 28 | Kpong | SouthEast Ghana Group | Water | Hydro | 0 | 0 | 0 | 0 | 0 | 0 | 0 | 0 | 0 | 722.7074 | 722.7074 | 721.9405 | 784.855 | 870.5339 | 870.534 | 870.5339 | 870.5339 | 870.5339 | 9.16 | 9.16 | 9.16 | 9.16 | 9.16 | 9.16 | 9.16 | 9.16 | 9.16 | 0.98 | 0.98 | 0.98 | 0.98 | 0.98 | 0.98 | 0.98 | 0.98 | 0.98 | 0 | 0 | 0 | 0 | 0 | 0 | 0 | 0 | 0 | 140 | 140 | 140 | 140 | 140 | 140 | 140 | 140 | 140 | 58.93% | 58.93% | 58.87% | 64% | 70.98% | 70.98% | 70.98% | 70.98% | 70.98% | [9 empty] | 0 | 0 | 0 | 0 | 0 | 0 | 0 | 0 | 0 | 0 | 0 | 0 | 0 | Existing & Under Const. Plant
| 29 | Cote d'Ivoire Dummy | Cote d'Ivoire | Water | Hydro | 0 | 0 | 0 | 0 | 0 | 0 | 0 | 0 | 0 | 814.6799 | 814.68 | 10 | 10 | 10 | 814.68 | 814.6796 | 814.6802 | 814.68 | 0 | 0 | 0 | 0 | 0 | 0 | 0 | 0 | 0 | 10 | 10 | 10 | 10 | 10 | 10 | 10 | 10 | 10 | 0 | 0 | 0 | 0 | 0 | 0 | 0 | 0 | 0 | 150 | 150 | 150 | 150 | 150 | 150 | 150 | 150 | 150 | 62% | 62% | 0.761% | 0.761% | 0.761% | 62% | 62% | 62% | 62% | [9 empty] | 0 | 0 | 0 | 0 | 0 | 0 | 0 | 0 | 0 | 0 | 0 | 0 | 0 | Existing & Under Const. Plant
| 30 | Burkina Dummy | Burkina Group | Water | Hydro | 0 | 0 | 0 | 0 | 0 | 0 | 0 | 0 | 0 | 0.438 | 0.438 | 0.438 | 0.438 | 4.818 | 4.818 | 4.818 | 4.818 | 4.818 | 0 | 0 | 0 | 0 | 0 | 0 | 0 | 0 | 0 | 10 | 10 | 10 | 10 | 10 | 10 | 10 | 10 | 10 | 0 | 0 | 0 | 0 | 0 | 0 | 0 | 0 | 0 | 10 | 10 | 10 | 10 | 110 | 110 | 110 | 110 | 110 | 0.5% | 0.5% | 0.5% | 0.5% | 0.5% | 0.5% | 0.5% | 0.5% | 0.5% | [9 empty] | 0 | 0 | 0 | 0 | 0 | 0 | 0 | 0 | 0 | 0 | 0 | 0 | 0 | Existing & Under Const. Plant
| 31 | VRA Solar_2.5MW | Northern Ghana Group | Sun | Solar PV | 0 | 0 | 0 | 0 | 0 | 0 | 0 | 0 | 0 | 2.7132 | 2.7132 | 2.7132 | 2.7132 | 2.7132 | 2.7132 | 2.7132 | 2.7132 | 2.7132 | 0 | 0 | 0 | 0 | 0 | 0 | 0 | 0 | 0 | 0 | 0 | 0 | 0 | 0 | 0 | 0 | 0 | 0 | 0 | 0 | 0 | 0 | 0 | 0 | 0 | 0 | 0 | 1.8 | 1.8 | 1.8 | 1.8 | 1.8 | 1.8 | 1.8 | 1.8 | 1.8 | 17.21% | 17.21% | 17.21% | 17.21% | 17.21% | 17.21% | 17.21% | 17.21% | 17.21% | [9 empty] | 0 | 0 | 0 | 0 | 0 | 0 | 0 | 0 | 0 | 0 | 0 | 0 | 0 | Existing & Under Const. Plant
| 32 | BXC Solar | SouthEast Ghana Group | Sun | Solar PV | 0 | 0 | 0 | 0 | 0 | 0 | 0 | 0 | 0 | 24.0159 | 24.0159 | 24.0159 | 24.0159 | 24.0159 | 24.0159 | 24.0159 | 24.0159 | 0 | 0 | 0 | 0 | 0 | 0 | 0 | 0 | 0 | 0 | 0 | 0 | 0 | 0 | 0 | 0 | 0 | 0 | 0 | 0 | 0 | 0 | 0 | 0 | 0 | 0 | 0 | 0 | 18 | 18 | 18 | 18 | 18 | 18 | 18 | 18 | 0 | 15.23% | 15.23% | 15.23% | 15.23% | 15.23% | 15.23% | 15.23% | 15.23% | 0% | [9 empty] | 0 | 0 | 0 | 0 | 0 | 0 | 0 | 0 | 0 | 0 | 0 | 0 | 0 | Existing & Under Const. Plant
| 38 | NORT BIOMASS 2018 | Northern Ghana Group | Biomass | Biomass Combustion | 0 | 0 | 0 | 0 | 0 | 0 | 0.12143 | 6.0313 | 6.0313 | 0 | 0 | 0 | 0 | 0 | 0 | 8.995 | 446.76 | 446.76 | 0 | 0 | 0 | 0 | 0 | 130 | 130 | 130 | 130 | 0 | 0 | 0 | 0 | 0 | 0 | 4.5 | 4.5 | 4.5 | 0 | 0 | 0 | 0 | 0 | 0 | 0 | 0 | 0 | 0 | 0 | 0 | 0 | 0 | 60 | 60 | 60 | 60 | 0% | 0% | 0% | 0% | 0% | 0% | 1.711% | 85% | 85% | 0 | 0 | 0 | 0 | 0 | 240 | 0 | 0 | 0 | 0 | 0 | 0 | 0 | 0 | 101.7834 | 0 | 0 | 0 | 111.9618 | 111.9618 | 240 | 264 | Unplanned Build | Potential Build Biomass Combustion2018
| 43 | SOUT COMBINED CYCLE 2020 | SouthWest Ghana Group | Oil/Gas | Oil/Gas Combined Cycle | 0 | 0 | 0 | 0 | 0 | 2.1712 | 2.1712 | 16.8792 | 9.5924 | 0 | 0 | 0 | 0 | 0 | 299.4711 | 299.4712 | 2328.1715 | 1323.0927 | 0 | 0 | 0 | 0 | 0 | 15 | 15 | 15 | 15 | 0 | 0 | 0 | 0 | 0 | 3.48 | 3.48 | 3.48 | 3.48 | 0 | 0 | 0 | 0 | 0 | 0 | 0 | 0 | 0 | 0 | 0 | 0 | 0 | 0 | 37.9847 | 37.9847 | 295.3027 | 1239.4637 | 0% | 0% | 0% | 0% | 0% | 90% | 90% | 90% | 12.19% | 0 | 0 | 0 | 0 | 0 | 39.5421 | 0 | 267.868 | 982.8716 | 0 | 0 | 0 | 0 | 0 | 16.7697 | 0 | 52.9963 | 120.7418 | 18.4467 | 76.7426 | 39.5421 | 338.1511 | Unplanned Build | Potential Build Oil/Gas Combined Cycle2020
| 45 | SOUT COMBINED CYCLE 2019 | SouthEast Ghana Group | Oil/Gas | Oil/Gas Combined Cycle | 0 | 0 | 0 | 0 | 0 | 0 | 27.8036 | 63.7016 | 81.9188 | 0 | 0 | 0 | 0 | 0 | 0 | 3834.9773 | 8786.4268 | 11299.1485 | 0 | 0 | 0 | 0 | 0 | 0 | 15 | 15 | 15 | 0 | 0 | 0 | 0 | 0 | 0 | 3.48 | 3.48 | 3.48 | 0 | 0 | 0 | 0 | 0 | 0 | 0 | 0 | 0 | 0 | 0 | 0 | 0 | 0 | 0 | 486.425 | 1341.481 | 1873.088 | 0% | 0% | 0% | 0% | 0% | 0% | 90% | 74.77% | 68.86% | 0 | 0 | 0 | 0 | 0 | 0 | 506.3684 | 890.1133 | 553.4029 | 0 | 0 | 0 | 0 | 0 | 0 | 161.3446 | 176.1042 | 67.9833 | 0 | 371.1936 | 0 | 1536.1299 | Unplanned Build | Potential Build Oil/Gas Combined Cycle2019
| 51 | NORT HYDRO SMALL 2023 | Northern Ghana Group | Water | Hydro | 0 | 0 | 0 | 0 | 0 | 0 | 0 | 0 | 0 | 0 | 0 | 0 | 0 | 74.46 | 74.46 | 74.46 | 74.46 | 74.46 | 0 | 0 | 0 | 0 | 45 | 45 | 45 | 45 | 45 | 0 | 0 | 0 | 0 | 3 | 3 | 3 | 3 | 3 | 0 | 0 | 0 | 0 | 0 | 0 | 0 | 0 | 0 | 0 | 0 | 0 | 0 | 20 | 20 | 20 | 20 | 20 | 0% | 0% | 0% | 0% | 42.5% | 42.5% | 42.5% | 42.5% | 42.5% | 0 | 0 | 0 | 0 | 120 | 0 | 0 | 0 | 0 | 0 | 0 | 0 | 0 | 67.7369 | 0 | 0 | 0 | 0 | 74.5106 | 74.5106 | 120 | 132 | Unplanned Build | Potential Build Hydro Small2023NORT
| 53 | SOUT HYDRO SMALL 2023 | SouthWest Ghana Group | Water | Hydro | 0 | 0 | 0 | 0 | 0 | 0 | 0 | 0 | 0 | 0 | 0 | 0 | 0 | 223.38 | 223.38 | 223.38 | 223.38 | 223.38 | 0 | 0 | 0 | 0 | 45 | 45 | 45 | 45 | 45 | 0 | 0 | 0 | 0 | 3 | 3 | 3 | 3 | 3 | 0 | 0 | 0 | 0 | 0 | 0 | 0 | 0 | 0 | 0 | 0 | 0 | 0 | 60 | 60 | 60 | 60 | 60 | 0% | 0% | 0% | 0% | 42.5% | 42.5% | 42.5% | 42.5% | 42.5% | 0 | 0 | 0 | 0 | 300 | 0 | 0 | 0 | 0 | 0 | 0 | 0 | 0 | 169.3422 | 0 | 0 | 0 | 0 | 186.2764 | 186.2764 | 300 | 330 | Unplanned Build | Potential Build Hydro Small2023SOUT
| 54 | ASHA INTERRUPTIBLE 2016 | Ashanti Group | Interruptible | Interruptible | 0 | 0 | 0 | 0 | 0 | 0 | 0 | 0 | 0 | 0 | 0 | 0 | 0 | 0 | 0 | 0 | 0 | 0 | 0 | 0 | 0 | 0 | 0 | 0 | 0 | 0 | 0 | 0 | 0 | 0 | 0 | 0 | 0 | 0 | 0 | 0 | 0 | 0 | 0 | 0 | 0 | 0 | 0 | 0 | 0 | 129.301 | 212.753 | 0 | 0 | 0 | 0 | 0 | 0 | 0 | 0% | 0% | 0% | 0% | 0% | 0% | 0% | 0% | 0% | [9 empty] | 0 | 0 | 0 | 0 | 0 | 0 | 0 | 0 | 0 | 0 | 0 | 0 | 0 | Unplanned Build | Potential Build Interruptible2016
| 65 | ASHA SOLAR PV 2035 | Ashanti Group | Sun | Solar PV | 0 | 0 | 0 | 0 | 0 | 0 | 0 | 0 | 0 | 0 | 0 | 0 | 0 | 0 | 0 | 0 | 25.3501 | 139.4256 | 0 | 0 | 0 | 0 | 0 | 0 | 0 | 25 | 25 | 0 | 0 | 0 | 0 | 0 | 0 | 0 | 0 | 0 | 0 | 0 | 0 | 0 | 0 | 0 | 0 | 0 | 0 | 0 | 0 | 0 | 0 | 0 | 0 | 0 | 20 | 110 | 0% | 0% | 0% | 0% | 0% | 0% | 0% | 14.47% | 14.47% | 0 | 0 | 0 | 0 | 0 | 0 | 0 | 15.2 | 68.4 | 0 | 0 | 0 | 0 | 0 | 0 | 0 | 3.0072 | 8.4027 | 0 | 3.308 | 0 | 16.72 | Unplanned Build | Potential Build Solar PV2035
| 68 | SOUT SOLAR PV 2035 | SouthWest Ghana Group | Sun | Solar PV | 0 | 0 | 0 | 0 | 0 | 0 | 0 | 0 | 0 | 0 | 0 | 0 | 0 | 0 | 0 | 0 | 25.3501 | 114.0755 | 0 | 0 | 0 | 0 | 0 | 0 | 0 | 25 | 25 | 0 | 0 | 0 | 0 | 0 | 0 | 0 | 0 | 0 | 0 | 0 | 0 | 0 | 0 | 0 | 0 | 0 | 0 | 0 | 0 | 0 | 0 | 0 | 0 | 0 | 20 | 90 | 0% | 0% | 0% | 0% | 0% | 0% | 0% | 14.47% | 14.47% | 0 | 0 | 0 | 0 | 0 | 0 | 0 | 15.2 | 53.2 | 0 | 0 | 0 | 0 | 0 | 0 | 0 | 3.0072 | 6.5354 | 0 | 3.308 | 0 | 16.72 | Unplanned Build | Potential Build Solar PV2035
| 69 | NORT SOLAR PV 2018 | Northern Ghana Group | Sun | Solar PV | 0 | 0 | 0 | 0 | 0 | 0 | 0 | 0 | 0 | 0 | 0 | 67.5263 | 67.5263 | 67.5263 | 67.5263 | 67.5263 | 67.5263 | 67.5263 | 0 | 0 | 24.8 | 24.8 | 24.8 | 24.8 | 24.8 | 24.8 | 24.8 | 0 | 0 | 0 | 0 | 0 | 0 | 0 | 0 | 0 | 0 | 0 | 0 | 0 | 0 | 0 | 0 | 0 | 0 | 0 | 0 | 47.1565 | 47.1565 | 47.1565 | 47.1565 | 47.1565 | 47.1565 | 47.1565 | 0% | 0% | 16.35% | 16.35% | 16.35% | 16.35% | 16.35% | 16.35% | 16.35% | 0 | 0 | 58.6155 | 0 | 0 | 0 | 0 | 0 | 0 | 0 | 0 | 44.0387 | 0 | 0 | 0 | 0 | 0 | 0 | 48.4426 | 48.4426 | 58.6155 | 64.4771 | Unplanned Build | Potential Build Solar PV2018
| 71 | NORT SOLAR PV 2023 | Northern Ghana Group | Sun | Solar PV | 0 | 0 | 0 | 0 | 0 | 0 | 0 | 0 | 0 | 0 | 0 | 0 | 0 | 143.1961 | 286.3922 | 286.3922 | 286.3922 | 286.3922 | 0 | 0 | 0 | 0 | 24.8 | 24.8 | 24.8 | 24.8 | 24.8 | 0 | 0 | 0 | 0 | 0 | 0 | 0 | 0 | 0 | 0 | 0 | 0 | 0 | 0 | 0 | 0 | 0 | 0 | 0 | 0 | 0 | 0 | 100 | 200 | 200 | 200 | 200 | 0% | 0% | 0% | 0% | 16.35% | 16.35% | 16.35% | 16.35% | 16.35% | 0 | 0 | 0 | 0 | 95.7 | 95.7 | 0 | 0 | 0 | 0 | 0 | 0 | 0 | 54.0202 | 40.5861 | 0 | 0 | 0 | 104.0669 | 104.0669 | 191.4 | 210.54 | Unplanned Build | Potential Build Solar PV2023
| 72 | NORT SOLAR PV 2026 | Northern Ghana Group | Sun | Solar PV | 0 | 0 | 0 | 0 | 0 | 0 | 0 | 0 | 0 | 0 | 0 | 0 | 0 | 0 | 143.1961 | 429.5883 | 429.5883 | 429.5883 | 0 | 0 | 0 | 0 | 0 | 24.8 | 24.8 | 24.8 | 24.8 | 0 | 0 | 0 | 0 | 0 | 0 | 0 | 0 | 0 | 0 | 0 | 0 | 0 | 0 | 0 | 0 | 0 | 0 | 0 | 0 | 0 | 0 | 0 | 100 | 300 | 300 | 300 | 0% | 0% | 0% | 0% | 0% | 16.35% | 16.35% | 16.35% | 16.35% | 0 | 0 | 0 | 0 | 0 | 89.5 | 179 | 0 | 0 | 0 | 0 | 0 | 0 | 0 | 37.9567 | 57.0349 | 0 | 0 | 41.7524 | 104.4908 | 89.5 | 295.35 | Unplanned Build | Potential Build Solar PV2026
| 73 | NORT SOLAR PV 2030 | Northern Ghana Group | Sun | Solar PV | 0 | 0 | 0 | 0 | 0 | 0 | 0 | 0 | 0 | 0 | 0 | 0 | 0 | 0 | 0 | 71.598 | 357.9902 | 357.9902 | 0 | 0 | 0 | 0 | 0 | 0 | 24.8 | 24.8 | 24.8 | 0 | 0 | 0 | 0 | 0 | 0 | 0 | 0 | 0 | 0 | 0 | 0 | 0 | 0 | 0 | 0 | 0 | 0 | 0 | 0 | 0 | 0 | 0 | 0 | 50 | 250 | 250 | 0% | 0% | 0% | 0% | 0% | 0% | 16.35% | 16.35% | 16.35% | 0 | 0 | 0 | 0 | 0 | 0 | 41.4 | 165.6 | 0 | 0 | 0 | 0 | 0 | 0 | 0 | 13.1913 | 32.7631 | 0 | 0 | 50.5498 | 0 | 227.7 | Unplanned Build | Potential Build Solar PV2030
| 74 | NORT SOLAR PV 2035 | Northern Ghana Group | Sun | Solar PV | 0 | 0 | 0 | 0 | 0 | 0 | 0 | 0 | 0 | 0 | 0 | 0 | 0 | 0 | 0 | 0 | 143.1961 | 859.1766 | 0 | 0 | 0 | 0 | 0 | 0 | 0 | 24.8 | 24.8 | 0 | 0 | 0 | 0 | 0 | 0 | 0 | 0 | 0 | 0 | 0 | 0 | 0 | 0 | 0 | 0 | 0 | 0 | 0 | 0 | 0 | 0 | 0 | 0 | 0 | 100 | 600 | 0% | 0% | 0% | 0% | 0% | 0% | 0% | 16.35% | 16.35% | 0 | 0 | 0 | 0 | 0 | 0 | 0 | 76 | 380 | 0 | 0 | 0 | 0 | 0 | 0 | 0 | 15.0362 | 46.6815 | 0 | 16.5398 | 0 | 83.6 | Unplanned Build | Potential Build Solar PV2035
| 78 | SOUT SOLAR PV 2035 | SouthEast Ghana Group | Sun | Solar PV | 0 | 0 | 0 | 0 | 0 | 0 | 0 | 0 | 0 | 0 | 0 | 0 | 0 | 0 | 0 | 0 | 126.7505 | 570.3773 | 0 | 0 | 0 | 0 | 0 | 0 | 0 | 25 | 25 | 0 | 0 | 0 | 0 | 0 | 0 | 0 | 0 | 0 | 0 | 0 | 0 | 0 | 0 | 0 | 0 | 0 | 0 | 0 | 0 | 0 | 0 | 0 | 0 | 0 | 100 | 450 | 0% | 0% | 0% | 0% | 0% | 0% | 0% | 14.47% | 14.47% | 0 | 0 | 0 | 0 | 0 | 0 | 0 | 76 | 266 | 0 | 0 | 0 | 0 | 0 | 0 | 0 | 15.0362 | 32.677 | 0 | 16.5398 | 0 | 83.6 | Unplanned Build | Potential Build Solar PV2035
| 82 | SOUT SOLAR PV 2035 | SouthWest Ghana Group | Sun | Solar PV | 0 | 0 | 0 | 0 | 0 | 0 | 0 | 0 | 0 | 0 | 0 | 0 | 0 | 0 | 0 | 0 | 25.3501 | 304.2012 | 0 | 0 | 0 | 0 | 0 | 0 | 0 | 25 | 25 | 0 | 0 | 0 | 0 | 0 | 0 | 0 | 0 | 0 | 0 | 0 | 0 | 0 | 0 | 0 | 0 | 0 | 0 | 0 | 0 | 0 | 0 | 0 | 0 | 0 | 20 | 240 | 0% | 0% | 0% | 0% | 0% | 0% | 0% | 14.47% | 14.47% | 0 | 0 | 0 | 0 | 0 | 0 | 0 | 15.2 | 167.2 | 0 | 0 | 0 | 0 | 0 | 0 | 0 | 3.0072 | 20.5398 | 0 | 3.308 | 0 | 16.72 | Unplanned Build | Potential Build Solar PV2035
| 85 | SOUT SOLAR PV 2035 | SouthEast Ghana Group | Sun | Solar PV | 0 | 0 | 0 | 0 | 0 | 0 | 0 | 0 | 0 | 0 | 0 | 0 | 0 | 0 | 0 | 0 | 25.3501 | 76.0503 | 0 | 0 | 0 | 0 | 0 | 0 | 0 | 25 | 25 | 0 | 0 | 0 | 0 | 0 | 0 | 0 | 0 | 0 | 0 | 0 | 0 | 0 | 0 | 0 | 0 | 0 | 0 | 0 | 0 | 0 | 0 | 0 | 0 | 0 | 20 | 60 | 0% | 0% | 0% | 0% | 0% | 0% | 0% | 14.47% | 14.47% | 0 | 0 | 0 | 0 | 0 | 0 | 0 | 15.2 | 30.4 | 0 | 0 | 0 | 0 | 0 | 0 | 0 | 3.0072 | 3.7345 | 0 | 3.308 | 0 | 16.72 | Unplanned Build | Potential Build Solar PV2035
| 104 | SOUT WIND TURBINE 2020 | SouthEast Ghana Group | Wind | Wind | 0 | 0 | 0 | 0 | 0 | 0 | 0 | 0 | 0 | 0 | 0 | 0 | 164.5 | 339.6525 | 689.9575 | 689.9575 | 689.9575 | 689.9575 | 0 | 0 | 0 | 46.71 | 46.71 | 46.71 | 46.71 | 46.71 | 46.71 | 0 | 0 | 0 | 0 | 0 | 0 | 0 | 0 | 0 | 0 | 0 | 0 | 0 | 0 | 0 | 0 | 0 | 0 | 0 | 0 | 0 | 70.4386 | 145.4386 | 295.4386 | 295.4386 | 295.4386 | 295.4386 | 0% | 0% | 0% | 26.66% | 26.66% | 26.66% | 26.66% | 26.66% | 26.66% | 0 | 0 | 0 | 108.9685 | 116.025 | 232.05 | 0 | 0 | 0 | 0 | 0 | 0 | 74.427 | 65.4931 | 98.4119 | 0 | 0 | 0 | 262.1651 | 262.1651 | 457.0435 | 502.7479 | Unplanned Build | Potential Build Wind2020
| 105 | SOUT WIND TURBINE 2026 | SouthEast Ghana Group | Wind | Wind | 0 | 0 | 0 | 0 | 0 | 0 | 0 | 0 | 0 | 0 | 0 | 0 | 0 | 0 | 350.305 | 817.3784 | 1050.9151 | 1050.9151 | 0 | 0 | 0 | 0 | 0 | 46.71 | 46.71 | 46.71 | 46.71 | 0 | 0 | 0 | 0 | 0 | 0 | 0 | 0 | 0 | 0 | 0 | 0 | 0 | 0 | 0 | 0 | 0 | 0 | 0 | 0 | 0 | 0 | 0 | 150 | 350 | 450 | 450 | 0% | 0% | 0% | 0% | 0% | 26.66% | 26.66% | 26.66% | 26.66% | 0 | 0 | 0 | 0 | 0 | 219 | 292 | 146 | 0 | 0 | 0 | 0 | 0 | 0 | 92.8774 | 93.0402 | 28.8853 | 0 | 102.1651 | 236.2832 | 219 | 722.7 | Unplanned Build | Potential Build Wind2026
| 106 | SOUT WIND TURBINE 2035 | SouthEast Ghana Group | Wind | Wind | 0 | 0 | 0 | 0 | 0 | 0 | 0 | 0 | 0 | 0 | 0 | 0 | 0 | 0 | 0 | 0 | 467.0734 | 467.0734 | 0 | 0 | 0 | 0 | 0 | 0 | 0 | 47 | 47 | 0 | 0 | 0 | 0 | 0 | 0 | 0 | 0 | 0 | 0 | 0 | 0 | 0 | 0 | 0 | 0 | 0 | 0 | 0 | 0 | 0 | 0 | 0 | 0 | 0 | 200 | 200 | 0% | 0% | 0% | 0% | 0% | 0% | 0% | 26.66% | 26.66% | 0 | 0 | 0 | 0 | 0 | 0 | 0 | 268.8 | 0 | 0 | 0 | 0 | 0 | 0 | 0 | 0 | 53.1806 | 0 | 0 | 58.4987 | 0 | 295.68 | Unplanned Build | Potential Build Wind2035
[6 empty] | 0 | 0 | 0 | 0 | 0 | 0 | 0 |  |  | 0 | 0 | 0 | 0 | 0 | 0 | 0 |  |  | 0 | 0 | 0 | 0 | 0 | 0 | 0 |  |  | 0 | 0 | 0 | 0 | 0 | 0 | 0 |  |  | 0 | 0 | 0 | 0 | 0 | 0 | 0 |  |  | 0 | 0 | 0 | 0 | 0 | 0 | 0 |  |  | 0 | 0 | 0 | 0 | 0 | 0 | 0 |  |  | #VALUE! | #VALUE! | #VALUE! | #VALUE! | #VALUE! | #VALUE! | #VALUE! |  |  | #VALUE! | #VALUE! | #VALUE! | #VALUE! | #VALUE! | #VALUE! | #VALUE!

## HighFuelPrice
Back to Contents | [77 empty] | 90.91% | 82.64% | 75.13% | 68.3% | 56.45% | 42.41% | 31.86% | 19.78% | 12.28% | Cap Cost NPV |  | Cap Cost -- no NPV
|  | Plant Name |  |  |  | FUEL CONSUMPTION | [8 empty] | GENERATION | [8 empty] | FOM (USD/kW-yr | [8 empty] | VOM (USD/MWh) | [8 empty] | Fuel Cost (USD/MWh) | [8 empty] | Available Capacity | [8 empty] | Capacity Factors | [8 empty] | Total Capital Cost | [8 empty] | Total Capital Cost (NPV) | [8 empty] | 923.8687 | 1691.8861 | 1667.0029 | 5045.4279 | Unplanned? | Plant Name
| UnitID |  | Model Region | Fuel Type | Capacity Type | 2017 | 2018 | 2019 | 2020 | 2023 | 2026 | 2030 | 2035 | 2040 | 2017 | 2018 | 2019 | 2020 | 2023 | 2026 | 2030 | 2035 | 2040 | 2017 | 2018 | 2019 | 2020 | 2023 | 2026 | 2030 | 2035 | 2040 | 2017 | 2018 | 2019 | 2020 | 2023 | 2026 | 2030 | 2035 | 2040 | 2017 | 2018 | 2019 | 2020 | 2023 | 2026 | 2030 | 2035 | 2040 | 2017 | 2018 | 2019 | 2020 | 2023 | 2026 | 2030 | 2035 | 2040 | 2017 | 2018 | 2019 | 2020 | 2023 | 2026 | 2030 | 2035 | 2040 | 2017 | 2018 | 2019 | 2020 | 2023 | 2026 | 2030 | 2035 | 2040 | 2017 | 2018 | 2019 | 2020 | 2023 | 2026 | 2030 | 2035 | 2040 | 10-year | 20-year | 10-year | 20-year
| 1 | CENIT | SouthEast Ghana Group | Oil | Oil Combustion | 0 | 0 | 0 | 0 | 0 | 0 | 0 | 0 | 0 | 0 | 0 | 0 | 0 | 0 | 0 | 0 | 0 | 0 | 11.83 | 11.83 | 11.83 | 11.83 | 11.83 | 11.83 | 11.83 | 0 | 0 | 0 | 0 | 0 | 0 | 0 | 0 | 0 | 0 | 0 | 0 | 0 | 0 | 0 | 0 | 0 | 0 | 0 | 0 | 100 | 100 | 100 | 100 | 100 | 100 | 100 |  |  | 0% | 0% | 0% | 0% | 0% | 0% | 0% | [11 empty] | 0 | 0 | 0 | 0 | 0 | 0 | 0 | 0 | 0 | 0 | 0 | 0 | 0 | Existing & Under Const. Plant
| 2 | Trojan 2B | SouthEast Ghana Group | Oil | Oil Combustion | 1.0933 | 0 | 0 | 0 | 0 | 0 | 0 | 0 | 0 | 129.5385 | 0 | 0 | 0 | 0 | 0 | 0 | 0 | 0 | 34 | 34 | 34 | 34 | 0 | 0 | 0 | 0 | 0 | 5.5 | 0 | 0 | 0 | 0 | 0 | 0 | 0 | 0 | 0 | 0 | 0 | 0 | 0 | 0 | 0 | 0 | 0 | 16.25 | 16.25 | 16.25 | 16.25 | [5 empty] | 91% | 0% | 0% | 0% | [14 empty] | 0 | 0 | 0 | 0 | 0 | 0 | 0 | 0 | 0 | 0 | 0 | 0 | 0 | Existing & Under Const. Plant
| 3 | Trojan 2A | Ashanti Group | Oil | Oil Combustion | 0.26958 | 0 | 0 | 0 | 0 | 0 | 0 | 0 | 0 | 31.941 | 0 | 0 | 0 | 0 | 0 | 0 | 0 | 0 | 34 | 34 | 34 | 34 | 0 | 0 | 0 | 0 | 0 | 5.5 | 0 | 0 | 0 | 0 | 0 | 0 | 0 | 0 | 0 | 0 | 0 | 0 | 0 | 0 | 0 | 0 | 0 | 16.25 | 16.25 | 16.25 | 16.25 | [5 empty] | 22.44% | 0% | 0% | 0% | [14 empty] | 0 | 0 | 0 | 0 | 0 | 0 | 0 | 0 | 0 | 0 | 0 | 0 | 0 | Existing & Under Const. Plant
| 4 | GP Tarkwa Plant | SouthWest Ghana Group | Oil | Oil Combustion | 0 | 0 | 0 | 0 | 0 | 0 | 0 | 0 | 0 | 0 | 0 | 0 | 0 | 0 | 0 | 0 | 0 | 0 | 17.5 | 17.5 | 17.5 | 17.5 | 17.5 | 17.5 | 17.5 | 17.5 | 17.5 | 0 | 0 | 0 | 0 | 0 | 0 | 0 | 0 | 0 | 0 | 0 | 0 | 0 | 0 | 0 | 0 | 0 | 0 | 33 | 33 | 33 | 33 | 33 | 33 | 33 | 33 | 33 | 0% | 0% | 0% | 0% | 0% | 0% | 0% | 0% | 0% | [9 empty] | 0 | 0 | 0 | 0 | 0 | 0 | 0 | 0 | 0 | 0 | 0 | 0 | 0 | Existing & Under Const. Plant
| 5 | GP Chirano Plant | SouthWest Ghana Group | Oil | Oil Combustion | 0 | 0 | 0 | 0 | 0 | 0 | 0 | 0 | 0 | 0 | 0 | 0 | 0 | 0 | 0 | 0 | 0 | 0 | 17.5 | 17.5 | 17.5 | 17.5 | 17.5 | 17.5 | 17.5 | 17.5 | 17.5 | 0 | 0 | 0 | 0 | 0 | 0 | 0 | 0 | 0 | 0 | 0 | 0 | 0 | 0 | 0 | 0 | 0 | 0 | 30 | 30 | 30 | 30 | 30 | 30 | 30 | 30 | 30 | 0% | 0% | 0% | 0% | 0% | 0% | 0% | 0% | 0% | [9 empty] | 0 | 0 | 0 | 0 | 0 | 0 | 0 | 0 | 0 | 0 | 0 | 0 | 0 | Existing & Under Const. Plant
| 6 | GP Darmang Plant | SouthWest Ghana Group | Oil | Oil Combustion | 0 | 0 | 0 | 0 | 0 | 0 | 0 | 0 | 0 | 0 | 0 | 0 | 0 | 0 | 0 | 0 | 0 | 0 | 17.5 | 17.5 | 17.5 | 17.5 | 17.5 | 17.5 | 17.5 | 17.5 | 17.5 | 0 | 0 | 0 | 0 | 0 | 0 | 0 | 0 | 0 | 0 | 0 | 0 | 0 | 0 | 0 | 0 | 0 | 0 | 25.5 | 25.5 | 25.5 | 25.5 | 25.5 | 25.5 | 25.5 | 25.5 | 25.5 | 0% | 0% | 0% | 0% | 0% | 0% | 0% | 0% | 0% | [9 empty] | 0 | 0 | 0 | 0 | 0 | 0 | 0 | 0 | 0 | 0 | 0 | 0 | 0 | Existing & Under Const. Plant
| 7 | SAPP 2 | SouthEast Ghana Group | Oil/Gas | Oil/Gas Combined Cycle | 10.2079 | 22.9737 | 13.2877 | 7.7484 | 23.5117 | 23.5117 | 23.5117 | 23.5117 | 22.7383 | 1308.7026 | 2945.349 | 1703.5527 | 993.3857 | 3014.316 | 3014.316 | 3014.316 | 3014.316 | 2915.169 | 16 | 16 | 16 | 16 | 16 | 16 | 16 | 16 | 16 | 3.5 | 3.5 | 3.5 | 3.5 | 3.5 | 3.5 | 3.5 | 3.5 | 3.5 | 0 | 0 | 0 | 0 | 0 | 0 | 0 | 0 | 0 | 370 | 370 | 370 | 370 | 370 | 370 | 370 | 370 | 370 | 40.38% | 90.87% | 52.56% | 30.65% | 93% | 93% | 93% | 93% | 89.94% | [9 empty] | 0 | 0 | 0 | 0 | 0 | 0 | 0 | 0 | 0 | 0 | 0 | 0 | 0 | Existing & Under Const. Plant
| 8 | Cenpower | SouthEast Ghana Group | Oil/Gas | Oil/Gas Combined Cycle | 0 | 0.071594 | 3.5839 | 0 | 21.6884 | 21.6884 | 21.6884 | 21.5448 | 15.356 | 0 | 9.1436 | 457.7087 | 0 | 2769.912 | 2769.912 | 2769.9123 | 2751.5714 | 1961.1711 | 0 | 16 | 16 | 16 | 16 | 16 | 16 | 16 | 16 | 0 | 3.5 | 3.5 | 0 | 3.5 | 3.5 | 3.5 | 3.5 | 3.5 | 0 | 0 | 0 | 0 | 0 | 0 | 0 | 0 | 0 |  | 340 | 340 | 340 | 340 | 340 | 340 | 340 | 340 |  | 0.307% | 15.37% | 0% | 93% | 93% | 93% | 92.38% | 65.85% | [9 empty] | 0 | 0 | 0 | 0 | 0 | 0 | 0 | 0 | 0 | 0 | 0 | 0 | 0 | Existing & Under Const. Plant
| 9 | KarpowerShip 1 | SouthEast Ghana Group | Oil/Gas | Oil/Gas Combined Cycle | 12.3506 | 0 | 0 | 0 | 0 | 0 | 0 | 0 | 0 | 1616.5656 | 0 | 0 | 0 | 0 | 0 | 0 | 0 | 0 | 177.828 | 0 | 0 | 0 | 0 | 0 | 0 | 0 | 0 | 3.5 | 0 | 0 | 0 | 0 | 0 | 0 | 0 | 0 | 0 | 0 | 0 | 0 | 0 | 0 | 0 | 0 | 0 | 247 | [8 empty] | 74.71% | [17 empty] | 0 | 0 | 0 | 0 | 0 | 0 | 0 | 0 | 0 | 0 | 0 | 0 | 0 | Existing & Under Const. Plant
| 10 | AKSA | SouthEast Ghana Group | Oil/Gas | Oil/Gas Combined Cycle | 10.1595 | 0 | 6.701 | 0 | 13.6407 | 22.085 | 20.0529 | 2.0896 | 2.5959 | 1195.236 | 0 | 788.3495 | 0 | 1604.7832 | 2598.2345 | 2359.1627 | 245.8349 | 305.3975 | 16 | 16 | 16 | 16 | 16 | 16 | 16 | 16 | 16 | 3.5 | 0 | 3.5 | 0 | 3.5 | 3.5 | 3.5 | 3.5 | 3.5 | 0 | 0 | 0 | 0 | 0 | 0 | 0 | 0 | 0 | 250 | 375 | 375 | 375 | 375 | 375 | 375 | 375 | 375 | 54.58% | 0% | 24% | 0% | 48.85% | 79.09% | 71.82% | 7.484% | 9.297% | [9 empty] | 0 | 0 | 0 | 0 | 0 | 0 | 0 | 0 | 0 | 0 | 0 | 0 | 0 | Existing & Under Const. Plant
| 11 | TAPCO (T1) | SouthWest Ghana Group | Oil/Gas | Oil/Gas Combined Cycle | 11.645 | 17.1872 | 0 | 17.1872 | 17.1872 | 17.1872 | 17.1872 | 14.4517 | 0.43842 | 1496.2066 | 2208.3 | 0 | 2208.3 | 2208.3 | 2208.2999 | 2208.3002 | 1856.8229 | 56.3302 | 18.7 | 18.7 | 18.7 | 18.7 | 18.7 | 18.7 | 18.7 | 18.7 | 18.7 | 5 | 5 | 0 | 5 | 5 | 5 | 5 | 5 | 5 | 0 | 0 | 0 | 0 | 0 | 0 | 0 | 0 | 0 | 305 | 305 | 305 | 305 | 305 | 305 | 305 | 305 | 305 | 56% | 82.65% | 0% | 82.65% | 82.65% | 82.65% | 82.65% | 69.5% | 2.108% | [9 empty] | 0 | 0 | 0 | 0 | 0 | 0 | 0 | 0 | 0 | 0 | 0 | 0 | 0 | Existing & Under Const. Plant
| 12 | TICO (T2) | SouthWest Ghana Group | Oil/Gas | Oil/Gas Combined Cycle | 17.7346 | 17.7346 | 9.5854 | 17.7346 | 17.7346 | 17.7346 | 17.7346 | 17.7346 | 5.8783 | 2382.72 | 2382.72 | 1287.8385 | 2382.72 | 2382.72 | 2382.72 | 2382.72 | 2382.72 | 789.7701 | 30.94 | 30.94 | 30.94 | 30.94 | 30.94 | 30.94 | 30.94 | 30.94 | 30.94 | 4.9 | 4.9 | 4.9 | 4.9 | 4.9 | 4.9 | 4.9 | 4.9 | 4.9 | 0 | 0 | 0 | 0 | 0 | 0 | 0 | 0 | 0 | 320 | 320 | 320 | 320 | 320 | 320 | 320 | 320 | 320 | 85% | 85% | 45.94% | 85% | 85% | 85% | 85% | 85% | 28.17% | [9 empty] | 0 | 0 | 0 | 0 | 0 | 0 | 0 | 0 | 0 | 0 | 0 | 0 | 0 | Existing & Under Const. Plant
| 13 | Amandi | SouthWest Ghana Group | Oil/Gas | Oil/Gas Combined Cycle | 0 | 0 | 8.0946 | 4.0735 | 12.0103 | 12.0103 | 12.0103 | 5.3225 | 0.090396 | 0 | 0 | 987.1488 | 496.7681 | 1464.6719 | 1464.672 | 1464.672 | 649.0861 | 11.0239 | 0 | 0 | 30.94 | 30.94 | 30.94 | 30.94 | 30.94 | 30.94 | 30.94 | 0 | 0 | 4.9 | 4.9 | 4.9 | 4.9 | 4.9 | 4.9 | 4.9 | 0 | 0 | 0 | 0 | 0 | 0 | 0 | 0 | 0 |  |  | 190 | 190 | 190 | 190 | 190 | 190 | 190 |  |  | 59.31% | 29.85% | 88% | 88% | 88% | 39% | 0.6623% | [9 empty] | 0 | 0 | 0 | 0 | 0 | 0 | 0 | 0 | 0 | 0 | 0 | 0 | 0 | Existing & Under Const. Plant
| 14 | KarpowerShip 2 | SouthWest Ghana Group | Oil/Gas | Oil/Gas Combined Cycle | 0 | 24.5592 | 31.8841 | 26.4578 | 0 | 0 | 0 | 0 | 0 | 0 | 2884.5621 | 3744.9 | 3107.5614 | 0 | 0 | 0 | 0 | 0 | 0 | 177.828 | 177.828 | 177.828 | 177.828 | 0 | 0 | 0 | 0 | 0 | 3.5 | 3.5 | 3.5 | 0 | 0 | 0 | 0 | 0 | 0 | 0 | 0 | 0 | 0 | 0 | 0 | 0 | 0 |  | 450 | 450 | 450 | 450 | [5 empty] | 73.18% | 95% | 78.83% | 0% | [13 empty] | 0 | 0 | 0 | 0 | 0 | 0 | 0 | 0 | 0 | 0 | 0 | 0 | 0 | Existing & Under Const. Plant
| 15 | Early Power | SouthEast Ghana Group | Oil/Gas | Oil/Gas Combustion | 0 | 0 | 6.5316 | 23.0656 | 23.0656 | 23.0656 | 23.0656 | 23.0656 | 23.0656 | 0 | 0 | 870.8785 | 3075.417 | 3075.417 | 3075.417 | 3075.417 | 3075.417 | 3075.417 | 0 | 0 | 16 | 16 | 16 | 16 | 16 | 16 | 16 | 0 | 0 | 3.5 | 3.5 | 3.5 | 3.5 | 3.5 | 3.5 | 3.5 | 0 | 0 | 0 | 0 | 0 | 0 | 0 | 0 | 0 |  |  | 377.5 | 377.5 | 377.5 | 377.5 | 377.5 | 377.5 | 377.5 |  |  | 26.34% | 93% | 93% | 93% | 93% | 93% | 93% | [9 empty] | 0 | 0 | 0 | 0 | 0 | 0 | 0 | 0 | 0 | 0 | 0 | 0 | 0 | Existing & Under Const. Plant
| 16 | TT1PP | SouthEast Ghana Group | Oil/Gas | Oil/Gas Combustion | 0 | 0 | 0 | 0 | 0 | 0 | 0 | 0 | 0 | 0 | 0 | 0 | 0 | 0 | 0 | 0 | 0 | 0 | 14.3 | 14.3 | 14.3 | 14.3 | 14.3 | 14.3 | 14.3 | 14.3 | 14.3 | 0 | 0 | 0 | 0 | 0 | 0 | 0 | 0 | 0 | 0 | 0 | 0 | 0 | 0 | 0 | 0 | 0 | 0 | 100 | 100 | 100 | 100 | 100 | 100 | 100 | 100 | 100 | 0% | 0% | 0% | 0% | 0% | 0% | 0% | 0% | 0% | [9 empty] | 0 | 0 | 0 | 0 | 0 | 0 | 0 | 0 | 0 | 0 | 0 | 0 | 0 | Existing & Under Const. Plant
| 17 | KTPP | SouthEast Ghana Group | Oil/Gas | Oil/Gas Combustion | 0.99703 | 0 | 1.7901 | 0 | 0 | 0 | 0 | 0 | 0 | 91.471 | 0 | 164.226 | 0 | 0 | 0 | 0 | 0 | 0 | 12.3 | 12.3 | 12.3 | 12.3 | 12.3 | 12.3 | 12.3 | 12.3 | 12.3 | 3.5 | 0 | 3.5 | 0 | 0 | 0 | 0 | 0 | 0 | 0 | 0 | 0 | 0 | 0 | 0 | 0 | 0 | 0 | 200 | 200 | 200 | 200 | 200 | 200 | 200 | 200 | 200 | 5.221% | 0% | 9.374% | 0% | 0% | 0% | 0% | 0% | 0% | [9 empty] | 0 | 0 | 0 | 0 | 0 | 0 | 0 | 0 | 0 | 0 | 0 | 0 | 0 | Existing & Under Const. Plant
| 18 | Trojan 1 | SouthEast Ghana Group | Oil/Gas | Oil/Gas Combustion | 1.6793 | 0 | 0 | 0 | 0 | 0 | 0 | 0 | 0 | 198.9711 | 0 | 0 | 0 | 0 | 0 | 0 | 0 | 0 | 34 | 34 | 34 | 34 | 0 | 0 | 0 | 0 | 0 | 5.5 | 0 | 0 | 0 | 0 | 0 | 0 | 0 | 0 | 0 | 0 | 0 | 0 | 0 | 0 | 0 | 0 | 0 | 24.96 | 24.96 | 24.96 | 24.96 | [5 empty] | 91% | 0% | 0% | 0% | [14 empty] | 0 | 0 | 0 | 0 | 0 | 0 | 0 | 0 | 0 | 0 | 0 | 0 | 0 | Existing & Under Const. Plant
| 19 | MRP | SouthEast Ghana Group | Oil/Gas | Oil/Gas Combustion | 0 | 0 | 0 | 0 | 0 | 0 | 0 | 0 | 0 | 0 | 0 | 0 | 0 | 0 | 0 | 0 | 0 | 0 | 12.5737 | 12.5737 | 12.5737 | 12.5737 | 12.5737 | 12.5737 | 12.5737 | 12.5737 | 12.5737 | 0 | 0 | 0 | 0 | 0 | 0 | 0 | 0 | 0 | 0 | 0 | 0 | 0 | 0 | 0 | 0 | 0 | 0 | 70 | 70 | 70 | 70 | 70 | 70 | 70 | 70 | 70 | 0% | 0% | 0% | 0% | 0% | 0% | 0% | 0% | 0% | [9 empty] | 0 | 0 | 0 | 0 | 0 | 0 | 0 | 0 | 0 | 0 | 0 | 0 | 0 | Existing & Under Const. Plant
| 20 | Safisana | SouthEast Ghana Group | Biogas | Biogas | 0.010052 | 0.010052 | 0.010052 | 0.010052 | 0.010052 | 0.010052 | 0.010052 | 0.010052 | 0.010052 | 0.7446 | 0.7446 | 0.7446 | 0.7446 | 0.7446 | 0.7446 | 0.7446 | 0.7446 | 0.7446 | 35 | 35 | 35 | 35 | 35 | 35 | 35 | 35 | 35 | 4.2 | 4.2 | 4.2 | 4.2 | 4.2 | 4.2 | 4.2 | 4.2 | 4.2 | 0 | 0 | 0 | 0 | 0 | 0 | 0 | 0 | 0 | 0.1 | 0.1 | 0.1 | 0.1 | 0.1 | 0.1 | 0.1 | 0.1 | 0.1 | 85% | 85% | 85% | 85% | 85% | 85% | 85% | 85% | 85% | [9 empty] | 0 | 0 | 0 | 0 | 0 | 0 | 0 | 0 | 0 | 0 | 0 | 0 | 0 | Existing & Under Const. Plant
| 21 | TT2PP | SouthEast Ghana Group | Gas | Gas Combustion Turbine | 0.36289 | 0 | 0 | 0 | 0 | 0 | 0.0037524 | 0 | 0 | 37.3342 | 0 | 0 | 0 | 0 | 0 | 0.38604 | 0 | 0 | 12.1007 | 12.1007 | 12.1007 | 12.1007 | 12.1007 | 12.1007 | 12.1007 | 12.1007 | 12.1007 | 4.5 | 0 | 0 | 0 | 0 | 0 | 4.5 | 0 | 0 | 0 | 0 | 0 | 0 | 0 | 0 | 0 | 0 | 0 | 45 | 45 | 45 | 45 | 45 | 45 | 45 | 45 | 45 | 9.471% | 0% | 0% | 0% | 0% | 0% | 0.09793% | 0% | 0% | [9 empty] | 0 | 0 | 0 | 0 | 0 | 0 | 0 | 0 | 0 | 0 | 0 | 0 | 0 | Existing & Under Const. Plant
| 22 | SAPP 1 | SouthEast Ghana Group | Gas | Gas Combustion Turbine | 3.0668 | 0 | 0 | 0 | 0 | 0.94367 | 1.3927 | 0.04265 | 0.008696 | 328.699 | 0 | 0 | 0 | 0 | 101.1435 | 149.2713 | 4.5712 | 0.93205 | 11.83 | 11.83 | 11.83 | 11.83 | 11.83 | 11.83 | 11.83 | 11.83 | 11.83 | 4.5 | 0 | 0 | 0 | 0 | 4.5 | 4.5 | 4.5 | 4.5 | 0 | 0 | 0 | 0 | 0 | 0 | 0 | 0 | 0 | 180 | 180 | 180 | 180 | 180 | 180 | 180 | 180 | 180 | 20.85% | 0% | 0% | 0% | 0% | 6.414% | 9.467% | 0.2899% | 0.05911% | [9 empty] | 0 | 0 | 0 | 0 | 0 | 0 | 0 | 0 | 0 | 0 | 0 | 0 | 0 | Existing & Under Const. Plant
| 23 | Trojan 3 | SouthEast Ghana Group | Gas | Gas Combustion Turbine | 0 | 0 | 0 | 0 | 0 | 0 | 0 | 0 | 0 | 0 | 0 | 0 | 0 | 0 | 0 | 0 | 0 | 0 | 0 | 34 | 34 | 34 | 0 | 0 | 0 | 0 | 0 | 0 | 0 | 0 | 0 | 0 | 0 | 0 | 0 | 0 | 0 | 0 | 0 | 0 | 0 | 0 | 0 | 0 | 0 | 0 | 49.92 | 49.92 | 49.92 | 0 | 0 | 0 | 0 | 0 | 0% | 0% | 0% | 0% | 0% | 0% | 0% | 0% | 0% | [9 empty] | 0 | 0 | 0 | 0 | 0 | 0 | 0 | 0 | 0 | 0 | 0 | 0 | 0 | Existing & Under Const. Plant
| 24 | Ameri_2016 | SouthWest Ghana Group | Gas | Gas Combustion Turbine | 0 | 0 | 18.427 | 0 | 0 | 0 | 0 | 0 | 0 | 0 | 0 | 1813.32 | 0 | 0 | 0 | 0 | 0 | 0 | 14.54 | 14.54 | 14.54 | 14.54 | 0 | 0 | 0 | 0 | 0 | 0 | 0 | 5 | 0 | 0 | 0 | 0 | 0 | 0 | 0 | 0 | 0 | 0 | 0 | 0 | 0 | 0 | 0 | 230 | 230 | 230 | 230 | 0 | 0 | 0 | 0 | 0 | 0% | 0% | 90% | 0% | 0% | 0% | 0% | 0% | 0% | [9 empty] | 0 | 0 | 0 | 0 | 0 | 0 | 0 | 0 | 0 | 0 | 0 | 0 | 0 | Existing & Under Const. Plant
| 25 | Ameri_2021 | SouthWest Ghana Group | Gas | Gas Combustion Turbine | 0 | 0 | 0 | 0 | 0 | 0 | 0 | 0 | 0 | 0 | 0 | 0 | 0 | 0 | 0 | 0 | 0 | 0 | 0 | 0 | 0 | 0 | 14.54 | 14.54 | 14.54 | 14.54 | 14.54 | 0 | 0 | 0 | 0 | 0 | 0 | 0 | 0 | 0 | 0 | 0 | 0 | 0 | 0 | 0 | 0 | 0 | 0 | 0 | 0 | 0 | 0 | 230 | 230 | 230 | 230 | 230 | 0% | 0% | 0% | 0% | 0% | 0% | 0% | 0% | 0% | [9 empty] | 0 | 0 | 0 | 0 | 0 | 0 | 0 | 0 | 0 | 0 | 0 | 0 | 0 | Existing & Under Const. Plant
| 26 | Bui | Northern Ghana Group | Water | Hydro | 0 | 0 | 0 | 0 | 0 | 0 | 0 | 0 | 0 | 669.5864 | 669.5865 | 669.5866 | 669.5861 | 669.5859 | 669.5862 | 669.5866 | 669.5863 | 669.5863 | 27.74 | 27.74 | 27.74 | 27.74 | 27.74 | 27.74 | 27.74 | 27.74 | 27.74 | 1.63 | 1.63 | 1.63 | 1.63 | 1.63 | 1.63 | 1.63 | 1.63 | 1.63 | 0 | 0 | 0 | 0 | 0 | 0 | 0 | 0 | 0 | 330 | 330 | 330 | 330 | 330 | 330 | 330 | 330 | 330 | 23.16% | 23.16% | 23.16% | 23.16% | 23.16% | 23.16% | 23.16% | 23.16% | 23.16% | [9 empty] | 0 | 0 | 0 | 0 | 0 | 0 | 0 | 0 | 0 | 0 | 0 | 0 | 0 | Existing & Under Const. Plant
| 27 | Akosombo | SouthEast Ghana Group | Water | Hydro | 0 | 0 | 0 | 0 | 0 | 0 | 0 | 0 | 0 | 3681.6892 | 3681.6885 | 4016.3899 | 4016.3901 | 4434.7624 | 4434.7623 | 4434.7629 | 4434.7633 | 4434.7621 | 9.16 | 9.16 | 9.16 | 9.16 | 9.16 | 9.16 | 9.16 | 9.16 | 9.16 | 0.98 | 0.98 | 0.98 | 0.98 | 0.98 | 0.98 | 0.98 | 0.98 | 0.98 | 0 | 0 | 0 | 0 | 0 | 0 | 0 | 0 | 0 | 900 | 900 | 900 | 900 | 900 | 900 | 900 | 900 | 900 | 46.7% | 46.7% | 50.94% | 50.94% | 56.25% | 56.25% | 56.25% | 56.25% | 56.25% | [9 empty] | 0 | 0 | 0 | 0 | 0 | 0 | 0 | 0 | 0 | 0 | 0 | 0 | 0 | Existing & Under Const. Plant
| 28 | Kpong | SouthEast Ghana Group | Water | Hydro | 0 | 0 | 0 | 0 | 0 | 0 | 0 | 0 | 0 | 722.7075 | 722.7074 | 788.4081 | 788.4081 | 870.534 | 870.534 | 870.534 | 870.5339 | 870.534 | 9.16 | 9.16 | 9.16 | 9.16 | 9.16 | 9.16 | 9.16 | 9.16 | 9.16 | 0.98 | 0.98 | 0.98 | 0.98 | 0.98 | 0.98 | 0.98 | 0.98 | 0.98 | 0 | 0 | 0 | 0 | 0 | 0 | 0 | 0 | 0 | 140 | 140 | 140 | 140 | 140 | 140 | 140 | 140 | 140 | 58.93% | 58.93% | 64.29% | 64.29% | 70.98% | 70.98% | 70.98% | 70.98% | 70.98% | [9 empty] | 0 | 0 | 0 | 0 | 0 | 0 | 0 | 0 | 0 | 0 | 0 | 0 | 0 | Existing & Under Const. Plant
| 29 | Cote d'Ivoire Dummy | Cote d'Ivoire | Water | Hydro | 0 | 0 | 0 | 0 | 0 | 0 | 0 | 0 | 0 | 814.6799 | 814.6801 | 10 | 814.6799 | 814.68 | 814.6796 | 814.6801 | 814.6801 | 814.6797 | 0 | 0 | 0 | 0 | 0 | 0 | 0 | 0 | 0 | 10 | 10 | 10 | 10 | 10 | 10 | 10 | 10 | 10 | 0 | 0 | 0 | 0 | 0 | 0 | 0 | 0 | 0 | 150 | 150 | 150 | 150 | 150 | 150 | 150 | 150 | 150 | 62% | 62% | 0.761% | 62% | 62% | 62% | 62% | 62% | 62% | [9 empty] | 0 | 0 | 0 | 0 | 0 | 0 | 0 | 0 | 0 | 0 | 0 | 0 | 0 | Existing & Under Const. Plant
| 30 | Burkina Dummy | Burkina Group | Water | Hydro | 0 | 0 | 0 | 0 | 0 | 0 | 0 | 0 | 0 | 0.438 | 0.438 | 0.438 | 0.438 | 4.818 | 4.818 | 4.818 | 4.818 | 4.818 | 0 | 0 | 0 | 0 | 0 | 0 | 0 | 0 | 0 | 10 | 10 | 10 | 10 | 10 | 10 | 10 | 10 | 10 | 0 | 0 | 0 | 0 | 0 | 0 | 0 | 0 | 0 | 10 | 10 | 10 | 10 | 110 | 110 | 110 | 110 | 110 | 0.5% | 0.5% | 0.5% | 0.5% | 0.5% | 0.5% | 0.5% | 0.5% | 0.5% | [9 empty] | 0 | 0 | 0 | 0 | 0 | 0 | 0 | 0 | 0 | 0 | 0 | 0 | 0 | Existing & Under Const. Plant
| 31 | VRA Solar_2.5MW | Northern Ghana Group | Sun | Solar PV | 0 | 0 | 0 | 0 | 0 | 0 | 0 | 0 | 0 | 2.7132 | 2.7132 | 2.7132 | 2.7132 | 2.7132 | 2.7132 | 2.7132 | 2.7132 | 2.7132 | 0 | 0 | 0 | 0 | 0 | 0 | 0 | 0 | 0 | 0 | 0 | 0 | 0 | 0 | 0 | 0 | 0 | 0 | 0 | 0 | 0 | 0 | 0 | 0 | 0 | 0 | 0 | 1.8 | 1.8 | 1.8 | 1.8 | 1.8 | 1.8 | 1.8 | 1.8 | 1.8 | 17.21% | 17.21% | 17.21% | 17.21% | 17.21% | 17.21% | 17.21% | 17.21% | 17.21% | [9 empty] | 0 | 0 | 0 | 0 | 0 | 0 | 0 | 0 | 0 | 0 | 0 | 0 | 0 | Existing & Under Const. Plant
| 32 | BXC Solar | SouthEast Ghana Group | Sun | Solar PV | 0 | 0 | 0 | 0 | 0 | 0 | 0 | 0 | 0 | 24.0159 | 24.0159 | 24.0159 | 24.0159 | 24.0159 | 24.0159 | 24.0159 | 24.0159 | 0 | 0 | 0 | 0 | 0 | 0 | 0 | 0 | 0 | 0 | 0 | 0 | 0 | 0 | 0 | 0 | 0 | 0 | 0 | 0 | 0 | 0 | 0 | 0 | 0 | 0 | 0 | 0 | 18 | 18 | 18 | 18 | 18 | 18 | 18 | 18 | 0 | 15.23% | 15.23% | 15.23% | 15.23% | 15.23% | 15.23% | 15.23% | 15.23% | 0% | [9 empty] | 0 | 0 | 0 | 0 | 0 | 0 | 0 | 0 | 0 | 0 | 0 | 0 | 0 | Existing & Under Const. Plant
| 38 | NORT BIOMASS 2018 | Northern Ghana Group | Biomass | Biomass Combustion | 0 | 0 | 0 | 0 | 0 | 6.0313 | 6.0313 | 6.0313 | 6.0313 | 0 | 0 | 0 | 0 | 0 | 446.76 | 446.76 | 446.76 | 446.76 | 0 | 0 | 0 | 0 | 0 | 130 | 130 | 130 | 130 | 0 | 0 | 0 | 0 | 0 | 4.5 | 4.5 | 4.5 | 4.5 | 0 | 0 | 0 | 0 | 0 | 0 | 0 | 0 | 0 | 0 | 0 | 0 | 0 | 0 | 60 | 60 | 60 | 60 | 0% | 0% | 0% | 0% | 0% | 85% | 85% | 85% | 85% | 0 | 0 | 0 | 0 | 0 | 240 | 0 | 0 | 0 | 0 | 0 | 0 | 0 | 0 | 101.7834 | 0 | 0 | 0 | 111.9618 | 111.9618 | 240 | 264 | Unplanned Build | Potential Build Biomass Combustion2018
| 43 | SOUT COMBINED CYCLE 2020 | SouthWest Ghana Group | Oil/Gas | Oil/Gas Combined Cycle | 0 | 0 | 0 | 0 | 0 | 2.1712 | 2.1712 | 16.8792 | 70.8467 | 0 | 0 | 0 | 0 | 0 | 299.4711 | 299.4712 | 2328.1715 | 9771.9552 | 0 | 0 | 0 | 0 | 0 | 15 | 15 | 15 | 15 | 0 | 0 | 0 | 0 | 0 | 3.48 | 3.48 | 3.48 | 3.48 | 0 | 0 | 0 | 0 | 0 | 0 | 0 | 0 | 0 | 0 | 0 | 0 | 0 | 0 | 37.9847 | 37.9847 | 295.3027 | 1239.4637 | 0% | 0% | 0% | 0% | 0% | 90% | 90% | 90% | 90% | 0 | 0 | 0 | 0 | 0 | 39.5421 | 0 | 267.868 | 982.8716 | 0 | 0 | 0 | 0 | 0 | 16.7697 | 0 | 52.9963 | 120.7418 | 18.4467 | 76.7426 | 39.5421 | 338.1511 | Unplanned Build | Potential Build Oil/Gas Combined Cycle2020
| 45 | SOUT COMBINED CYCLE 2019 | SouthEast Ghana Group | Oil/Gas | Oil/Gas Combined Cycle | 0 | 0 | 0 | 0 | 0 | 0 | 27.8036 | 76.6775 | 107.0639 | 0 | 0 | 0 | 0 | 0 | 0 | 3834.9777 | 10576.213 | 14767.4328 | 0 | 0 | 0 | 0 | 0 | 0 | 15 | 15 | 15 | 0 | 0 | 0 | 0 | 0 | 0 | 3.48 | 3.48 | 3.48 | 0 | 0 | 0 | 0 | 0 | 0 | 0 | 0 | 0 | 0 | 0 | 0 | 0 | 0 | 0 | 486.425 | 1341.481 | 1873.088 | 0% | 0% | 0% | 0% | 0% | 0% | 90% | 90% | 90% | 0 | 0 | 0 | 0 | 0 | 0 | 506.3684 | 890.1133 | 553.4029 | 0 | 0 | 0 | 0 | 0 | 0 | 161.3446 | 176.1042 | 67.9833 | 0 | 371.1936 | 0 | 1536.1299 | Unplanned Build | Potential Build Oil/Gas Combined Cycle2019
| 51 | NORT HYDRO SMALL 2023 | Northern Ghana Group | Water | Hydro | 0 | 0 | 0 | 0 | 0 | 0 | 0 | 0 | 0 | 0 | 0 | 0 | 0 | 74.46 | 74.46 | 74.46 | 74.46 | 74.46 | 0 | 0 | 0 | 0 | 45 | 45 | 45 | 45 | 45 | 0 | 0 | 0 | 0 | 3 | 3 | 3 | 3 | 3 | 0 | 0 | 0 | 0 | 0 | 0 | 0 | 0 | 0 | 0 | 0 | 0 | 0 | 20 | 20 | 20 | 20 | 20 | 0% | 0% | 0% | 0% | 42.5% | 42.5% | 42.5% | 42.5% | 42.5% | 0 | 0 | 0 | 0 | 120 | 0 | 0 | 0 | 0 | 0 | 0 | 0 | 0 | 67.7369 | 0 | 0 | 0 | 0 | 74.5106 | 74.5106 | 120 | 132 | Unplanned Build | Potential Build Hydro Small2023NORT
| 53 | SOUT HYDRO SMALL 2023 | SouthWest Ghana Group | Water | Hydro | 0 | 0 | 0 | 0 | 0 | 0 | 0 | 0 | 0 | 0 | 0 | 0 | 0 | 223.38 | 223.38 | 223.38 | 223.38 | 223.38 | 0 | 0 | 0 | 0 | 45 | 45 | 45 | 45 | 45 | 0 | 0 | 0 | 0 | 3 | 3 | 3 | 3 | 3 | 0 | 0 | 0 | 0 | 0 | 0 | 0 | 0 | 0 | 0 | 0 | 0 | 0 | 60 | 60 | 60 | 60 | 60 | 0% | 0% | 0% | 0% | 42.5% | 42.5% | 42.5% | 42.5% | 42.5% | 0 | 0 | 0 | 0 | 300 | 0 | 0 | 0 | 0 | 0 | 0 | 0 | 0 | 169.3422 | 0 | 0 | 0 | 0 | 186.2764 | 186.2764 | 300 | 330 | Unplanned Build | Potential Build Hydro Small2023SOUT
| 54 | ASHA INTERRUPTIBLE 2016 | Ashanti Group | Interruptible | Interruptible | 0 | 0 | 0 | 0 | 0 | 0 | 0 | 0 | 0 | 0 | 0 | 0 | 0 | 0 | 0 | 0 | 0 | 0 | 0 | 0 | 0 | 0 | 0 | 0 | 0 | 0 | 0 | 0 | 0 | 0 | 0 | 0 | 0 | 0 | 0 | 0 | 0 | 0 | 0 | 0 | 0 | 0 | 0 | 0 | 0 | 129.301 | 217.102 | 0 | 0 | 0 | 0 | 0 | 0 | 0 | 0% | 0% | 0% | 0% | 0% | 0% | 0% | 0% | 0% | [9 empty] | 0 | 0 | 0 | 0 | 0 | 0 | 0 | 0 | 0 | 0 | 0 | 0 | 0 | Unplanned Build | Potential Build Interruptible2016
| 65 | ASHA SOLAR PV 2035 | Ashanti Group | Sun | Solar PV | 0 | 0 | 0 | 0 | 0 | 0 | 0 | 0 | 0 | 0 | 0 | 0 | 0 | 0 | 0 | 0 | 25.3501 | 139.4256 | 0 | 0 | 0 | 0 | 0 | 0 | 0 | 25 | 25 | 0 | 0 | 0 | 0 | 0 | 0 | 0 | 0 | 0 | 0 | 0 | 0 | 0 | 0 | 0 | 0 | 0 | 0 | 0 | 0 | 0 | 0 | 0 | 0 | 0 | 20 | 110 | 0% | 0% | 0% | 0% | 0% | 0% | 0% | 14.47% | 14.47% | 0 | 0 | 0 | 0 | 0 | 0 | 0 | 15.2 | 68.4 | 0 | 0 | 0 | 0 | 0 | 0 | 0 | 3.0072 | 8.4027 | 0 | 3.308 | 0 | 16.72 | Unplanned Build | Potential Build Solar PV2035
| 68 | SOUT SOLAR PV 2035 | SouthWest Ghana Group | Sun | Solar PV | 0 | 0 | 0 | 0 | 0 | 0 | 0 | 0 | 0 | 0 | 0 | 0 | 0 | 0 | 0 | 0 | 25.3501 | 114.0755 | 0 | 0 | 0 | 0 | 0 | 0 | 0 | 25 | 25 | 0 | 0 | 0 | 0 | 0 | 0 | 0 | 0 | 0 | 0 | 0 | 0 | 0 | 0 | 0 | 0 | 0 | 0 | 0 | 0 | 0 | 0 | 0 | 0 | 0 | 20 | 90 | 0% | 0% | 0% | 0% | 0% | 0% | 0% | 14.47% | 14.47% | 0 | 0 | 0 | 0 | 0 | 0 | 0 | 15.2 | 53.2 | 0 | 0 | 0 | 0 | 0 | 0 | 0 | 3.0072 | 6.5354 | 0 | 3.308 | 0 | 16.72 | Unplanned Build | Potential Build Solar PV2035
| 69 | NORT SOLAR PV 2018 | Northern Ghana Group | Sun | Solar PV | 0 | 0 | 0 | 0 | 0 | 0 | 0 | 0 | 0 | 0 | 0 | 67.5263 | 67.5263 | 67.5263 | 67.5263 | 67.5263 | 67.5263 | 67.5263 | 0 | 0 | 24.8 | 24.8 | 24.8 | 24.8 | 24.8 | 24.8 | 24.8 | 0 | 0 | 0 | 0 | 0 | 0 | 0 | 0 | 0 | 0 | 0 | 0 | 0 | 0 | 0 | 0 | 0 | 0 | 0 | 0 | 47.1565 | 47.1565 | 47.1565 | 47.1565 | 47.1565 | 47.1565 | 47.1565 | 0% | 0% | 16.35% | 16.35% | 16.35% | 16.35% | 16.35% | 16.35% | 16.35% | 0 | 0 | 58.6155 | 0 | 0 | 0 | 0 | 0 | 0 | 0 | 0 | 44.0387 | 0 | 0 | 0 | 0 | 0 | 0 | 48.4426 | 48.4426 | 58.6155 | 64.4771 | Unplanned Build | Potential Build Solar PV2018
| 71 | NORT SOLAR PV 2023 | Northern Ghana Group | Sun | Solar PV | 0 | 0 | 0 | 0 | 0 | 0 | 0 | 0 | 0 | 0 | 0 | 0 | 0 | 143.1961 | 286.3922 | 286.3922 | 286.3922 | 286.3922 | 0 | 0 | 0 | 0 | 24.8 | 24.8 | 24.8 | 24.8 | 24.8 | 0 | 0 | 0 | 0 | 0 | 0 | 0 | 0 | 0 | 0 | 0 | 0 | 0 | 0 | 0 | 0 | 0 | 0 | 0 | 0 | 0 | 0 | 100 | 200 | 200 | 200 | 200 | 0% | 0% | 0% | 0% | 16.35% | 16.35% | 16.35% | 16.35% | 16.35% | 0 | 0 | 0 | 0 | 95.7 | 95.7 | 0 | 0 | 0 | 0 | 0 | 0 | 0 | 54.0202 | 40.5861 | 0 | 0 | 0 | 104.0669 | 104.0669 | 191.4 | 210.54 | Unplanned Build | Potential Build Solar PV2023
| 72 | NORT SOLAR PV 2026 | Northern Ghana Group | Sun | Solar PV | 0 | 0 | 0 | 0 | 0 | 0 | 0 | 0 | 0 | 0 | 0 | 0 | 0 | 0 | 143.1961 | 429.5883 | 429.5883 | 429.5883 | 0 | 0 | 0 | 0 | 0 | 24.8 | 24.8 | 24.8 | 24.8 | 0 | 0 | 0 | 0 | 0 | 0 | 0 | 0 | 0 | 0 | 0 | 0 | 0 | 0 | 0 | 0 | 0 | 0 | 0 | 0 | 0 | 0 | 0 | 100 | 300 | 300 | 300 | 0% | 0% | 0% | 0% | 0% | 16.35% | 16.35% | 16.35% | 16.35% | 0 | 0 | 0 | 0 | 0 | 89.5 | 179 | 0 | 0 | 0 | 0 | 0 | 0 | 0 | 37.9567 | 57.0349 | 0 | 0 | 41.7524 | 104.4908 | 89.5 | 295.35 | Unplanned Build | Potential Build Solar PV2026
| 73 | NORT SOLAR PV 2030 | Northern Ghana Group | Sun | Solar PV | 0 | 0 | 0 | 0 | 0 | 0 | 0 | 0 | 0 | 0 | 0 | 0 | 0 | 0 | 0 | 71.598 | 357.9902 | 357.9902 | 0 | 0 | 0 | 0 | 0 | 0 | 24.8 | 24.8 | 24.8 | 0 | 0 | 0 | 0 | 0 | 0 | 0 | 0 | 0 | 0 | 0 | 0 | 0 | 0 | 0 | 0 | 0 | 0 | 0 | 0 | 0 | 0 | 0 | 0 | 50 | 250 | 250 | 0% | 0% | 0% | 0% | 0% | 0% | 16.35% | 16.35% | 16.35% | 0 | 0 | 0 | 0 | 0 | 0 | 41.4 | 165.6 | 0 | 0 | 0 | 0 | 0 | 0 | 0 | 13.1913 | 32.7631 | 0 | 0 | 50.5498 | 0 | 227.7 | Unplanned Build | Potential Build Solar PV2030
| 74 | NORT SOLAR PV 2035 | Northern Ghana Group | Sun | Solar PV | 0 | 0 | 0 | 0 | 0 | 0 | 0 | 0 | 0 | 0 | 0 | 0 | 0 | 0 | 0 | 0 | 143.1961 | 859.1766 | 0 | 0 | 0 | 0 | 0 | 0 | 0 | 24.8 | 24.8 | 0 | 0 | 0 | 0 | 0 | 0 | 0 | 0 | 0 | 0 | 0 | 0 | 0 | 0 | 0 | 0 | 0 | 0 | 0 | 0 | 0 | 0 | 0 | 0 | 0 | 100 | 600 | 0% | 0% | 0% | 0% | 0% | 0% | 0% | 16.35% | 16.35% | 0 | 0 | 0 | 0 | 0 | 0 | 0 | 76 | 380 | 0 | 0 | 0 | 0 | 0 | 0 | 0 | 15.0362 | 46.6815 | 0 | 16.5398 | 0 | 83.6 | Unplanned Build | Potential Build Solar PV2035
| 78 | SOUT SOLAR PV 2035 | SouthEast Ghana Group | Sun | Solar PV | 0 | 0 | 0 | 0 | 0 | 0 | 0 | 0 | 0 | 0 | 0 | 0 | 0 | 0 | 0 | 0 | 126.7505 | 570.3773 | 0 | 0 | 0 | 0 | 0 | 0 | 0 | 25 | 25 | 0 | 0 | 0 | 0 | 0 | 0 | 0 | 0 | 0 | 0 | 0 | 0 | 0 | 0 | 0 | 0 | 0 | 0 | 0 | 0 | 0 | 0 | 0 | 0 | 0 | 100 | 450 | 0% | 0% | 0% | 0% | 0% | 0% | 0% | 14.47% | 14.47% | 0 | 0 | 0 | 0 | 0 | 0 | 0 | 76 | 266 | 0 | 0 | 0 | 0 | 0 | 0 | 0 | 15.0362 | 32.677 | 0 | 16.5398 | 0 | 83.6 | Unplanned Build | Potential Build Solar PV2035
| 82 | SOUT SOLAR PV 2035 | SouthWest Ghana Group | Sun | Solar PV | 0 | 0 | 0 | 0 | 0 | 0 | 0 | 0 | 0 | 0 | 0 | 0 | 0 | 0 | 0 | 0 | 25.3501 | 304.2012 | 0 | 0 | 0 | 0 | 0 | 0 | 0 | 25 | 25 | 0 | 0 | 0 | 0 | 0 | 0 | 0 | 0 | 0 | 0 | 0 | 0 | 0 | 0 | 0 | 0 | 0 | 0 | 0 | 0 | 0 | 0 | 0 | 0 | 0 | 20 | 240 | 0% | 0% | 0% | 0% | 0% | 0% | 0% | 14.47% | 14.47% | 0 | 0 | 0 | 0 | 0 | 0 | 0 | 15.2 | 167.2 | 0 | 0 | 0 | 0 | 0 | 0 | 0 | 3.0072 | 20.5398 | 0 | 3.308 | 0 | 16.72 | Unplanned Build | Potential Build Solar PV2035
| 85 | SOUT SOLAR PV 2035 | SouthEast Ghana Group | Sun | Solar PV | 0 | 0 | 0 | 0 | 0 | 0 | 0 | 0 | 0 | 0 | 0 | 0 | 0 | 0 | 0 | 0 | 25.3501 | 76.0503 | 0 | 0 | 0 | 0 | 0 | 0 | 0 | 25 | 25 | 0 | 0 | 0 | 0 | 0 | 0 | 0 | 0 | 0 | 0 | 0 | 0 | 0 | 0 | 0 | 0 | 0 | 0 | 0 | 0 | 0 | 0 | 0 | 0 | 0 | 20 | 60 | 0% | 0% | 0% | 0% | 0% | 0% | 0% | 14.47% | 14.47% | 0 | 0 | 0 | 0 | 0 | 0 | 0 | 15.2 | 30.4 | 0 | 0 | 0 | 0 | 0 | 0 | 0 | 3.0072 | 3.7345 | 0 | 3.308 | 0 | 16.72 | Unplanned Build | Potential Build Solar PV2035
| 104 | SOUT WIND TURBINE 2020 | SouthEast Ghana Group | Wind | Wind | 0 | 0 | 0 | 0 | 0 | 0 | 0 | 0 | 0 | 0 | 0 | 0 | 164.5 | 339.6525 | 689.9575 | 689.9575 | 689.9575 | 689.9575 | 0 | 0 | 0 | 46.71 | 46.71 | 46.71 | 46.71 | 46.71 | 46.71 | 0 | 0 | 0 | 0 | 0 | 0 | 0 | 0 | 0 | 0 | 0 | 0 | 0 | 0 | 0 | 0 | 0 | 0 | 0 | 0 | 0 | 70.4386 | 145.4386 | 295.4386 | 295.4386 | 295.4386 | 295.4386 | 0% | 0% | 0% | 26.66% | 26.66% | 26.66% | 26.66% | 26.66% | 26.66% | 0 | 0 | 0 | 101.2203 | 107.775 | 215.55 | 0 | 0 | 0 | 0 | 0 | 0 | 69.1348 | 60.8362 | 91.4142 | 0 | 0 | 0 | 243.5237 | 243.5237 | 424.5453 | 466.9998 | Unplanned Build | Potential Build Wind2020
| 105 | SOUT WIND TURBINE 2026 | SouthEast Ghana Group | Wind | Wind | 0 | 0 | 0 | 0 | 0 | 0 | 0 | 0 | 0 | 0 | 0 | 0 | 0 | 0 | 350.305 | 817.3784 | 1050.9151 | 1050.9151 | 0 | 0 | 0 | 0 | 0 | 46.71 | 46.71 | 46.71 | 46.71 | 0 | 0 | 0 | 0 | 0 | 0 | 0 | 0 | 0 | 0 | 0 | 0 | 0 | 0 | 0 | 0 | 0 | 0 | 0 | 0 | 0 | 0 | 0 | 150 | 350 | 450 | 450 | 0% | 0% | 0% | 0% | 0% | 26.66% | 26.66% | 26.66% | 26.66% | 0 | 0 | 0 | 0 | 0 | 203.4 | 271.2 | 135.6 | 0 | 0 | 0 | 0 | 0 | 0 | 86.2615 | 86.4127 | 26.8277 | 0 | 94.8876 | 219.4521 | 203.4 | 671.22 | Unplanned Build | Potential Build Wind2026
| 106 | SOUT WIND TURBINE 2035 | SouthEast Ghana Group | Wind | Wind | 0 | 0 | 0 | 0 | 0 | 0 | 0 | 0 | 0 | 0 | 0 | 0 | 0 | 0 | 0 | 0 | 467.0734 | 467.0734 | 0 | 0 | 0 | 0 | 0 | 0 | 0 | 47 | 47 | 0 | 0 | 0 | 0 | 0 | 0 | 0 | 0 | 0 | 0 | 0 | 0 | 0 | 0 | 0 | 0 | 0 | 0 | 0 | 0 | 0 | 0 | 0 | 0 | 0 | 200 | 200 | 0% | 0% | 0% | 0% | 0% | 0% | 0% | 26.66% | 26.66% | 0 | 0 | 0 | 0 | 0 | 0 | 0 | 249.8 | 0 | 0 | 0 | 0 | 0 | 0 | 0 | 0 | 49.4216 | 0 | 0 | 54.3638 | 0 | 274.78 | Unplanned Build | Potential Build Wind2035
[6 empty] | 0 | 0 | 0 | 0 | 0 | 0 | 0 |  |  | 0 | 0 | 0 | 0 | 0 | 0 | 0 |  |  | 0 | 0 | 0 | 0 | 0 | 0 | 0 |  |  | 0 | 0 | 0 | 0 | 0 | 0 | 0 |  |  | 0 | 0 | 0 | 0 | 0 | 0 | 0 |  |  | 0 | 0 | 0 | 0 | 0 | 0 | 0 |  |  | 0 | 0 | 0 | 0 | 0 | 0 | 0 |  |  | #VALUE! | #VALUE! | #VALUE! | #VALUE! | #VALUE! | #VALUE! | #VALUE! |  |  | #VALUE! | #VALUE! | #VALUE! | #VALUE! | #VALUE! | #VALUE! | #VALUE!

## LowFuelPrice
Back to Contents | [77 empty] | 90.91% | 82.64% | 75.13% | 68.3% | 56.45% | 42.41% | 31.86% | 19.78% | 12.28% | Cap Cost NPV |  | Cap Cost -- no NPV
|  | Plant Name |  |  |  | FUEL CONSUMPTION | [8 empty] | GENERATION | [8 empty] | FOM (USD/kW-yr | [8 empty] | VOM (USD/MWh) | [8 empty] | Fuel Cost (USD/MWh) | [8 empty] | Available Capacity | [8 empty] | Capacity Factors | [8 empty] | Total Capital Cost | [8 empty] | Total Capital Cost (NPV) | [8 empty] | 923.8687 | 1691.8861 | 1667.0029 | 5045.4279 | Unplanned? | Plant Name
| UnitID |  | Model Region | Fuel Type | Capacity Type | 2017 | 2018 | 2019 | 2020 | 2023 | 2026 | 2030 | 2035 | 2040 | 2017 | 2018 | 2019 | 2020 | 2023 | 2026 | 2030 | 2035 | 2040 | 2017 | 2018 | 2019 | 2020 | 2023 | 2026 | 2030 | 2035 | 2040 | 2017 | 2018 | 2019 | 2020 | 2023 | 2026 | 2030 | 2035 | 2040 | 2017 | 2018 | 2019 | 2020 | 2023 | 2026 | 2030 | 2035 | 2040 | 2017 | 2018 | 2019 | 2020 | 2023 | 2026 | 2030 | 2035 | 2040 | 2017 | 2018 | 2019 | 2020 | 2023 | 2026 | 2030 | 2035 | 2040 | 2017 | 2018 | 2019 | 2020 | 2023 | 2026 | 2030 | 2035 | 2040 | 2017 | 2018 | 2019 | 2020 | 2023 | 2026 | 2030 | 2035 | 2040 | 10-year | 20-year | 10-year | 20-year
| 1 | CENIT | SouthEast Ghana Group | Oil | Oil Combustion | 0 | 0 | 0 | 0 | 0 | 0 | 0 | 0 | 0 | 0 | 0 | 0 | 0 | 0 | 0 | 0 | 0 | 0 | 11.83 | 11.83 | 11.83 | 11.83 | 11.83 | 11.83 | 11.83 | 0 | 0 | 0 | 0 | 0 | 0 | 0 | 0 | 0 | 0 | 0 | 0 | 0 | 0 | 0 | 0 | 0 | 0 | 0 | 0 | 100 | 100 | 100 | 100 | 100 | 100 | 100 |  |  | 0% | 0% | 0% | 0% | 0% | 0% | 0% | [11 empty] | 0 | 0 | 0 | 0 | 0 | 0 | 0 | 0 | 0 | 0 | 0 | 0 | 0 | Existing & Under Const. Plant
| 2 | Trojan 2B | SouthEast Ghana Group | Oil | Oil Combustion | 0.70652 | 0 | 0 | 0 | 0 | 0 | 0 | 0 | 0 | 83.7111 | 0 | 0 | 0 | 0 | 0 | 0 | 0 | 0 | 34 | 34 | 34 | 34 | 0 | 0 | 0 | 0 | 0 | 5.5 | 0 | 0 | 0 | 0 | 0 | 0 | 0 | 0 | 0 | 0 | 0 | 0 | 0 | 0 | 0 | 0 | 0 | 16.25 | 16.25 | 16.25 | 16.25 | [5 empty] | 58.81% | 0% | 0% | 0% | [14 empty] | 0 | 0 | 0 | 0 | 0 | 0 | 0 | 0 | 0 | 0 | 0 | 0 | 0 | Existing & Under Const. Plant
| 3 | Trojan 2A | Ashanti Group | Oil | Oil Combustion | 0.26958 | 0 | 0 | 0 | 0 | 0 | 0 | 0 | 0 | 31.941 | 0 | 0 | 0 | 0 | 0 | 0 | 0 | 0 | 34 | 34 | 34 | 34 | 0 | 0 | 0 | 0 | 0 | 5.5 | 0 | 0 | 0 | 0 | 0 | 0 | 0 | 0 | 0 | 0 | 0 | 0 | 0 | 0 | 0 | 0 | 0 | 16.25 | 16.25 | 16.25 | 16.25 | [5 empty] | 22.44% | 0% | 0% | 0% | [14 empty] | 0 | 0 | 0 | 0 | 0 | 0 | 0 | 0 | 0 | 0 | 0 | 0 | 0 | Existing & Under Const. Plant
| 4 | GP Tarkwa Plant | SouthWest Ghana Group | Oil | Oil Combustion | 0 | 0 | 0 | 0 | 0 | 0 | 0 | 0 | 0 | 0 | 0 | 0 | 0 | 0 | 0 | 0 | 0 | 0 | 17.5 | 17.5 | 17.5 | 17.5 | 17.5 | 17.5 | 17.5 | 17.5 | 17.5 | 0 | 0 | 0 | 0 | 0 | 0 | 0 | 0 | 0 | 0 | 0 | 0 | 0 | 0 | 0 | 0 | 0 | 0 | 33 | 33 | 33 | 33 | 33 | 33 | 33 | 33 | 33 | 0% | 0% | 0% | 0% | 0% | 0% | 0% | 0% | 0% | [9 empty] | 0 | 0 | 0 | 0 | 0 | 0 | 0 | 0 | 0 | 0 | 0 | 0 | 0 | Existing & Under Const. Plant
| 5 | GP Chirano Plant | SouthWest Ghana Group | Oil | Oil Combustion | 0 | 0 | 0 | 0 | 0 | 0 | 0 | 0 | 0 | 0 | 0 | 0 | 0 | 0 | 0 | 0 | 0 | 0 | 17.5 | 17.5 | 17.5 | 17.5 | 17.5 | 17.5 | 17.5 | 17.5 | 17.5 | 0 | 0 | 0 | 0 | 0 | 0 | 0 | 0 | 0 | 0 | 0 | 0 | 0 | 0 | 0 | 0 | 0 | 0 | 30 | 30 | 30 | 30 | 30 | 30 | 30 | 30 | 30 | 0% | 0% | 0% | 0% | 0% | 0% | 0% | 0% | 0% | [9 empty] | 0 | 0 | 0 | 0 | 0 | 0 | 0 | 0 | 0 | 0 | 0 | 0 | 0 | Existing & Under Const. Plant
| 6 | GP Darmang Plant | SouthWest Ghana Group | Oil | Oil Combustion | 0 | 0 | 0 | 0 | 0 | 0 | 0 | 0 | 0 | 0 | 0 | 0 | 0 | 0 | 0 | 0 | 0 | 0 | 17.5 | 17.5 | 17.5 | 17.5 | 17.5 | 17.5 | 17.5 | 17.5 | 17.5 | 0 | 0 | 0 | 0 | 0 | 0 | 0 | 0 | 0 | 0 | 0 | 0 | 0 | 0 | 0 | 0 | 0 | 0 | 25.5 | 25.5 | 25.5 | 25.5 | 25.5 | 25.5 | 25.5 | 25.5 | 25.5 | 0% | 0% | 0% | 0% | 0% | 0% | 0% | 0% | 0% | [9 empty] | 0 | 0 | 0 | 0 | 0 | 0 | 0 | 0 | 0 | 0 | 0 | 0 | 0 | Existing & Under Const. Plant
| 7 | SAPP 2 | SouthEast Ghana Group | Oil/Gas | Oil/Gas Combined Cycle | 10.5708 | 20.1283 | 13.5226 | 7.8913 | 23.5117 | 23.5117 | 23.5117 | 23.5117 | 22.7384 | 1355.2271 | 2580.5565 | 1733.6664 | 1011.7065 | 3014.316 | 3014.316 | 3014.316 | 3014.316 | 2915.1745 | 16 | 16 | 16 | 16 | 16 | 16 | 16 | 16 | 16 | 3.5 | 3.5 | 3.5 | 3.5 | 3.5 | 3.5 | 3.5 | 3.5 | 3.5 | 0 | 0 | 0 | 0 | 0 | 0 | 0 | 0 | 0 | 370 | 370 | 370 | 370 | 370 | 370 | 370 | 370 | 370 | 41.81% | 79.62% | 53.49% | 31.21% | 93% | 93% | 93% | 93% | 89.94% | [9 empty] | 0 | 0 | 0 | 0 | 0 | 0 | 0 | 0 | 0 | 0 | 0 | 0 | 0 | Existing & Under Const. Plant
| 8 | Cenpower | SouthEast Ghana Group | Oil/Gas | Oil/Gas Combined Cycle | 0 | 0.072074 | 3.2193 | 0 | 21.6884 | 21.6884 | 21.6884 | 21.6476 | 15.356 | 0 | 9.2048 | 411.1507 | 0 | 2769.9125 | 2769.912 | 2769.912 | 2764.7061 | 1961.1715 | 0 | 16 | 16 | 16 | 16 | 16 | 16 | 16 | 16 | 0 | 3.5 | 3.5 | 0 | 3.5 | 3.5 | 3.5 | 3.5 | 3.5 | 0 | 0 | 0 | 0 | 0 | 0 | 0 | 0 | 0 |  | 340 | 340 | 340 | 340 | 340 | 340 | 340 | 340 |  | 0.3091% | 13.8% | 0% | 93% | 93% | 93% | 92.83% | 65.85% | [9 empty] | 0 | 0 | 0 | 0 | 0 | 0 | 0 | 0 | 0 | 0 | 0 | 0 | 0 | Existing & Under Const. Plant
| 9 | KarpowerShip 1 | SouthEast Ghana Group | Oil/Gas | Oil/Gas Combined Cycle | 12.3506 | 0 | 0 | 0 | 0 | 0 | 0 | 0 | 0 | 1616.5656 | 0 | 0 | 0 | 0 | 0 | 0 | 0 | 0 | 177.828 | 0 | 0 | 0 | 0 | 0 | 0 | 0 | 0 | 3.5 | 0 | 0 | 0 | 0 | 0 | 0 | 0 | 0 | 0 | 0 | 0 | 0 | 0 | 0 | 0 | 0 | 0 | 247 | [8 empty] | 74.71% | [17 empty] | 0 | 0 | 0 | 0 | 0 | 0 | 0 | 0 | 0 | 0 | 0 | 0 | 0 | Existing & Under Const. Plant
| 10 | AKSA | SouthEast Ghana Group | Oil/Gas | Oil/Gas Combined Cycle | 10.1595 | 0 | 6.9228 | 0 | 13.6407 | 24.0645 | 22.4668 | 3.3047 | 2.6991 | 1195.236 | 0 | 814.4491 | 0 | 1604.7833 | 2831.1225 | 2643.1489 | 388.791 | 317.5426 | 16 | 16 | 16 | 16 | 16 | 16 | 16 | 16 | 16 | 3.5 | 0 | 3.5 | 0 | 3.5 | 3.5 | 3.5 | 3.5 | 3.5 | 0 | 0 | 0 | 0 | 0 | 0 | 0 | 0 | 0 | 250 | 375 | 375 | 375 | 375 | 375 | 375 | 375 | 375 | 54.58% | 0% | 24.79% | 0% | 48.85% | 86.18% | 80.46% | 11.84% | 9.666% | [9 empty] | 0 | 0 | 0 | 0 | 0 | 0 | 0 | 0 | 0 | 0 | 0 | 0 | 0 | Existing & Under Const. Plant
| 11 | TAPCO (T1) | SouthWest Ghana Group | Oil/Gas | Oil/Gas Combined Cycle | 11.645 | 17.1872 | 0 | 17.1872 | 17.1872 | 17.1872 | 17.1872 | 15.5814 | 0.43842 | 1496.2088 | 2208.3 | 0 | 2208.3 | 2208.3 | 2208.3003 | 2208.2999 | 2001.9765 | 56.3302 | 18.7 | 18.7 | 18.7 | 18.7 | 18.7 | 18.7 | 18.7 | 18.7 | 18.7 | 5 | 5 | 0 | 5 | 5 | 5 | 5 | 5 | 5 | 0 | 0 | 0 | 0 | 0 | 0 | 0 | 0 | 0 | 305 | 305 | 305 | 305 | 305 | 305 | 305 | 305 | 305 | 56% | 82.65% | 0% | 82.65% | 82.65% | 82.65% | 82.65% | 74.93% | 2.108% | [9 empty] | 0 | 0 | 0 | 0 | 0 | 0 | 0 | 0 | 0 | 0 | 0 | 0 | 0 | Existing & Under Const. Plant
| 12 | TICO (T2) | SouthWest Ghana Group | Oil/Gas | Oil/Gas Combined Cycle | 17.7346 | 17.7346 | 9.5854 | 17.7346 | 17.7346 | 17.7346 | 17.7346 | 17.7346 | 5.7879 | 2382.72 | 2382.72 | 1287.8392 | 2382.72 | 2382.72 | 2382.72 | 2382.72 | 2382.72 | 777.625 | 30.94 | 30.94 | 30.94 | 30.94 | 30.94 | 30.94 | 30.94 | 30.94 | 30.94 | 4.9 | 4.9 | 4.9 | 4.9 | 4.9 | 4.9 | 4.9 | 4.9 | 4.9 | 0 | 0 | 0 | 0 | 0 | 0 | 0 | 0 | 0 | 320 | 320 | 320 | 320 | 320 | 320 | 320 | 320 | 320 | 85% | 85% | 45.94% | 85% | 85% | 85% | 85% | 85% | 27.74% | [9 empty] | 0 | 0 | 0 | 0 | 0 | 0 | 0 | 0 | 0 | 0 | 0 | 0 | 0 | Existing & Under Const. Plant
| 13 | Amandi | SouthWest Ghana Group | Oil/Gas | Oil/Gas Combined Cycle | 0 | 0 | 8.0946 | 0 | 12.0103 | 12.0103 | 12.0103 | 6.4672 | 0.090396 | 0 | 0 | 987.1488 | 0 | 1464.6719 | 1464.672 | 1464.672 | 788.6841 | 11.0239 | 0 | 0 | 30.94 | 30.94 | 30.94 | 30.94 | 30.94 | 30.94 | 30.94 | 0 | 0 | 4.9 | 0 | 4.9 | 4.9 | 4.9 | 4.9 | 4.9 | 0 | 0 | 0 | 0 | 0 | 0 | 0 | 0 | 0 |  |  | 190 | 190 | 190 | 190 | 190 | 190 | 190 |  |  | 59.31% | 0% | 88% | 88% | 88% | 47.39% | 0.6623% | [9 empty] | 0 | 0 | 0 | 0 | 0 | 0 | 0 | 0 | 0 | 0 | 0 | 0 | 0 | Existing & Under Const. Plant
| 14 | KarpowerShip 2 | SouthWest Ghana Group | Oil/Gas | Oil/Gas Combined Cycle | 0 | 27.6708 | 31.8841 | 30.5313 | 0 | 0 | 0 | 0 | 0 | 0 | 3250.04 | 3744.9 | 3586.0082 | 0 | 0 | 0 | 0 | 0 | 0 | 177.828 | 177.828 | 177.828 | 177.828 | 0 | 0 | 0 | 0 | 0 | 3.5 | 3.5 | 3.5 | 0 | 0 | 0 | 0 | 0 | 0 | 0 | 0 | 0 | 0 | 0 | 0 | 0 | 0 |  | 450 | 450 | 450 | 450 | [5 empty] | 82.45% | 95% | 90.97% | 0% | [13 empty] | 0 | 0 | 0 | 0 | 0 | 0 | 0 | 0 | 0 | 0 | 0 | 0 | 0 | Existing & Under Const. Plant
| 15 | Early Power | SouthEast Ghana Group | Oil/Gas | Oil/Gas Combustion | 0 | 0 | 6.5028 | 23.0656 | 23.0656 | 23.0656 | 23.0656 | 23.0656 | 23.0656 | 0 | 0 | 867.0378 | 3075.4168 | 3075.417 | 3075.417 | 3075.417 | 3075.417 | 3075.417 | 0 | 0 | 16 | 16 | 16 | 16 | 16 | 16 | 16 | 0 | 0 | 3.5 | 3.5 | 3.5 | 3.5 | 3.5 | 3.5 | 3.5 | 0 | 0 | 0 | 0 | 0 | 0 | 0 | 0 | 0 |  |  | 377.5 | 377.5 | 377.5 | 377.5 | 377.5 | 377.5 | 377.5 |  |  | 26.22% | 93% | 93% | 93% | 93% | 93% | 93% | [9 empty] | 0 | 0 | 0 | 0 | 0 | 0 | 0 | 0 | 0 | 0 | 0 | 0 | 0 | Existing & Under Const. Plant
| 16 | TT1PP | SouthEast Ghana Group | Oil/Gas | Oil/Gas Combustion | 0 | 0 | 0 | 0 | 0 | 0 | 0 | 0 | 0 | 0 | 0 | 0 | 0 | 0 | 0 | 0 | 0 | 0 | 14.3 | 14.3 | 14.3 | 14.3 | 14.3 | 14.3 | 14.3 | 14.3 | 14.3 | 0 | 0 | 0 | 0 | 0 | 0 | 0 | 0 | 0 | 0 | 0 | 0 | 0 | 0 | 0 | 0 | 0 | 0 | 100 | 100 | 100 | 100 | 100 | 100 | 100 | 100 | 100 | 0% | 0% | 0% | 0% | 0% | 0% | 0% | 0% | 0% | [9 empty] | 0 | 0 | 0 | 0 | 0 | 0 | 0 | 0 | 0 | 0 | 0 | 0 | 0 | Existing & Under Const. Plant
| 17 | KTPP | SouthEast Ghana Group | Oil/Gas | Oil/Gas Combustion | 1.404 | 0 | 1.7267 | 0 | 0 | 0 | 0 | 0 | 0 | 128.8048 | 0 | 158.4114 | 0 | 0 | 0 | 0 | 0 | 0 | 12.3 | 12.3 | 12.3 | 12.3 | 12.3 | 12.3 | 12.3 | 12.3 | 12.3 | 3.5 | 0 | 3.5 | 0 | 0 | 0 | 0 | 0 | 0 | 0 | 0 | 0 | 0 | 0 | 0 | 0 | 0 | 0 | 200 | 200 | 200 | 200 | 200 | 200 | 200 | 200 | 200 | 7.352% | 0% | 9.042% | 0% | 0% | 0% | 0% | 0% | 0% | [9 empty] | 0 | 0 | 0 | 0 | 0 | 0 | 0 | 0 | 0 | 0 | 0 | 0 | 0 | Existing & Under Const. Plant
| 18 | Trojan 1 | SouthEast Ghana Group | Oil/Gas | Oil/Gas Combustion | 1.6734 | 0 | 0 | 0 | 0 | 0 | 0 | 0 | 0 | 198.2743 | 0 | 0 | 0 | 0 | 0 | 0 | 0 | 0 | 34 | 34 | 34 | 34 | 0 | 0 | 0 | 0 | 0 | 5.5 | 0 | 0 | 0 | 0 | 0 | 0 | 0 | 0 | 0 | 0 | 0 | 0 | 0 | 0 | 0 | 0 | 0 | 24.96 | 24.96 | 24.96 | 24.96 | [5 empty] | 90.68% | 0% | 0% | 0% | [14 empty] | 0 | 0 | 0 | 0 | 0 | 0 | 0 | 0 | 0 | 0 | 0 | 0 | 0 | Existing & Under Const. Plant
| 19 | MRP | SouthEast Ghana Group | Oil/Gas | Oil/Gas Combustion | 0 | 0 | 0 | 0 | 0 | 0 | 0 | 0 | 0 | 0 | 0 | 0 | 0 | 0 | 0 | 0 | 0 | 0 | 12.5737 | 12.5737 | 12.5737 | 12.5737 | 12.5737 | 12.5737 | 12.5737 | 12.5737 | 12.5737 | 0 | 0 | 0 | 0 | 0 | 0 | 0 | 0 | 0 | 0 | 0 | 0 | 0 | 0 | 0 | 0 | 0 | 0 | 70 | 70 | 70 | 70 | 70 | 70 | 70 | 70 | 70 | 0% | 0% | 0% | 0% | 0% | 0% | 0% | 0% | 0% | [9 empty] | 0 | 0 | 0 | 0 | 0 | 0 | 0 | 0 | 0 | 0 | 0 | 0 | 0 | Existing & Under Const. Plant
| 20 | Safisana | SouthEast Ghana Group | Biogas | Biogas | 0.010052 | 0 | 0.010052 | 0.010052 | 0.010052 | 0.010052 | 0.010052 | 0.010052 | 0.010052 | 0.7446 | 0 | 0.7446 | 0.7446 | 0.7446 | 0.7446 | 0.7446 | 0.7446 | 0.7446 | 35 | 35 | 35 | 35 | 35 | 35 | 35 | 35 | 35 | 4.2 | 0 | 4.2 | 4.2 | 4.2 | 4.2 | 4.2 | 4.2 | 4.2 | 0 | 0 | 0 | 0 | 0 | 0 | 0 | 0 | 0 | 0.1 | 0.1 | 0.1 | 0.1 | 0.1 | 0.1 | 0.1 | 0.1 | 0.1 | 85% | 0% | 85% | 85% | 85% | 85% | 85% | 85% | 85% | [9 empty] | 0 | 0 | 0 | 0 | 0 | 0 | 0 | 0 | 0 | 0 | 0 | 0 | 0 | Existing & Under Const. Plant
| 21 | TT2PP | SouthEast Ghana Group | Gas | Gas Combustion Turbine | 0 | 0 | 0 | 0 | 0 | 0 | 0.0037524 | 0.0019097 | 0 | 0 | 0 | 0 | 0 | 0 | 0 | 0.38604 | 0.19647 | 0 | 12.1007 | 12.1007 | 12.1007 | 12.1007 | 12.1007 | 12.1007 | 12.1007 | 12.1007 | 12.1007 | 0 | 0 | 0 | 0 | 0 | 0 | 4.5 | 4.5 | 0 | 0 | 0 | 0 | 0 | 0 | 0 | 0 | 0 | 0 | 45 | 45 | 45 | 45 | 45 | 45 | 45 | 45 | 45 | 0% | 0% | 0% | 0% | 0% | 0% | 0.09793% | 0.04984% | 0% | [9 empty] | 0 | 0 | 0 | 0 | 0 | 0 | 0 | 0 | 0 | 0 | 0 | 0 | 0 | Existing & Under Const. Plant
| 22 | SAPP 1 | SouthEast Ghana Group | Gas | Gas Combustion Turbine | 3.0668 | 0 | 0 | 0 | 0 | 2.9391 | 2.8275 | 0.096026 | 0.008696 | 328.699 | 0 | 0 | 0 | 0 | 315.015 | 303.0499 | 10.2921 | 0.93205 | 11.83 | 11.83 | 11.83 | 11.83 | 11.83 | 11.83 | 11.83 | 11.83 | 11.83 | 4.5 | 0 | 0 | 0 | 0 | 4.5 | 4.5 | 4.5 | 4.5 | 0 | 0 | 0 | 0 | 0 | 0 | 0 | 0 | 0 | 180 | 180 | 180 | 180 | 180 | 180 | 180 | 180 | 180 | 20.85% | 0% | 0% | 0% | 0% | 19.98% | 19.22% | 0.6527% | 0.05911% | [9 empty] | 0 | 0 | 0 | 0 | 0 | 0 | 0 | 0 | 0 | 0 | 0 | 0 | 0 | Existing & Under Const. Plant
| 23 | Trojan 3 | SouthEast Ghana Group | Gas | Gas Combustion Turbine | 0 | 0 | 0 | 0 | 0 | 0 | 0 | 0 | 0 | 0 | 0 | 0 | 0 | 0 | 0 | 0 | 0 | 0 | 0 | 34 | 34 | 34 | 0 | 0 | 0 | 0 | 0 | 0 | 0 | 0 | 0 | 0 | 0 | 0 | 0 | 0 | 0 | 0 | 0 | 0 | 0 | 0 | 0 | 0 | 0 | 0 | 49.92 | 49.92 | 49.92 | 0 | 0 | 0 | 0 | 0 | 0% | 0% | 0% | 0% | 0% | 0% | 0% | 0% | 0% | [9 empty] | 0 | 0 | 0 | 0 | 0 | 0 | 0 | 0 | 0 | 0 | 0 | 0 | 0 | Existing & Under Const. Plant
| 24 | Ameri_2016 | SouthWest Ghana Group | Gas | Gas Combustion Turbine | 0 | 0 | 18.427 | 0 | 0 | 0 | 0 | 0 | 0 | 0 | 0 | 1813.32 | 0 | 0 | 0 | 0 | 0 | 0 | 14.54 | 14.54 | 14.54 | 14.54 | 0 | 0 | 0 | 0 | 0 | 0 | 0 | 5 | 0 | 0 | 0 | 0 | 0 | 0 | 0 | 0 | 0 | 0 | 0 | 0 | 0 | 0 | 0 | 230 | 230 | 230 | 230 | 0 | 0 | 0 | 0 | 0 | 0% | 0% | 90% | 0% | 0% | 0% | 0% | 0% | 0% | [9 empty] | 0 | 0 | 0 | 0 | 0 | 0 | 0 | 0 | 0 | 0 | 0 | 0 | 0 | Existing & Under Const. Plant
| 25 | Ameri_2021 | SouthWest Ghana Group | Gas | Gas Combustion Turbine | 0 | 0 | 0 | 0 | 0 | 0 | 0 | 0 | 0 | 0 | 0 | 0 | 0 | 0 | 0 | 0 | 0 | 0 | 0 | 0 | 0 | 0 | 14.54 | 14.54 | 14.54 | 14.54 | 14.54 | 0 | 0 | 0 | 0 | 0 | 0 | 0 | 0 | 0 | 0 | 0 | 0 | 0 | 0 | 0 | 0 | 0 | 0 | 0 | 0 | 0 | 0 | 230 | 230 | 230 | 230 | 230 | 0% | 0% | 0% | 0% | 0% | 0% | 0% | 0% | 0% | [9 empty] | 0 | 0 | 0 | 0 | 0 | 0 | 0 | 0 | 0 | 0 | 0 | 0 | 0 | Existing & Under Const. Plant
| 26 | Bui | Northern Ghana Group | Water | Hydro | 0 | 0 | 0 | 0 | 0 | 0 | 0 | 0 | 0 | 669.5866 | 669.5865 | 669.5866 | 669.5864 | 669.5863 | 669.5864 | 669.5865 | 669.5865 | 669.5866 | 27.74 | 27.74 | 27.74 | 27.74 | 27.74 | 27.74 | 27.74 | 27.74 | 27.74 | 1.63 | 1.63 | 1.63 | 1.63 | 1.63 | 1.63 | 1.63 | 1.63 | 1.63 | 0 | 0 | 0 | 0 | 0 | 0 | 0 | 0 | 0 | 330 | 330 | 330 | 330 | 330 | 330 | 330 | 330 | 330 | 23.16% | 23.16% | 23.16% | 23.16% | 23.16% | 23.16% | 23.16% | 23.16% | 23.16% | [9 empty] | 0 | 0 | 0 | 0 | 0 | 0 | 0 | 0 | 0 | 0 | 0 | 0 | 0 | Existing & Under Const. Plant
| 27 | Akosombo | SouthEast Ghana Group | Water | Hydro | 0 | 0 | 0 | 0 | 0 | 0 | 0 | 0 | 0 | 3681.6895 | 3681.6876 | 4016.3891 | 4016.3891 | 4434.7626 | 4434.7636 | 4434.762 | 4434.7628 | 4434.7625 | 9.16 | 9.16 | 9.16 | 9.16 | 9.16 | 9.16 | 9.16 | 9.16 | 9.16 | 0.98 | 0.98 | 0.98 | 0.98 | 0.98 | 0.98 | 0.98 | 0.98 | 0.98 | 0 | 0 | 0 | 0 | 0 | 0 | 0 | 0 | 0 | 900 | 900 | 900 | 900 | 900 | 900 | 900 | 900 | 900 | 46.7% | 46.7% | 50.94% | 50.94% | 56.25% | 56.25% | 56.25% | 56.25% | 56.25% | [9 empty] | 0 | 0 | 0 | 0 | 0 | 0 | 0 | 0 | 0 | 0 | 0 | 0 | 0 | Existing & Under Const. Plant
| 28 | Kpong | SouthEast Ghana Group | Water | Hydro | 0 | 0 | 0 | 0 | 0 | 0 | 0 | 0 | 0 | 722.7074 | 722.7075 | 788.4081 | 788.4082 | 870.534 | 870.5338 | 870.5339 | 870.5339 | 870.5341 | 9.16 | 9.16 | 9.16 | 9.16 | 9.16 | 9.16 | 9.16 | 9.16 | 9.16 | 0.98 | 0.98 | 0.98 | 0.98 | 0.98 | 0.98 | 0.98 | 0.98 | 0.98 | 0 | 0 | 0 | 0 | 0 | 0 | 0 | 0 | 0 | 140 | 140 | 140 | 140 | 140 | 140 | 140 | 140 | 140 | 58.93% | 58.93% | 64.29% | 64.29% | 70.98% | 70.98% | 70.98% | 70.98% | 70.98% | [9 empty] | 0 | 0 | 0 | 0 | 0 | 0 | 0 | 0 | 0 | 0 | 0 | 0 | 0 | Existing & Under Const. Plant
| 29 | Cote d'Ivoire Dummy | Cote d'Ivoire | Water | Hydro | 0 | 0 | 0 | 0 | 0 | 0 | 0 | 0 | 0 | 814.6802 | 814.68 | 10 | 814.68 | 814.68 | 814.68 | 814.68 | 814.6802 | 814.68 | 0 | 0 | 0 | 0 | 0 | 0 | 0 | 0 | 0 | 10 | 10 | 10 | 10 | 10 | 10 | 10 | 10 | 10 | 0 | 0 | 0 | 0 | 0 | 0 | 0 | 0 | 0 | 150 | 150 | 150 | 150 | 150 | 150 | 150 | 150 | 150 | 62% | 62% | 0.761% | 62% | 62% | 62% | 62% | 62% | 62% | [9 empty] | 0 | 0 | 0 | 0 | 0 | 0 | 0 | 0 | 0 | 0 | 0 | 0 | 0 | Existing & Under Const. Plant
| 30 | Burkina Dummy | Burkina Group | Water | Hydro | 0 | 0 | 0 | 0 | 0 | 0 | 0 | 0 | 0 | 0.438 | 0.438 | 0.438 | 0.438 | 4.818 | 4.818 | 4.818 | 4.818 | 4.818 | 0 | 0 | 0 | 0 | 0 | 0 | 0 | 0 | 0 | 10 | 10 | 10 | 10 | 10 | 10 | 10 | 10 | 10 | 0 | 0 | 0 | 0 | 0 | 0 | 0 | 0 | 0 | 10 | 10 | 10 | 10 | 110 | 110 | 110 | 110 | 110 | 0.5% | 0.5% | 0.5% | 0.5% | 0.5% | 0.5% | 0.5% | 0.5% | 0.5% | [9 empty] | 0 | 0 | 0 | 0 | 0 | 0 | 0 | 0 | 0 | 0 | 0 | 0 | 0 | Existing & Under Const. Plant
| 31 | VRA Solar_2.5MW | Northern Ghana Group | Sun | Solar PV | 0 | 0 | 0 | 0 | 0 | 0 | 0 | 0 | 0 | 2.7132 | 2.7132 | 2.7132 | 2.7132 | 2.7132 | 2.7132 | 2.7132 | 2.7132 | 2.7132 | 0 | 0 | 0 | 0 | 0 | 0 | 0 | 0 | 0 | 0 | 0 | 0 | 0 | 0 | 0 | 0 | 0 | 0 | 0 | 0 | 0 | 0 | 0 | 0 | 0 | 0 | 0 | 1.8 | 1.8 | 1.8 | 1.8 | 1.8 | 1.8 | 1.8 | 1.8 | 1.8 | 17.21% | 17.21% | 17.21% | 17.21% | 17.21% | 17.21% | 17.21% | 17.21% | 17.21% | [9 empty] | 0 | 0 | 0 | 0 | 0 | 0 | 0 | 0 | 0 | 0 | 0 | 0 | 0 | Existing & Under Const. Plant
| 32 | BXC Solar | SouthEast Ghana Group | Sun | Solar PV | 0 | 0 | 0 | 0 | 0 | 0 | 0 | 0 | 0 | 24.0159 | 24.0159 | 24.0159 | 24.0159 | 24.0159 | 24.0159 | 24.0159 | 24.0159 | 0 | 0 | 0 | 0 | 0 | 0 | 0 | 0 | 0 | 0 | 0 | 0 | 0 | 0 | 0 | 0 | 0 | 0 | 0 | 0 | 0 | 0 | 0 | 0 | 0 | 0 | 0 | 0 | 18 | 18 | 18 | 18 | 18 | 18 | 18 | 18 | 0 | 15.23% | 15.23% | 15.23% | 15.23% | 15.23% | 15.23% | 15.23% | 15.23% | 0% | [9 empty] | 0 | 0 | 0 | 0 | 0 | 0 | 0 | 0 | 0 | 0 | 0 | 0 | 0 | Existing & Under Const. Plant
| 38 | NORT BIOMASS 2018 | Northern Ghana Group | Biomass | Biomass Combustion | 0 | 0 | 0 | 0 | 0 | 0 | 0.12143 | 0 | 6.0312 | 0 | 0 | 0 | 0 | 0 | 0 | 8.995 | 0 | 446.7547 | 0 | 0 | 0 | 0 | 0 | 130 | 130 | 130 | 130 | 0 | 0 | 0 | 0 | 0 | 0 | 4.5 | 0 | 4.5 | 0 | 0 | 0 | 0 | 0 | 0 | 0 | 0 | 0 | 0 | 0 | 0 | 0 | 0 | 60 | 60 | 60 | 60 | 0% | 0% | 0% | 0% | 0% | 0% | 1.711% | 0% | 85% | 0 | 0 | 0 | 0 | 0 | 240 | 0 | 0 | 0 | 0 | 0 | 0 | 0 | 0 | 101.7834 | 0 | 0 | 0 | 111.9618 | 111.9618 | 240 | 264 | Unplanned Build | Potential Build Biomass Combustion2018
| 43 | SOUT COMBINED CYCLE 2020 | SouthWest Ghana Group | Oil/Gas | Oil/Gas Combined Cycle | 0 | 0 | 0 | 0 | 0 | 2.1712 | 2.1712 | 16.8792 | 70.8467 | 0 | 0 | 0 | 0 | 0 | 299.4711 | 299.4712 | 2328.1715 | 9771.9552 | 0 | 0 | 0 | 0 | 0 | 15 | 15 | 15 | 15 | 0 | 0 | 0 | 0 | 0 | 3.48 | 3.48 | 3.48 | 3.48 | 0 | 0 | 0 | 0 | 0 | 0 | 0 | 0 | 0 | 0 | 0 | 0 | 0 | 0 | 37.9847 | 37.9847 | 295.3027 | 1239.4637 | 0% | 0% | 0% | 0% | 0% | 90% | 90% | 90% | 90% | 0 | 0 | 0 | 0 | 0 | 39.5421 | 0 | 267.868 | 982.8716 | 0 | 0 | 0 | 0 | 0 | 16.7697 | 0 | 52.9963 | 120.7418 | 18.4467 | 76.7426 | 39.5421 | 338.1511 | Unplanned Build | Potential Build Oil/Gas Combined Cycle2020
| 45 | SOUT COMBINED CYCLE 2019 | SouthEast Ghana Group | Oil/Gas | Oil/Gas Combined Cycle | 0 | 0 | 0 | 0 | 0 | 0 | 27.8036 | 76.6775 | 107.0639 | 0 | 0 | 0 | 0 | 0 | 0 | 3834.9784 | 10576.2128 | 14767.4328 | 0 | 0 | 0 | 0 | 0 | 0 | 15 | 15 | 15 | 0 | 0 | 0 | 0 | 0 | 0 | 3.48 | 3.48 | 3.48 | 0 | 0 | 0 | 0 | 0 | 0 | 0 | 0 | 0 | 0 | 0 | 0 | 0 | 0 | 0 | 486.425 | 1341.481 | 1873.088 | 0% | 0% | 0% | 0% | 0% | 0% | 90% | 90% | 90% | 0 | 0 | 0 | 0 | 0 | 0 | 506.3684 | 890.1133 | 553.4029 | 0 | 0 | 0 | 0 | 0 | 0 | 161.3446 | 176.1042 | 67.9833 | 0 | 371.1936 | 0 | 1536.1299 | Unplanned Build | Potential Build Oil/Gas Combined Cycle2019
| 51 | NORT HYDRO SMALL 2023 | Northern Ghana Group | Water | Hydro | 0 | 0 | 0 | 0 | 0 | 0 | 0 | 0 | 0 | 0 | 0 | 0 | 0 | 74.46 | 74.46 | 74.46 | 74.46 | 74.46 | 0 | 0 | 0 | 0 | 45 | 45 | 45 | 45 | 45 | 0 | 0 | 0 | 0 | 3 | 3 | 3 | 3 | 3 | 0 | 0 | 0 | 0 | 0 | 0 | 0 | 0 | 0 | 0 | 0 | 0 | 0 | 20 | 20 | 20 | 20 | 20 | 0% | 0% | 0% | 0% | 42.5% | 42.5% | 42.5% | 42.5% | 42.5% | 0 | 0 | 0 | 0 | 120 | 0 | 0 | 0 | 0 | 0 | 0 | 0 | 0 | 67.7369 | 0 | 0 | 0 | 0 | 74.5106 | 74.5106 | 120 | 132 | Unplanned Build | Potential Build Hydro Small2023NORT
| 53 | SOUT HYDRO SMALL 2023 | SouthWest Ghana Group | Water | Hydro | 0 | 0 | 0 | 0 | 0 | 0 | 0 | 0 | 0 | 0 | 0 | 0 | 0 | 223.38 | 223.38 | 223.38 | 223.38 | 223.38 | 0 | 0 | 0 | 0 | 45 | 45 | 45 | 45 | 45 | 0 | 0 | 0 | 0 | 3 | 3 | 3 | 3 | 3 | 0 | 0 | 0 | 0 | 0 | 0 | 0 | 0 | 0 | 0 | 0 | 0 | 0 | 60 | 60 | 60 | 60 | 60 | 0% | 0% | 0% | 0% | 42.5% | 42.5% | 42.5% | 42.5% | 42.5% | 0 | 0 | 0 | 0 | 300 | 0 | 0 | 0 | 0 | 0 | 0 | 0 | 0 | 169.3422 | 0 | 0 | 0 | 0 | 186.2764 | 186.2764 | 300 | 330 | Unplanned Build | Potential Build Hydro Small2023SOUT
| 54 | ASHA INTERRUPTIBLE 2016 | Ashanti Group | Interruptible | Interruptible | 0 | 0 | 0 | 0 | 0 | 0 | 0 | 0 | 0 | 0 | 0 | 0 | 0 | 0 | 0 | 0 | 0 | 0 | 0 | 0 | 0 | 0 | 0 | 0 | 0 | 0 | 0 | 0 | 0 | 0 | 0 | 0 | 0 | 0 | 0 | 0 | 0 | 0 | 0 | 0 | 0 | 0 | 0 | 0 | 0 | 129.301 | 217.102 | 0 | 0 | 0 | 0 | 0 | 0 | 0 | 0% | 0% | 0% | 0% | 0% | 0% | 0% | 0% | 0% | [9 empty] | 0 | 0 | 0 | 0 | 0 | 0 | 0 | 0 | 0 | 0 | 0 | 0 | 0 | Unplanned Build | Potential Build Interruptible2016
| 65 | ASHA SOLAR PV 2035 | Ashanti Group | Sun | Solar PV | 0 | 0 | 0 | 0 | 0 | 0 | 0 | 0 | 0 | 0 | 0 | 0 | 0 | 0 | 0 | 0 | 25.3501 | 139.4256 | 0 | 0 | 0 | 0 | 0 | 0 | 0 | 25 | 25 | 0 | 0 | 0 | 0 | 0 | 0 | 0 | 0 | 0 | 0 | 0 | 0 | 0 | 0 | 0 | 0 | 0 | 0 | 0 | 0 | 0 | 0 | 0 | 0 | 0 | 20 | 110 | 0% | 0% | 0% | 0% | 0% | 0% | 0% | 14.47% | 14.47% | 0 | 0 | 0 | 0 | 0 | 0 | 0 | 15.2 | 68.4 | 0 | 0 | 0 | 0 | 0 | 0 | 0 | 3.0072 | 8.4027 | 0 | 3.308 | 0 | 16.72 | Unplanned Build | Potential Build Solar PV2035
| 68 | SOUT SOLAR PV 2035 | SouthWest Ghana Group | Sun | Solar PV | 0 | 0 | 0 | 0 | 0 | 0 | 0 | 0 | 0 | 0 | 0 | 0 | 0 | 0 | 0 | 0 | 25.3501 | 114.0755 | 0 | 0 | 0 | 0 | 0 | 0 | 0 | 25 | 25 | 0 | 0 | 0 | 0 | 0 | 0 | 0 | 0 | 0 | 0 | 0 | 0 | 0 | 0 | 0 | 0 | 0 | 0 | 0 | 0 | 0 | 0 | 0 | 0 | 0 | 20 | 90 | 0% | 0% | 0% | 0% | 0% | 0% | 0% | 14.47% | 14.47% | 0 | 0 | 0 | 0 | 0 | 0 | 0 | 15.2 | 53.2 | 0 | 0 | 0 | 0 | 0 | 0 | 0 | 3.0072 | 6.5354 | 0 | 3.308 | 0 | 16.72 | Unplanned Build | Potential Build Solar PV2035
| 69 | NORT SOLAR PV 2018 | Northern Ghana Group | Sun | Solar PV | 0 | 0 | 0 | 0 | 0 | 0 | 0 | 0 | 0 | 0 | 0 | 67.5263 | 67.5263 | 67.5263 | 67.5263 | 67.5263 | 67.5263 | 67.5263 | 0 | 0 | 24.8 | 24.8 | 24.8 | 24.8 | 24.8 | 24.8 | 24.8 | 0 | 0 | 0 | 0 | 0 | 0 | 0 | 0 | 0 | 0 | 0 | 0 | 0 | 0 | 0 | 0 | 0 | 0 | 0 | 0 | 47.1565 | 47.1565 | 47.1565 | 47.1565 | 47.1565 | 47.1565 | 47.1565 | 0% | 0% | 16.35% | 16.35% | 16.35% | 16.35% | 16.35% | 16.35% | 16.35% | 0 | 0 | 58.6155 | 0 | 0 | 0 | 0 | 0 | 0 | 0 | 0 | 44.0387 | 0 | 0 | 0 | 0 | 0 | 0 | 48.4426 | 48.4426 | 58.6155 | 64.4771 | Unplanned Build | Potential Build Solar PV2018
| 71 | NORT SOLAR PV 2023 | Northern Ghana Group | Sun | Solar PV | 0 | 0 | 0 | 0 | 0 | 0 | 0 | 0 | 0 | 0 | 0 | 0 | 0 | 143.1961 | 286.3922 | 286.3922 | 286.3922 | 286.3922 | 0 | 0 | 0 | 0 | 24.8 | 24.8 | 24.8 | 24.8 | 24.8 | 0 | 0 | 0 | 0 | 0 | 0 | 0 | 0 | 0 | 0 | 0 | 0 | 0 | 0 | 0 | 0 | 0 | 0 | 0 | 0 | 0 | 0 | 100 | 200 | 200 | 200 | 200 | 0% | 0% | 0% | 0% | 16.35% | 16.35% | 16.35% | 16.35% | 16.35% | 0 | 0 | 0 | 0 | 95.7 | 95.7 | 0 | 0 | 0 | 0 | 0 | 0 | 0 | 54.0202 | 40.5861 | 0 | 0 | 0 | 104.0669 | 104.0669 | 191.4 | 210.54 | Unplanned Build | Potential Build Solar PV2023
| 72 | NORT SOLAR PV 2026 | Northern Ghana Group | Sun | Solar PV | 0 | 0 | 0 | 0 | 0 | 0 | 0 | 0 | 0 | 0 | 0 | 0 | 0 | 0 | 143.1961 | 429.5883 | 429.5883 | 429.5883 | 0 | 0 | 0 | 0 | 0 | 24.8 | 24.8 | 24.8 | 24.8 | 0 | 0 | 0 | 0 | 0 | 0 | 0 | 0 | 0 | 0 | 0 | 0 | 0 | 0 | 0 | 0 | 0 | 0 | 0 | 0 | 0 | 0 | 0 | 100 | 300 | 300 | 300 | 0% | 0% | 0% | 0% | 0% | 16.35% | 16.35% | 16.35% | 16.35% | 0 | 0 | 0 | 0 | 0 | 89.5 | 179 | 0 | 0 | 0 | 0 | 0 | 0 | 0 | 37.9567 | 57.0349 | 0 | 0 | 41.7524 | 104.4908 | 89.5 | 295.35 | Unplanned Build | Potential Build Solar PV2026
| 73 | NORT SOLAR PV 2030 | Northern Ghana Group | Sun | Solar PV | 0 | 0 | 0 | 0 | 0 | 0 | 0 | 0 | 0 | 0 | 0 | 0 | 0 | 0 | 0 | 71.598 | 357.9902 | 357.9902 | 0 | 0 | 0 | 0 | 0 | 0 | 24.8 | 24.8 | 24.8 | 0 | 0 | 0 | 0 | 0 | 0 | 0 | 0 | 0 | 0 | 0 | 0 | 0 | 0 | 0 | 0 | 0 | 0 | 0 | 0 | 0 | 0 | 0 | 0 | 50 | 250 | 250 | 0% | 0% | 0% | 0% | 0% | 0% | 16.35% | 16.35% | 16.35% | 0 | 0 | 0 | 0 | 0 | 0 | 41.4 | 165.6 | 0 | 0 | 0 | 0 | 0 | 0 | 0 | 13.1913 | 32.7631 | 0 | 0 | 50.5498 | 0 | 227.7 | Unplanned Build | Potential Build Solar PV2030
| 74 | NORT SOLAR PV 2035 | Northern Ghana Group | Sun | Solar PV | 0 | 0 | 0 | 0 | 0 | 0 | 0 | 0 | 0 | 0 | 0 | 0 | 0 | 0 | 0 | 0 | 143.1961 | 859.1766 | 0 | 0 | 0 | 0 | 0 | 0 | 0 | 24.8 | 24.8 | 0 | 0 | 0 | 0 | 0 | 0 | 0 | 0 | 0 | 0 | 0 | 0 | 0 | 0 | 0 | 0 | 0 | 0 | 0 | 0 | 0 | 0 | 0 | 0 | 0 | 100 | 600 | 0% | 0% | 0% | 0% | 0% | 0% | 0% | 16.35% | 16.35% | 0 | 0 | 0 | 0 | 0 | 0 | 0 | 76 | 380 | 0 | 0 | 0 | 0 | 0 | 0 | 0 | 15.0362 | 46.6815 | 0 | 16.5398 | 0 | 83.6 | Unplanned Build | Potential Build Solar PV2035
| 78 | SOUT SOLAR PV 2035 | SouthEast Ghana Group | Sun | Solar PV | 0 | 0 | 0 | 0 | 0 | 0 | 0 | 0 | 0 | 0 | 0 | 0 | 0 | 0 | 0 | 0 | 126.7505 | 570.3773 | 0 | 0 | 0 | 0 | 0 | 0 | 0 | 25 | 25 | 0 | 0 | 0 | 0 | 0 | 0 | 0 | 0 | 0 | 0 | 0 | 0 | 0 | 0 | 0 | 0 | 0 | 0 | 0 | 0 | 0 | 0 | 0 | 0 | 0 | 100 | 450 | 0% | 0% | 0% | 0% | 0% | 0% | 0% | 14.47% | 14.47% | 0 | 0 | 0 | 0 | 0 | 0 | 0 | 76 | 266 | 0 | 0 | 0 | 0 | 0 | 0 | 0 | 15.0362 | 32.677 | 0 | 16.5398 | 0 | 83.6 | Unplanned Build | Potential Build Solar PV2035
| 82 | SOUT SOLAR PV 2035 | SouthWest Ghana Group | Sun | Solar PV | 0 | 0 | 0 | 0 | 0 | 0 | 0 | 0 | 0 | 0 | 0 | 0 | 0 | 0 | 0 | 0 | 25.3501 | 304.2012 | 0 | 0 | 0 | 0 | 0 | 0 | 0 | 25 | 25 | 0 | 0 | 0 | 0 | 0 | 0 | 0 | 0 | 0 | 0 | 0 | 0 | 0 | 0 | 0 | 0 | 0 | 0 | 0 | 0 | 0 | 0 | 0 | 0 | 0 | 20 | 240 | 0% | 0% | 0% | 0% | 0% | 0% | 0% | 14.47% | 14.47% | 0 | 0 | 0 | 0 | 0 | 0 | 0 | 15.2 | 167.2 | 0 | 0 | 0 | 0 | 0 | 0 | 0 | 3.0072 | 20.5398 | 0 | 3.308 | 0 | 16.72 | Unplanned Build | Potential Build Solar PV2035
| 85 | SOUT SOLAR PV 2035 | SouthEast Ghana Group | Sun | Solar PV | 0 | 0 | 0 | 0 | 0 | 0 | 0 | 0 | 0 | 0 | 0 | 0 | 0 | 0 | 0 | 0 | 25.3501 | 76.0503 | 0 | 0 | 0 | 0 | 0 | 0 | 0 | 25 | 25 | 0 | 0 | 0 | 0 | 0 | 0 | 0 | 0 | 0 | 0 | 0 | 0 | 0 | 0 | 0 | 0 | 0 | 0 | 0 | 0 | 0 | 0 | 0 | 0 | 0 | 20 | 60 | 0% | 0% | 0% | 0% | 0% | 0% | 0% | 14.47% | 14.47% | 0 | 0 | 0 | 0 | 0 | 0 | 0 | 15.2 | 30.4 | 0 | 0 | 0 | 0 | 0 | 0 | 0 | 3.0072 | 3.7345 | 0 | 3.308 | 0 | 16.72 | Unplanned Build | Potential Build Solar PV2035
| 104 | SOUT WIND TURBINE 2020 | SouthEast Ghana Group | Wind | Wind | 0 | 0 | 0 | 0 | 0 | 0 | 0 | 0 | 0 | 0 | 0 | 0 | 164.5 | 339.6525 | 689.9575 | 689.9575 | 689.9575 | 689.9575 | 0 | 0 | 0 | 46.71 | 46.71 | 46.71 | 46.71 | 46.71 | 46.71 | 0 | 0 | 0 | 0 | 0 | 0 | 0 | 0 | 0 | 0 | 0 | 0 | 0 | 0 | 0 | 0 | 0 | 0 | 0 | 0 | 0 | 70.4386 | 145.4386 | 295.4386 | 295.4386 | 295.4386 | 295.4386 | 0% | 0% | 0% | 26.66% | 26.66% | 26.66% | 26.66% | 26.66% | 26.66% | 0 | 0 | 0 | 101.2203 | 107.775 | 215.55 | 0 | 0 | 0 | 0 | 0 | 0 | 69.1348 | 60.8362 | 91.4142 | 0 | 0 | 0 | 243.5237 | 243.5237 | 424.5453 | 466.9998 | Unplanned Build | Potential Build Wind2020
| 105 | SOUT WIND TURBINE 2026 | SouthEast Ghana Group | Wind | Wind | 0 | 0 | 0 | 0 | 0 | 0 | 0 | 0 | 0 | 0 | 0 | 0 | 0 | 0 | 350.305 | 817.3784 | 1050.9151 | 1050.9151 | 0 | 0 | 0 | 0 | 0 | 46.71 | 46.71 | 46.71 | 46.71 | 0 | 0 | 0 | 0 | 0 | 0 | 0 | 0 | 0 | 0 | 0 | 0 | 0 | 0 | 0 | 0 | 0 | 0 | 0 | 0 | 0 | 0 | 0 | 150 | 350 | 450 | 450 | 0% | 0% | 0% | 0% | 0% | 26.66% | 26.66% | 26.66% | 26.66% | 0 | 0 | 0 | 0 | 0 | 203.4 | 271.2 | 135.6 | 0 | 0 | 0 | 0 | 0 | 0 | 86.2615 | 86.4127 | 26.8277 | 0 | 94.8876 | 219.4521 | 203.4 | 671.22 | Unplanned Build | Potential Build Wind2026
| 106 | SOUT WIND TURBINE 2035 | SouthEast Ghana Group | Wind | Wind | 0 | 0 | 0 | 0 | 0 | 0 | 0 | 0 | 0 | 0 | 0 | 0 | 0 | 0 | 0 | 0 | 467.0734 | 467.0734 | 0 | 0 | 0 | 0 | 0 | 0 | 0 | 47 | 47 | 0 | 0 | 0 | 0 | 0 | 0 | 0 | 0 | 0 | 0 | 0 | 0 | 0 | 0 | 0 | 0 | 0 | 0 | 0 | 0 | 0 | 0 | 0 | 0 | 0 | 200 | 200 | 0% | 0% | 0% | 0% | 0% | 0% | 0% | 26.66% | 26.66% | 0 | 0 | 0 | 0 | 0 | 0 | 0 | 249.8 | 0 | 0 | 0 | 0 | 0 | 0 | 0 | 0 | 49.4216 | 0 | 0 | 54.3638 | 0 | 274.78 | Unplanned Build | Potential Build Wind2035
[6 empty] | 0 | 0 | 0 | 0 | 0 | 0 | 0 |  |  | 0 | 0 | 0 | 0 | 0 | 0 | 0 |  |  | 0 | 0 | 0 | 0 | 0 | 0 | 0 |  |  | 0 | 0 | 0 | 0 | 0 | 0 | 0 |  |  | 0 | 0 | 0 | 0 | 0 | 0 | 0 |  |  | 0 | 0 | 0 | 0 | 0 | 0 | 0 |  |  | 0 | 0 | 0 | 0 | 0 | 0 | 0 |  |  | #VALUE! | #VALUE! | #VALUE! | #VALUE! | #VALUE! | #VALUE! | #VALUE! |  |  | #VALUE! | #VALUE! | #VALUE! | #VALUE! | #VALUE! | #VALUE! | #VALUE!

## LtdFuelSupply
Back to Contents | [77 empty] | 90.91% | 82.64% | 75.13% | 68.3% | 56.45% | 42.41% | 31.86% | 19.78% | 12.28% | Cap Cost NPV |  | Cap Cost -- no NPV
|  | Plant Name |  |  |  | FUEL CONSUMPTION | [8 empty] | GENERATION | [8 empty] | FOM (USD/kW-yr | [8 empty] | VOM (USD/MWh) | [8 empty] | Fuel Cost (USD/MWh) | [8 empty] | Available Capacity | [8 empty] | Capacity Factors | [8 empty] | Total Capital Cost | [8 empty] | Total Capital Cost (NPV) | [8 empty] | 923.8687 | 1691.8861 | 1667.0029 | 5045.4279 | Unplanned? | Plant Name
| UnitID |  | Model Region | Fuel Type | Capacity Type | 2017 | 2018 | 2019 | 2020 | 2023 | 2026 | 2030 | 2035 | 2040 | 2017 | 2018 | 2019 | 2020 | 2023 | 2026 | 2030 | 2035 | 2040 | 2017 | 2018 | 2019 | 2020 | 2023 | 2026 | 2030 | 2035 | 2040 | 2017 | 2018 | 2019 | 2020 | 2023 | 2026 | 2030 | 2035 | 2040 | 2017 | 2018 | 2019 | 2020 | 2023 | 2026 | 2030 | 2035 | 2040 | 2017 | 2018 | 2019 | 2020 | 2023 | 2026 | 2030 | 2035 | 2040 | 2017 | 2018 | 2019 | 2020 | 2023 | 2026 | 2030 | 2035 | 2040 | 2017 | 2018 | 2019 | 2020 | 2023 | 2026 | 2030 | 2035 | 2040 | 2017 | 2018 | 2019 | 2020 | 2023 | 2026 | 2030 | 2035 | 2040 | 10-year | 20-year | 10-year | 20-year
| 1 | CENIT | SouthEast Ghana Group | Oil | Oil Combustion | 0 | 0 | 0 | 0 | 0 | 0 | 0 | 0 | 0 | 0 | 0 | 0 | 0 | 0 | 0 | 0 | 0 | 0 | 11.83 | 11.83 | 11.83 | 11.83 | 11.83 | 11.83 | 11.83 | 0 | 0 | 0 | 0 | 0 | 0 | 0 | 0 | 0 | 0 | 0 | 0 | 0 | 0 | 0 | 0 | 0 | 0 | 0 | 0 | 100 | 100 | 100 | 100 | 100 | 100 | 100 |  |  | 0% | 0% | 0% | 0% | 0% | 0% | 0% | [11 empty] | 0 | 0 | 0 | 0 | 0 | 0 | 0 | 0 | 0 | 0 | 0 | 0 | 0 | Existing & Under Const. Plant
| 2 | Trojan 2B | SouthEast Ghana Group | Oil | Oil Combustion | 1.0933 | 0 | 0 | 0 | 0 | 0 | 0 | 0 | 0 | 129.5385 | 0 | 0 | 0 | 0 | 0 | 0 | 0 | 0 | 34 | 34 | 34 | 34 | 0 | 0 | 0 | 0 | 0 | 5.5 | 0 | 0 | 0 | 0 | 0 | 0 | 0 | 0 | 0 | 0 | 0 | 0 | 0 | 0 | 0 | 0 | 0 | 16.25 | 16.25 | 16.25 | 16.25 | [5 empty] | 91% | 0% | 0% | 0% | [14 empty] | 0 | 0 | 0 | 0 | 0 | 0 | 0 | 0 | 0 | 0 | 0 | 0 | 0 | Existing & Under Const. Plant
| 3 | Trojan 2A | Ashanti Group | Oil | Oil Combustion | 0.26958 | 0 | 0 | 0 | 0 | 0 | 0 | 0 | 0 | 31.941 | 0 | 0 | 0 | 0 | 0 | 0 | 0 | 0 | 34 | 34 | 34 | 34 | 0 | 0 | 0 | 0 | 0 | 5.5 | 0 | 0 | 0 | 0 | 0 | 0 | 0 | 0 | 0 | 0 | 0 | 0 | 0 | 0 | 0 | 0 | 0 | 16.25 | 16.25 | 16.25 | 16.25 | [5 empty] | 22.44% | 0% | 0% | 0% | [14 empty] | 0 | 0 | 0 | 0 | 0 | 0 | 0 | 0 | 0 | 0 | 0 | 0 | 0 | Existing & Under Const. Plant
| 4 | GP Tarkwa Plant | SouthWest Ghana Group | Oil | Oil Combustion | 0 | 0 | 0 | 0 | 0 | 0 | 0 | 0 | 0 | 0 | 0 | 0 | 0 | 0 | 0 | 0 | 0 | 0 | 17.5 | 17.5 | 17.5 | 17.5 | 17.5 | 17.5 | 17.5 | 17.5 | 17.5 | 0 | 0 | 0 | 0 | 0 | 0 | 0 | 0 | 0 | 0 | 0 | 0 | 0 | 0 | 0 | 0 | 0 | 0 | 33 | 33 | 33 | 33 | 33 | 33 | 33 | 33 | 33 | 0% | 0% | 0% | 0% | 0% | 0% | 0% | 0% | 0% | [9 empty] | 0 | 0 | 0 | 0 | 0 | 0 | 0 | 0 | 0 | 0 | 0 | 0 | 0 | Existing & Under Const. Plant
| 5 | GP Chirano Plant | SouthWest Ghana Group | Oil | Oil Combustion | 0 | 0 | 0 | 0 | 0 | 0 | 0 | 0 | 0 | 0 | 0 | 0 | 0 | 0 | 0 | 0 | 0 | 0 | 17.5 | 17.5 | 17.5 | 17.5 | 17.5 | 17.5 | 17.5 | 17.5 | 17.5 | 0 | 0 | 0 | 0 | 0 | 0 | 0 | 0 | 0 | 0 | 0 | 0 | 0 | 0 | 0 | 0 | 0 | 0 | 30 | 30 | 30 | 30 | 30 | 30 | 30 | 30 | 30 | 0% | 0% | 0% | 0% | 0% | 0% | 0% | 0% | 0% | [9 empty] | 0 | 0 | 0 | 0 | 0 | 0 | 0 | 0 | 0 | 0 | 0 | 0 | 0 | Existing & Under Const. Plant
| 6 | GP Darmang Plant | SouthWest Ghana Group | Oil | Oil Combustion | 0 | 0 | 0 | 0 | 0 | 0 | 0 | 0 | 0 | 0 | 0 | 0 | 0 | 0 | 0 | 0 | 0 | 0 | 17.5 | 17.5 | 17.5 | 17.5 | 17.5 | 17.5 | 17.5 | 17.5 | 17.5 | 0 | 0 | 0 | 0 | 0 | 0 | 0 | 0 | 0 | 0 | 0 | 0 | 0 | 0 | 0 | 0 | 0 | 0 | 25.5 | 25.5 | 25.5 | 25.5 | 25.5 | 25.5 | 25.5 | 25.5 | 25.5 | 0% | 0% | 0% | 0% | 0% | 0% | 0% | 0% | 0% | [9 empty] | 0 | 0 | 0 | 0 | 0 | 0 | 0 | 0 | 0 | 0 | 0 | 0 | 0 | Existing & Under Const. Plant
| 7 | SAPP 2 | SouthEast Ghana Group | Oil/Gas | Oil/Gas Combined Cycle | 10.2079 | 23.5117 | 21.3144 | 13.6024 | 23.5117 | 23.5117 | 23.5117 | 19.6958 | 2.4885 | 1308.7026 | 3014.3159 | 2732.6156 | 1743.8932 | 3014.3156 | 3014.3157 | 3014.316 | 2525.0986 | 319.0444 | 16 | 16 | 16 | 16 | 16 | 16 | 16 | 16 | 16 | 3.5 | 3.5 | 3.5 | 3.5 | 3.5 | 3.5 | 3.5 | 3.5 | 3.5 | 0 | 0 | 0 | 0 | 0 | 0 | 0 | 0 | 0 | 370 | 370 | 370 | 370 | 370 | 370 | 370 | 370 | 370 | 40.38% | 93% | 84.31% | 53.8% | 93% | 93% | 93% | 77.91% | 9.843% | [9 empty] | 0 | 0 | 0 | 0 | 0 | 0 | 0 | 0 | 0 | 0 | 0 | 0 | 0 | Existing & Under Const. Plant
| 8 | Cenpower | SouthEast Ghana Group | Oil/Gas | Oil/Gas Combined Cycle | 0 | 3.4883 | 6.761 | 0 | 4.2373 | 21.6452 | 21.0643 | 5.5597 | 0.64849 | 0 | 445.5079 | 863.473 | 0 | 541.1593 | 2764.3951 | 2690.2107 | 710.0456 | 82.8218 | 0 | 16 | 16 | 16 | 16 | 16 | 16 | 16 | 16 | 0 | 3.5 | 3.5 | 0 | 3.5 | 3.5 | 3.5 | 3.5 | 3.5 | 0 | 0 | 0 | 0 | 0 | 0 | 0 | 0 | 0 |  | 340 | 340 | 340 | 340 | 340 | 340 | 340 | 340 |  | 14.96% | 28.99% | 0% | 18.17% | 92.81% | 90.32% | 23.84% | 2.781% | [9 empty] | 0 | 0 | 0 | 0 | 0 | 0 | 0 | 0 | 0 | 0 | 0 | 0 | 0 | Existing & Under Const. Plant
| 9 | KarpowerShip 1 | SouthEast Ghana Group | Oil/Gas | Oil/Gas Combined Cycle | 12.3506 | 0 | 0 | 0 | 0 | 0 | 0 | 0 | 0 | 1616.5656 | 0 | 0 | 0 | 0 | 0 | 0 | 0 | 0 | 177.828 | 0 | 0 | 0 | 0 | 0 | 0 | 0 | 0 | 3.5 | 0 | 0 | 0 | 0 | 0 | 0 | 0 | 0 | 0 | 0 | 0 | 0 | 0 | 0 | 0 | 0 | 0 | 247 | [8 empty] | 74.71% | [17 empty] | 0 | 0 | 0 | 0 | 0 | 0 | 0 | 0 | 0 | 0 | 0 | 0 | 0 | Existing & Under Const. Plant
| 10 | AKSA | SouthEast Ghana Group | Oil/Gas | Oil/Gas Combined Cycle | 10.1595 | 0 | 0 | 0 | 12.4814 | 25.9679 | 25.9679 | 25.9679 | 25.9679 | 1195.236 | 0 | 0 | 0 | 1468.4056 | 3055.05 | 3055.05 | 3055.05 | 3055.05 | 16 | 16 | 16 | 16 | 16 | 16 | 16 | 16 | 16 | 3.5 | 0 | 0 | 0 | 3.5 | 3.5 | 3.5 | 3.5 | 3.5 | 0 | 0 | 0 | 0 | 0 | 0 | 0 | 0 | 0 | 250 | 375 | 375 | 375 | 375 | 375 | 375 | 375 | 375 | 54.58% | 0% | 0% | 0% | 44.7% | 93% | 93% | 93% | 93% | [9 empty] | 0 | 0 | 0 | 0 | 0 | 0 | 0 | 0 | 0 | 0 | 0 | 0 | 0 | Existing & Under Const. Plant
| 11 | TAPCO (T1) | SouthWest Ghana Group | Oil/Gas | Oil/Gas Combined Cycle | 11.645 | 17.1872 | 17.1872 | 17.1872 | 17.1872 | 17.1872 | 17.1872 | 17.1526 | 11.9404 | 1496.2071 | 2208.3 | 2208.3 | 2208.3 | 2208.3 | 2208.3 | 2208.2999 | 2203.8593 | 1534.1614 | 18.7 | 18.7 | 18.7 | 18.7 | 18.7 | 18.7 | 18.7 | 18.7 | 18.7 | 5 | 5 | 5 | 5 | 5 | 5 | 5 | 5 | 5 | 0 | 0 | 0 | 0 | 0 | 0 | 0 | 0 | 0 | 305 | 305 | 305 | 305 | 305 | 305 | 305 | 305 | 305 | 56% | 82.65% | 82.65% | 82.65% | 82.65% | 82.65% | 82.65% | 82.49% | 57.42% | [9 empty] | 0 | 0 | 0 | 0 | 0 | 0 | 0 | 0 | 0 | 0 | 0 | 0 | 0 | Existing & Under Const. Plant
| 12 | TICO (T2) | SouthWest Ghana Group | Oil/Gas | Oil/Gas Combined Cycle | 17.7346 | 17.7346 | 17.7346 | 17.7346 | 17.7346 | 17.7346 | 17.7346 | 17.7346 | 17.3502 | 2382.7199 | 2382.72 | 2382.72 | 2382.7202 | 2382.72 | 2382.7201 | 2382.7199 | 2382.72 | 2331.0797 | 30.94 | 30.94 | 30.94 | 30.94 | 30.94 | 30.94 | 30.94 | 30.94 | 30.94 | 4.9 | 4.9 | 4.9 | 4.9 | 4.9 | 4.9 | 4.9 | 4.9 | 4.9 | 0 | 0 | 0 | 0 | 0 | 0 | 0 | 0 | 0 | 320 | 320 | 320 | 320 | 320 | 320 | 320 | 320 | 320 | 85% | 85% | 85% | 85% | 85% | 85% | 85% | 85% | 83.16% | [9 empty] | 0 | 0 | 0 | 0 | 0 | 0 | 0 | 0 | 0 | 0 | 0 | 0 | 0 | Existing & Under Const. Plant
| 13 | Amandi | SouthWest Ghana Group | Oil/Gas | Oil/Gas Combined Cycle | 0 | 0 | 8.0946 | 12.0103 | 0.6962 | 8.3097 | 6.9576 | 0.19334 | 0.090396 | 0 | 0 | 987.1488 | 1464.672 | 84.902 | 1013.3724 | 848.486 | 23.5776 | 11.0239 | 0 | 0 | 30.94 | 30.94 | 30.94 | 30.94 | 30.94 | 30.94 | 30.94 | 0 | 0 | 4.9 | 4.9 | 4.9 | 4.9 | 4.9 | 4.9 | 4.9 | 0 | 0 | 0 | 0 | 0 | 0 | 0 | 0 | 0 |  |  | 190 | 190 | 190 | 190 | 190 | 190 | 190 |  |  | 59.31% | 88% | 5.101% | 60.89% | 50.98% | 1.417% | 0.6623% | [9 empty] | 0 | 0 | 0 | 0 | 0 | 0 | 0 | 0 | 0 | 0 | 0 | 0 | 0 | Existing & Under Const. Plant
| 14 | KarpowerShip 2 | SouthWest Ghana Group | Oil/Gas | Oil/Gas Combined Cycle | 0 | 20.2568 | 6.9052 | 11.8272 | 31.8841 | 0 | 0 | 0 | 0 | 0 | 2379.2306 | 811.0375 | 1389.1493 | 3744.9 | 0 | 0 | 0 | 0 | 0 | 177.828 | 177.828 | 177.828 | 177.828 | 0 | 0 | 0 | 0 | 0 | 3.5 | 3.5 | 3.5 | 3.5 | 0 | 0 | 0 | 0 | 0 | 0 | 0 | 0 | 0 | 0 | 0 | 0 | 0 |  | 450 | 450 | 450 | 450 | [5 empty] | 60.36% | 20.57% | 35.24% | 95% | [13 empty] | 0 | 0 | 0 | 0 | 0 | 0 | 0 | 0 | 0 | 0 | 0 | 0 | 0 | Existing & Under Const. Plant
| 15 | Early Power | SouthEast Ghana Group | Oil/Gas | Oil/Gas Combustion | 0 | 0 | 7.7096 | 23.0656 | 23.0656 | 23.0656 | 23.0656 | 23.0656 | 13.3582 | 0 | 0 | 1027.9476 | 3075.417 | 3075.417 | 3075.417 | 3075.417 | 3075.417 | 1781.0986 | 0 | 0 | 16 | 16 | 16 | 16 | 16 | 16 | 16 | 0 | 0 | 3.5 | 3.5 | 3.5 | 3.5 | 3.5 | 3.5 | 3.5 | 0 | 0 | 0 | 0 | 0 | 0 | 0 | 0 | 0 |  |  | 377.5 | 377.5 | 377.5 | 377.5 | 377.5 | 377.5 | 377.5 |  |  | 31.08% | 93% | 93% | 93% | 93% | 93% | 53.86% | [9 empty] | 0 | 0 | 0 | 0 | 0 | 0 | 0 | 0 | 0 | 0 | 0 | 0 | 0 | Existing & Under Const. Plant
| 16 | TT1PP | SouthEast Ghana Group | Oil/Gas | Oil/Gas Combustion | 0 | 0 | 0 | 0 | 0 | 0 | 0 | 0 | 0 | 0 | 0 | 0 | 0 | 0 | 0 | 0 | 0 | 0 | 14.3 | 14.3 | 14.3 | 14.3 | 14.3 | 14.3 | 14.3 | 14.3 | 14.3 | 0 | 0 | 0 | 0 | 0 | 0 | 0 | 0 | 0 | 0 | 0 | 0 | 0 | 0 | 0 | 0 | 0 | 0 | 100 | 100 | 100 | 100 | 100 | 100 | 100 | 100 | 100 | 0% | 0% | 0% | 0% | 0% | 0% | 0% | 0% | 0% | [9 empty] | 0 | 0 | 0 | 0 | 0 | 0 | 0 | 0 | 0 | 0 | 0 | 0 | 0 | Existing & Under Const. Plant
| 17 | KTPP | SouthEast Ghana Group | Oil/Gas | Oil/Gas Combustion | 3.7941 | 0 | 0 | 0 | 0 | 0 | 0 | 0 | 0 | 348.0848 | 0 | 0 | 0 | 0 | 0 | 0 | 0 | 0 | 12.3 | 12.3 | 12.3 | 12.3 | 12.3 | 12.3 | 12.3 | 12.3 | 12.3 | 3.5 | 0 | 0 | 0 | 0 | 0 | 0 | 0 | 0 | 0 | 0 | 0 | 0 | 0 | 0 | 0 | 0 | 0 | 200 | 200 | 200 | 200 | 200 | 200 | 200 | 200 | 200 | 19.87% | 0% | 0% | 0% | 0% | 0% | 0% | 0% | 0% | [9 empty] | 0 | 0 | 0 | 0 | 0 | 0 | 0 | 0 | 0 | 0 | 0 | 0 | 0 | Existing & Under Const. Plant
| 18 | Trojan 1 | SouthEast Ghana Group | Oil/Gas | Oil/Gas Combustion | 1.6793 | 0 | 0 | 0 | 0 | 0 | 0 | 0 | 0 | 198.9711 | 0 | 0 | 0 | 0 | 0 | 0 | 0 | 0 | 34 | 34 | 34 | 34 | 0 | 0 | 0 | 0 | 0 | 5.5 | 0 | 0 | 0 | 0 | 0 | 0 | 0 | 0 | 0 | 0 | 0 | 0 | 0 | 0 | 0 | 0 | 0 | 24.96 | 24.96 | 24.96 | 24.96 | [5 empty] | 91% | 0% | 0% | 0% | [14 empty] | 0 | 0 | 0 | 0 | 0 | 0 | 0 | 0 | 0 | 0 | 0 | 0 | 0 | Existing & Under Const. Plant
| 19 | MRP | SouthEast Ghana Group | Oil/Gas | Oil/Gas Combustion | 0 | 0 | 0 | 0 | 0 | 0 | 0 | 0 | 0 | 0 | 0 | 0 | 0 | 0 | 0 | 0 | 0 | 0 | 12.5737 | 12.5737 | 12.5737 | 12.5737 | 12.5737 | 12.5737 | 12.5737 | 12.5737 | 12.5737 | 0 | 0 | 0 | 0 | 0 | 0 | 0 | 0 | 0 | 0 | 0 | 0 | 0 | 0 | 0 | 0 | 0 | 0 | 70 | 70 | 70 | 70 | 70 | 70 | 70 | 70 | 70 | 0% | 0% | 0% | 0% | 0% | 0% | 0% | 0% | 0% | [9 empty] | 0 | 0 | 0 | 0 | 0 | 0 | 0 | 0 | 0 | 0 | 0 | 0 | 0 | Existing & Under Const. Plant
| 20 | Safisana | SouthEast Ghana Group | Biogas | Biogas | 0.010052 | 0.010052 | 0.010052 | 0.010052 | 0.010052 | 0.010052 | 0.010052 | 0.010052 | 0.010052 | 0.7446 | 0.7446 | 0.7446 | 0.7446 | 0.7446 | 0.7446 | 0.7446 | 0.7446 | 0.7446 | 35 | 35 | 35 | 35 | 35 | 35 | 35 | 35 | 35 | 4.2 | 4.2 | 4.2 | 4.2 | 4.2 | 4.2 | 4.2 | 4.2 | 4.2 | 0 | 0 | 0 | 0 | 0 | 0 | 0 | 0 | 0 | 0.1 | 0.1 | 0.1 | 0.1 | 0.1 | 0.1 | 0.1 | 0.1 | 0.1 | 85% | 85% | 85% | 85% | 85% | 85% | 85% | 85% | 85% | [9 empty] | 0 | 0 | 0 | 0 | 0 | 0 | 0 | 0 | 0 | 0 | 0 | 0 | 0 | Existing & Under Const. Plant
| 21 | TT2PP | SouthEast Ghana Group | Gas | Gas Combustion Turbine | 0 | 0 | 0 | 0 | 0 | 0 | 0.0037524 | 0 | 0 | 0 | 0 | 0 | 0 | 0 | 0 | 0.38604 | 0 | 0 | 12.1007 | 12.1007 | 12.1007 | 12.1007 | 12.1007 | 12.1007 | 12.1007 | 12.1007 | 12.1007 | 0 | 0 | 0 | 0 | 0 | 0 | 4.5 | 0 | 0 | 0 | 0 | 0 | 0 | 0 | 0 | 0 | 0 | 0 | 45 | 45 | 45 | 45 | 45 | 45 | 45 | 45 | 45 | 0% | 0% | 0% | 0% | 0% | 0% | 0.09793% | 0% | 0% | [9 empty] | 0 | 0 | 0 | 0 | 0 | 0 | 0 | 0 | 0 | 0 | 0 | 0 | 0 | Existing & Under Const. Plant
| 22 | SAPP 1 | SouthEast Ghana Group | Gas | Gas Combustion Turbine | 1.0209 | 0 | 0 | 0 | 0 | 0.94367 | 1.3927 | 0.04265 | 0.008696 | 109.4187 | 0 | 0 | 0 | 0 | 101.1435 | 149.2713 | 4.5712 | 0.93205 | 11.83 | 11.83 | 11.83 | 11.83 | 11.83 | 11.83 | 11.83 | 11.83 | 11.83 | 4.5 | 0 | 0 | 0 | 0 | 4.5 | 4.5 | 4.5 | 4.5 | 0 | 0 | 0 | 0 | 0 | 0 | 0 | 0 | 0 | 180 | 180 | 180 | 180 | 180 | 180 | 180 | 180 | 180 | 6.939% | 0% | 0% | 0% | 0% | 6.414% | 9.467% | 0.2899% | 0.05911% | [9 empty] | 0 | 0 | 0 | 0 | 0 | 0 | 0 | 0 | 0 | 0 | 0 | 0 | 0 | Existing & Under Const. Plant
| 23 | Trojan 3 | SouthEast Ghana Group | Gas | Gas Combustion Turbine | 0 | 0 | 0 | 0 | 0 | 0 | 0 | 0 | 0 | 0 | 0 | 0 | 0 | 0 | 0 | 0 | 0 | 0 | 0 | 34 | 34 | 34 | 0 | 0 | 0 | 0 | 0 | 0 | 0 | 0 | 0 | 0 | 0 | 0 | 0 | 0 | 0 | 0 | 0 | 0 | 0 | 0 | 0 | 0 | 0 | 0 | 49.92 | 49.92 | 49.92 | 0 | 0 | 0 | 0 | 0 | 0% | 0% | 0% | 0% | 0% | 0% | 0% | 0% | 0% | [9 empty] | 0 | 0 | 0 | 0 | 0 | 0 | 0 | 0 | 0 | 0 | 0 | 0 | 0 | Existing & Under Const. Plant
| 24 | Ameri_2016 | SouthWest Ghana Group | Gas | Gas Combustion Turbine | 0 | 0 | 0 | 0 | 0 | 0 | 0 | 0 | 0 | 0 | 0 | 0 | 0 | 0 | 0 | 0 | 0 | 0 | 14.54 | 14.54 | 14.54 | 14.54 | 0 | 0 | 0 | 0 | 0 | 0 | 0 | 0 | 0 | 0 | 0 | 0 | 0 | 0 | 0 | 0 | 0 | 0 | 0 | 0 | 0 | 0 | 0 | 230 | 230 | 230 | 230 | 0 | 0 | 0 | 0 | 0 | 0% | 0% | 0% | 0% | 0% | 0% | 0% | 0% | 0% | [9 empty] | 0 | 0 | 0 | 0 | 0 | 0 | 0 | 0 | 0 | 0 | 0 | 0 | 0 | Existing & Under Const. Plant
| 25 | Ameri_2021 | SouthWest Ghana Group | Gas | Gas Combustion Turbine | 0 | 0 | 0 | 0 | 0 | 0 | 0 | 0 | 0 | 0 | 0 | 0 | 0 | 0 | 0 | 0 | 0 | 0 | 0 | 0 | 0 | 0 | 14.54 | 14.54 | 14.54 | 14.54 | 14.54 | 0 | 0 | 0 | 0 | 0 | 0 | 0 | 0 | 0 | 0 | 0 | 0 | 0 | 0 | 0 | 0 | 0 | 0 | 0 | 0 | 0 | 0 | 230 | 230 | 230 | 230 | 230 | 0% | 0% | 0% | 0% | 0% | 0% | 0% | 0% | 0% | [9 empty] | 0 | 0 | 0 | 0 | 0 | 0 | 0 | 0 | 0 | 0 | 0 | 0 | 0 | Existing & Under Const. Plant
| 26 | Bui | Northern Ghana Group | Water | Hydro | 0 | 0 | 0 | 0 | 0 | 0 | 0 | 0 | 0 | 669.5866 | 669.5862 | 669.5865 | 669.5863 | 669.5856 | 669.5867 | 669.5867 | 669.5862 | 669.5868 | 27.74 | 27.74 | 27.74 | 27.74 | 27.74 | 27.74 | 27.74 | 27.74 | 27.74 | 1.63 | 1.63 | 1.63 | 1.63 | 1.63 | 1.63 | 1.63 | 1.63 | 1.63 | 0 | 0 | 0 | 0 | 0 | 0 | 0 | 0 | 0 | 330 | 330 | 330 | 330 | 330 | 330 | 330 | 330 | 330 | 23.16% | 23.16% | 23.16% | 23.16% | 23.16% | 23.16% | 23.16% | 23.16% | 23.16% | [9 empty] | 0 | 0 | 0 | 0 | 0 | 0 | 0 | 0 | 0 | 0 | 0 | 0 | 0 | Existing & Under Const. Plant
| 27 | Akosombo | SouthEast Ghana Group | Water | Hydro | 0 | 0 | 0 | 0 | 0 | 0 | 0 | 0 | 0 | 3681.6901 | 3681.6898 | 4016.389 | 4016.3901 | 4434.7623 | 4434.7629 | 4434.7621 | 4434.7625 | 4434.7621 | 9.16 | 9.16 | 9.16 | 9.16 | 9.16 | 9.16 | 9.16 | 9.16 | 9.16 | 0.98 | 0.98 | 0.98 | 0.98 | 0.98 | 0.98 | 0.98 | 0.98 | 0.98 | 0 | 0 | 0 | 0 | 0 | 0 | 0 | 0 | 0 | 900 | 900 | 900 | 900 | 900 | 900 | 900 | 900 | 900 | 46.7% | 46.7% | 50.94% | 50.94% | 56.25% | 56.25% | 56.25% | 56.25% | 56.25% | [9 empty] | 0 | 0 | 0 | 0 | 0 | 0 | 0 | 0 | 0 | 0 | 0 | 0 | 0 | Existing & Under Const. Plant
| 28 | Kpong | SouthEast Ghana Group | Water | Hydro | 0 | 0 | 0 | 0 | 0 | 0 | 0 | 0 | 0 | 722.7074 | 722.7073 | 788.4081 | 788.408 | 870.5341 | 870.534 | 870.5339 | 870.5339 | 870.5339 | 9.16 | 9.16 | 9.16 | 9.16 | 9.16 | 9.16 | 9.16 | 9.16 | 9.16 | 0.98 | 0.98 | 0.98 | 0.98 | 0.98 | 0.98 | 0.98 | 0.98 | 0.98 | 0 | 0 | 0 | 0 | 0 | 0 | 0 | 0 | 0 | 140 | 140 | 140 | 140 | 140 | 140 | 140 | 140 | 140 | 58.93% | 58.93% | 64.29% | 64.29% | 70.98% | 70.98% | 70.98% | 70.98% | 70.98% | [9 empty] | 0 | 0 | 0 | 0 | 0 | 0 | 0 | 0 | 0 | 0 | 0 | 0 | 0 | Existing & Under Const. Plant
| 29 | Cote d'Ivoire Dummy | Cote d'Ivoire | Water | Hydro | 0 | 0 | 0 | 0 | 0 | 0 | 0 | 0 | 0 | 814.6803 | 814.6799 | 814.6799 | 814.6799 | 814.68 | 814.6801 | 814.68 | 814.6802 | 814.6796 | 0 | 0 | 0 | 0 | 0 | 0 | 0 | 0 | 0 | 10 | 10 | 10 | 10 | 10 | 10 | 10 | 10 | 10 | 0 | 0 | 0 | 0 | 0 | 0 | 0 | 0 | 0 | 150 | 150 | 150 | 150 | 150 | 150 | 150 | 150 | 150 | 62% | 62% | 62% | 62% | 62% | 62% | 62% | 62% | 62% | [9 empty] | 0 | 0 | 0 | 0 | 0 | 0 | 0 | 0 | 0 | 0 | 0 | 0 | 0 | Existing & Under Const. Plant
| 30 | Burkina Dummy | Burkina Group | Water | Hydro | 0 | 0 | 0 | 0 | 0 | 0 | 0 | 0 | 0 | 0.438 | 0.438 | 0.438 | 0.438 | 4.818 | 4.818 | 4.818 | 4.818 | 4.818 | 0 | 0 | 0 | 0 | 0 | 0 | 0 | 0 | 0 | 10 | 10 | 10 | 10 | 10 | 10 | 10 | 10 | 10 | 0 | 0 | 0 | 0 | 0 | 0 | 0 | 0 | 0 | 10 | 10 | 10 | 10 | 110 | 110 | 110 | 110 | 110 | 0.5% | 0.5% | 0.5% | 0.5% | 0.5% | 0.5% | 0.5% | 0.5% | 0.5% | [9 empty] | 0 | 0 | 0 | 0 | 0 | 0 | 0 | 0 | 0 | 0 | 0 | 0 | 0 | Existing & Under Const. Plant
| 31 | VRA Solar_2.5MW | Northern Ghana Group | Sun | Solar PV | 0 | 0 | 0 | 0 | 0 | 0 | 0 | 0 | 0 | 2.7132 | 2.7132 | 2.7132 | 2.7132 | 2.7132 | 2.7132 | 2.7132 | 2.7132 | 2.7132 | 0 | 0 | 0 | 0 | 0 | 0 | 0 | 0 | 0 | 0 | 0 | 0 | 0 | 0 | 0 | 0 | 0 | 0 | 0 | 0 | 0 | 0 | 0 | 0 | 0 | 0 | 0 | 1.8 | 1.8 | 1.8 | 1.8 | 1.8 | 1.8 | 1.8 | 1.8 | 1.8 | 17.21% | 17.21% | 17.21% | 17.21% | 17.21% | 17.21% | 17.21% | 17.21% | 17.21% | [9 empty] | 0 | 0 | 0 | 0 | 0 | 0 | 0 | 0 | 0 | 0 | 0 | 0 | 0 | Existing & Under Const. Plant
| 32 | BXC Solar | SouthEast Ghana Group | Sun | Solar PV | 0 | 0 | 0 | 0 | 0 | 0 | 0 | 0 | 0 | 24.0159 | 24.0159 | 24.0159 | 24.0159 | 24.0159 | 24.0159 | 24.0159 | 24.0159 | 0 | 0 | 0 | 0 | 0 | 0 | 0 | 0 | 0 | 0 | 0 | 0 | 0 | 0 | 0 | 0 | 0 | 0 | 0 | 0 | 0 | 0 | 0 | 0 | 0 | 0 | 0 | 0 | 18 | 18 | 18 | 18 | 18 | 18 | 18 | 18 | 0 | 15.23% | 15.23% | 15.23% | 15.23% | 15.23% | 15.23% | 15.23% | 15.23% | 0% | [9 empty] | 0 | 0 | 0 | 0 | 0 | 0 | 0 | 0 | 0 | 0 | 0 | 0 | 0 | Existing & Under Const. Plant
| 38 | NORT BIOMASS 2018 | Northern Ghana Group | Biomass | Biomass Combustion | 0 | 0 | 0 | 0 | 0 | 6.0313 | 6.0313 | 6.0313 | 6.0313 | 0 | 0 | 0 | 0 | 0 | 446.76 | 446.76 | 446.76 | 446.76 | 0 | 0 | 0 | 0 | 0 | 130 | 130 | 130 | 130 | 0 | 0 | 0 | 0 | 0 | 4.5 | 4.5 | 4.5 | 4.5 | 0 | 0 | 0 | 0 | 0 | 0 | 0 | 0 | 0 | 0 | 0 | 0 | 0 | 0 | 60 | 60 | 60 | 60 | 0% | 0% | 0% | 0% | 0% | 85% | 85% | 85% | 85% | 0 | 0 | 0 | 0 | 0 | 240 | 0 | 0 | 0 | 0 | 0 | 0 | 0 | 0 | 101.7834 | 0 | 0 | 0 | 111.9618 | 111.9618 | 240 | 264 | Unplanned Build | Potential Build Biomass Combustion2018
| 43 | SOUT COMBINED CYCLE 2020 | SouthWest Ghana Group | Oil/Gas | Oil/Gas Combined Cycle | 0 | 0 | 0 | 0 | 0 | 2.1712 | 2.1712 | 16.8792 | 70.8467 | 0 | 0 | 0 | 0 | 0 | 299.4711 | 299.4711 | 2328.1715 | 9771.9552 | 0 | 0 | 0 | 0 | 0 | 15 | 15 | 15 | 15 | 0 | 0 | 0 | 0 | 0 | 3.48 | 3.48 | 3.48 | 3.48 | 0 | 0 | 0 | 0 | 0 | 0 | 0 | 0 | 0 | 0 | 0 | 0 | 0 | 0 | 37.9847 | 37.9847 | 295.3027 | 1239.4637 | 0% | 0% | 0% | 0% | 0% | 90% | 90% | 90% | 90% | 0 | 0 | 0 | 0 | 0 | 39.5421 | 0 | 267.868 | 982.8716 | 0 | 0 | 0 | 0 | 0 | 16.7697 | 0 | 52.9963 | 120.7418 | 18.4467 | 76.7426 | 39.5421 | 338.1511 | Unplanned Build | Potential Build Oil/Gas Combined Cycle2020
| 45 | SOUT COMBINED CYCLE 2019 | SouthEast Ghana Group | Oil/Gas | Oil/Gas Combined Cycle | 0 | 0 | 0 | 0 | 0 | 0 | 27.8036 | 76.6775 | 107.0639 | 0 | 0 | 0 | 0 | 0 | 0 | 3834.9791 | 10576.2108 | 14767.4328 | 0 | 0 | 0 | 0 | 0 | 0 | 15 | 15 | 15 | 0 | 0 | 0 | 0 | 0 | 0 | 3.48 | 3.48 | 3.48 | 0 | 0 | 0 | 0 | 0 | 0 | 0 | 0 | 0 | 0 | 0 | 0 | 0 | 0 | 0 | 486.425 | 1341.481 | 1873.088 | 0% | 0% | 0% | 0% | 0% | 0% | 90% | 90% | 90% | 0 | 0 | 0 | 0 | 0 | 0 | 506.3684 | 890.1133 | 553.4029 | 0 | 0 | 0 | 0 | 0 | 0 | 161.3446 | 176.1042 | 67.9833 | 0 | 371.1936 | 0 | 1536.1299 | Unplanned Build | Potential Build Oil/Gas Combined Cycle2019
| 51 | NORT HYDRO SMALL 2023 | Northern Ghana Group | Water | Hydro | 0 | 0 | 0 | 0 | 0 | 0 | 0 | 0 | 0 | 0 | 0 | 0 | 0 | 74.46 | 74.46 | 74.46 | 74.46 | 74.46 | 0 | 0 | 0 | 0 | 45 | 45 | 45 | 45 | 45 | 0 | 0 | 0 | 0 | 3 | 3 | 3 | 3 | 3 | 0 | 0 | 0 | 0 | 0 | 0 | 0 | 0 | 0 | 0 | 0 | 0 | 0 | 20 | 20 | 20 | 20 | 20 | 0% | 0% | 0% | 0% | 42.5% | 42.5% | 42.5% | 42.5% | 42.5% | 0 | 0 | 0 | 0 | 120 | 0 | 0 | 0 | 0 | 0 | 0 | 0 | 0 | 67.7369 | 0 | 0 | 0 | 0 | 74.5106 | 74.5106 | 120 | 132 | Unplanned Build | Potential Build Hydro Small2023NORT
| 53 | SOUT HYDRO SMALL 2023 | SouthWest Ghana Group | Water | Hydro | 0 | 0 | 0 | 0 | 0 | 0 | 0 | 0 | 0 | 0 | 0 | 0 | 0 | 223.38 | 223.38 | 223.38 | 223.38 | 223.38 | 0 | 0 | 0 | 0 | 45 | 45 | 45 | 45 | 45 | 0 | 0 | 0 | 0 | 3 | 3 | 3 | 3 | 3 | 0 | 0 | 0 | 0 | 0 | 0 | 0 | 0 | 0 | 0 | 0 | 0 | 0 | 60 | 60 | 60 | 60 | 60 | 0% | 0% | 0% | 0% | 42.5% | 42.5% | 42.5% | 42.5% | 42.5% | 0 | 0 | 0 | 0 | 300 | 0 | 0 | 0 | 0 | 0 | 0 | 0 | 0 | 169.3422 | 0 | 0 | 0 | 0 | 186.2764 | 186.2764 | 300 | 330 | Unplanned Build | Potential Build Hydro Small2023SOUT
| 54 | ASHA INTERRUPTIBLE 2016 | Ashanti Group | Interruptible | Interruptible | 0 | 0 | 0 | 0 | 0 | 0 | 0 | 0 | 0 | 0 | 0 | 0 | 0 | 0 | 0 | 0 | 0 | 0 | 0 | 0 | 0 | 0 | 0 | 0 | 0 | 0 | 0 | 0 | 0 | 0 | 0 | 0 | 0 | 0 | 0 | 0 | 0 | 0 | 0 | 0 | 0 | 0 | 0 | 0 | 0 | 129.301 | 217.102 | 0 | 0 | 0 | 0 | 0 | 0 | 0 | 0% | 0% | 0% | 0% | 0% | 0% | 0% | 0% | 0% | [9 empty] | 0 | 0 | 0 | 0 | 0 | 0 | 0 | 0 | 0 | 0 | 0 | 0 | 0 | Unplanned Build | Potential Build Interruptible2016
| 65 | ASHA SOLAR PV 2035 | Ashanti Group | Sun | Solar PV | 0 | 0 | 0 | 0 | 0 | 0 | 0 | 0 | 0 | 0 | 0 | 0 | 0 | 0 | 0 | 0 | 25.3501 | 139.4256 | 0 | 0 | 0 | 0 | 0 | 0 | 0 | 25 | 25 | 0 | 0 | 0 | 0 | 0 | 0 | 0 | 0 | 0 | 0 | 0 | 0 | 0 | 0 | 0 | 0 | 0 | 0 | 0 | 0 | 0 | 0 | 0 | 0 | 0 | 20 | 110 | 0% | 0% | 0% | 0% | 0% | 0% | 0% | 14.47% | 14.47% | 0 | 0 | 0 | 0 | 0 | 0 | 0 | 15.2 | 68.4 | 0 | 0 | 0 | 0 | 0 | 0 | 0 | 3.0072 | 8.4027 | 0 | 3.308 | 0 | 16.72 | Unplanned Build | Potential Build Solar PV2035
| 68 | SOUT SOLAR PV 2035 | SouthWest Ghana Group | Sun | Solar PV | 0 | 0 | 0 | 0 | 0 | 0 | 0 | 0 | 0 | 0 | 0 | 0 | 0 | 0 | 0 | 0 | 25.3501 | 114.0755 | 0 | 0 | 0 | 0 | 0 | 0 | 0 | 25 | 25 | 0 | 0 | 0 | 0 | 0 | 0 | 0 | 0 | 0 | 0 | 0 | 0 | 0 | 0 | 0 | 0 | 0 | 0 | 0 | 0 | 0 | 0 | 0 | 0 | 0 | 20 | 90 | 0% | 0% | 0% | 0% | 0% | 0% | 0% | 14.47% | 14.47% | 0 | 0 | 0 | 0 | 0 | 0 | 0 | 15.2 | 53.2 | 0 | 0 | 0 | 0 | 0 | 0 | 0 | 3.0072 | 6.5354 | 0 | 3.308 | 0 | 16.72 | Unplanned Build | Potential Build Solar PV2035
| 69 | NORT SOLAR PV 2018 | Northern Ghana Group | Sun | Solar PV | 0 | 0 | 0 | 0 | 0 | 0 | 0 | 0 | 0 | 0 | 0 | 67.5263 | 67.5263 | 67.5263 | 67.5263 | 67.5263 | 67.5263 | 67.5263 | 0 | 0 | 24.8 | 24.8 | 24.8 | 24.8 | 24.8 | 24.8 | 24.8 | 0 | 0 | 0 | 0 | 0 | 0 | 0 | 0 | 0 | 0 | 0 | 0 | 0 | 0 | 0 | 0 | 0 | 0 | 0 | 0 | 47.1565 | 47.1565 | 47.1565 | 47.1565 | 47.1565 | 47.1565 | 47.1565 | 0% | 0% | 16.35% | 16.35% | 16.35% | 16.35% | 16.35% | 16.35% | 16.35% | 0 | 0 | 58.6155 | 0 | 0 | 0 | 0 | 0 | 0 | 0 | 0 | 44.0387 | 0 | 0 | 0 | 0 | 0 | 0 | 48.4426 | 48.4426 | 58.6155 | 64.4771 | Unplanned Build | Potential Build Solar PV2018
| 71 | NORT SOLAR PV 2023 | Northern Ghana Group | Sun | Solar PV | 0 | 0 | 0 | 0 | 0 | 0 | 0 | 0 | 0 | 0 | 0 | 0 | 0 | 143.1961 | 286.3922 | 286.3922 | 286.3922 | 286.3922 | 0 | 0 | 0 | 0 | 24.8 | 24.8 | 24.8 | 24.8 | 24.8 | 0 | 0 | 0 | 0 | 0 | 0 | 0 | 0 | 0 | 0 | 0 | 0 | 0 | 0 | 0 | 0 | 0 | 0 | 0 | 0 | 0 | 0 | 100 | 200 | 200 | 200 | 200 | 0% | 0% | 0% | 0% | 16.35% | 16.35% | 16.35% | 16.35% | 16.35% | 0 | 0 | 0 | 0 | 95.7 | 95.7 | 0 | 0 | 0 | 0 | 0 | 0 | 0 | 54.0202 | 40.5861 | 0 | 0 | 0 | 104.0669 | 104.0669 | 191.4 | 210.54 | Unplanned Build | Potential Build Solar PV2023
| 72 | NORT SOLAR PV 2026 | Northern Ghana Group | Sun | Solar PV | 0 | 0 | 0 | 0 | 0 | 0 | 0 | 0 | 0 | 0 | 0 | 0 | 0 | 0 | 143.1961 | 429.5883 | 429.5883 | 429.5883 | 0 | 0 | 0 | 0 | 0 | 24.8 | 24.8 | 24.8 | 24.8 | 0 | 0 | 0 | 0 | 0 | 0 | 0 | 0 | 0 | 0 | 0 | 0 | 0 | 0 | 0 | 0 | 0 | 0 | 0 | 0 | 0 | 0 | 0 | 100 | 300 | 300 | 300 | 0% | 0% | 0% | 0% | 0% | 16.35% | 16.35% | 16.35% | 16.35% | 0 | 0 | 0 | 0 | 0 | 89.5 | 179 | 0 | 0 | 0 | 0 | 0 | 0 | 0 | 37.9567 | 57.0349 | 0 | 0 | 41.7524 | 104.4908 | 89.5 | 295.35 | Unplanned Build | Potential Build Solar PV2026
| 73 | NORT SOLAR PV 2030 | Northern Ghana Group | Sun | Solar PV | 0 | 0 | 0 | 0 | 0 | 0 | 0 | 0 | 0 | 0 | 0 | 0 | 0 | 0 | 0 | 71.598 | 357.9902 | 357.9902 | 0 | 0 | 0 | 0 | 0 | 0 | 24.8 | 24.8 | 24.8 | 0 | 0 | 0 | 0 | 0 | 0 | 0 | 0 | 0 | 0 | 0 | 0 | 0 | 0 | 0 | 0 | 0 | 0 | 0 | 0 | 0 | 0 | 0 | 0 | 50 | 250 | 250 | 0% | 0% | 0% | 0% | 0% | 0% | 16.35% | 16.35% | 16.35% | 0 | 0 | 0 | 0 | 0 | 0 | 41.4 | 165.6 | 0 | 0 | 0 | 0 | 0 | 0 | 0 | 13.1913 | 32.7631 | 0 | 0 | 50.5498 | 0 | 227.7 | Unplanned Build | Potential Build Solar PV2030
| 74 | NORT SOLAR PV 2035 | Northern Ghana Group | Sun | Solar PV | 0 | 0 | 0 | 0 | 0 | 0 | 0 | 0 | 0 | 0 | 0 | 0 | 0 | 0 | 0 | 0 | 143.1961 | 859.1766 | 0 | 0 | 0 | 0 | 0 | 0 | 0 | 24.8 | 24.8 | 0 | 0 | 0 | 0 | 0 | 0 | 0 | 0 | 0 | 0 | 0 | 0 | 0 | 0 | 0 | 0 | 0 | 0 | 0 | 0 | 0 | 0 | 0 | 0 | 0 | 100 | 600 | 0% | 0% | 0% | 0% | 0% | 0% | 0% | 16.35% | 16.35% | 0 | 0 | 0 | 0 | 0 | 0 | 0 | 76 | 380 | 0 | 0 | 0 | 0 | 0 | 0 | 0 | 15.0362 | 46.6815 | 0 | 16.5398 | 0 | 83.6 | Unplanned Build | Potential Build Solar PV2035
| 78 | SOUT SOLAR PV 2035 | SouthEast Ghana Group | Sun | Solar PV | 0 | 0 | 0 | 0 | 0 | 0 | 0 | 0 | 0 | 0 | 0 | 0 | 0 | 0 | 0 | 0 | 126.7505 | 570.3773 | 0 | 0 | 0 | 0 | 0 | 0 | 0 | 25 | 25 | 0 | 0 | 0 | 0 | 0 | 0 | 0 | 0 | 0 | 0 | 0 | 0 | 0 | 0 | 0 | 0 | 0 | 0 | 0 | 0 | 0 | 0 | 0 | 0 | 0 | 100 | 450 | 0% | 0% | 0% | 0% | 0% | 0% | 0% | 14.47% | 14.47% | 0 | 0 | 0 | 0 | 0 | 0 | 0 | 76 | 266 | 0 | 0 | 0 | 0 | 0 | 0 | 0 | 15.0362 | 32.677 | 0 | 16.5398 | 0 | 83.6 | Unplanned Build | Potential Build Solar PV2035
| 82 | SOUT SOLAR PV 2035 | SouthWest Ghana Group | Sun | Solar PV | 0 | 0 | 0 | 0 | 0 | 0 | 0 | 0 | 0 | 0 | 0 | 0 | 0 | 0 | 0 | 0 | 25.3501 | 304.2012 | 0 | 0 | 0 | 0 | 0 | 0 | 0 | 25 | 25 | 0 | 0 | 0 | 0 | 0 | 0 | 0 | 0 | 0 | 0 | 0 | 0 | 0 | 0 | 0 | 0 | 0 | 0 | 0 | 0 | 0 | 0 | 0 | 0 | 0 | 20 | 240 | 0% | 0% | 0% | 0% | 0% | 0% | 0% | 14.47% | 14.47% | 0 | 0 | 0 | 0 | 0 | 0 | 0 | 15.2 | 167.2 | 0 | 0 | 0 | 0 | 0 | 0 | 0 | 3.0072 | 20.5398 | 0 | 3.308 | 0 | 16.72 | Unplanned Build | Potential Build Solar PV2035
| 85 | SOUT SOLAR PV 2035 | SouthEast Ghana Group | Sun | Solar PV | 0 | 0 | 0 | 0 | 0 | 0 | 0 | 0 | 0 | 0 | 0 | 0 | 0 | 0 | 0 | 0 | 25.3501 | 76.0503 | 0 | 0 | 0 | 0 | 0 | 0 | 0 | 25 | 25 | 0 | 0 | 0 | 0 | 0 | 0 | 0 | 0 | 0 | 0 | 0 | 0 | 0 | 0 | 0 | 0 | 0 | 0 | 0 | 0 | 0 | 0 | 0 | 0 | 0 | 20 | 60 | 0% | 0% | 0% | 0% | 0% | 0% | 0% | 14.47% | 14.47% | 0 | 0 | 0 | 0 | 0 | 0 | 0 | 15.2 | 30.4 | 0 | 0 | 0 | 0 | 0 | 0 | 0 | 3.0072 | 3.7345 | 0 | 3.308 | 0 | 16.72 | Unplanned Build | Potential Build Solar PV2035
| 104 | SOUT WIND TURBINE 2020 | SouthEast Ghana Group | Wind | Wind | 0 | 0 | 0 | 0 | 0 | 0 | 0 | 0 | 0 | 0 | 0 | 0 | 164.5 | 339.6525 | 689.9575 | 689.9575 | 689.9575 | 689.9575 | 0 | 0 | 0 | 46.71 | 46.71 | 46.71 | 46.71 | 46.71 | 46.71 | 0 | 0 | 0 | 0 | 0 | 0 | 0 | 0 | 0 | 0 | 0 | 0 | 0 | 0 | 0 | 0 | 0 | 0 | 0 | 0 | 0 | 70.4386 | 145.4386 | 295.4386 | 295.4386 | 295.4386 | 295.4386 | 0% | 0% | 0% | 26.66% | 26.66% | 26.66% | 26.66% | 26.66% | 26.66% | 0 | 0 | 0 | 101.2203 | 107.775 | 215.55 | 0 | 0 | 0 | 0 | 0 | 0 | 69.1348 | 60.8362 | 91.4142 | 0 | 0 | 0 | 243.5237 | 243.5237 | 424.5453 | 466.9998 | Unplanned Build | Potential Build Wind2020
| 105 | SOUT WIND TURBINE 2026 | SouthEast Ghana Group | Wind | Wind | 0 | 0 | 0 | 0 | 0 | 0 | 0 | 0 | 0 | 0 | 0 | 0 | 0 | 0 | 350.305 | 817.3784 | 1050.9151 | 1050.9151 | 0 | 0 | 0 | 0 | 0 | 46.71 | 46.71 | 46.71 | 46.71 | 0 | 0 | 0 | 0 | 0 | 0 | 0 | 0 | 0 | 0 | 0 | 0 | 0 | 0 | 0 | 0 | 0 | 0 | 0 | 0 | 0 | 0 | 0 | 150 | 350 | 450 | 450 | 0% | 0% | 0% | 0% | 0% | 26.66% | 26.66% | 26.66% | 26.66% | 0 | 0 | 0 | 0 | 0 | 203.4 | 271.2 | 135.6 | 0 | 0 | 0 | 0 | 0 | 0 | 86.2615 | 86.4127 | 26.8277 | 0 | 94.8876 | 219.4521 | 203.4 | 671.22 | Unplanned Build | Potential Build Wind2026
| 106 | SOUT WIND TURBINE 2035 | SouthEast Ghana Group | Wind | Wind | 0 | 0 | 0 | 0 | 0 | 0 | 0 | 0 | 0 | 0 | 0 | 0 | 0 | 0 | 0 | 0 | 467.0734 | 467.0734 | 0 | 0 | 0 | 0 | 0 | 0 | 0 | 47 | 47 | 0 | 0 | 0 | 0 | 0 | 0 | 0 | 0 | 0 | 0 | 0 | 0 | 0 | 0 | 0 | 0 | 0 | 0 | 0 | 0 | 0 | 0 | 0 | 0 | 0 | 200 | 200 | 0% | 0% | 0% | 0% | 0% | 0% | 0% | 26.66% | 26.66% | 0 | 0 | 0 | 0 | 0 | 0 | 0 | 249.8 | 0 | 0 | 0 | 0 | 0 | 0 | 0 | 0 | 49.4216 | 0 | 0 | 54.3638 | 0 | 274.78 | Unplanned Build | Potential Build Wind2035
[6 empty] | 0 | 0 | 0 | 0 | 0 | 0 | 0 |  |  | 0 | 0 | 0 | 0 | 0 | 0 | 0 |  |  | 0 | 0 | 0 | 0 | 0 | 0 | 0 |  |  | 0 | 0 | 0 | 0 | 0 | 0 | 0 |  |  | 0 | 0 | 0 | 0 | 0 | 0 | 0 |  |  | 0 | 0 | 0 | 0 | 0 | 0 | 0 |  |  | 0 | 0 | 0 | 0 | 0 | 0 | 0 |  |  | #VALUE! | #VALUE! | #VALUE! | #VALUE! | #VALUE! | #VALUE! | #VALUE! |  |  | #VALUE! | #VALUE! | #VALUE! | #VALUE! | #VALUE! | #VALUE! | #VALUE!

## GreaterFuelSupply
Back to Contents | [77 empty] | 90.91% | 82.64% | 75.13% | 68.3% | 56.45% | 42.41% | 31.86% | 19.78% | 12.28% | Cap Cost NPV |  | Cap Cost -- no NPV
|  | Plant Name |  |  |  | FUEL CONSUMPTION | [8 empty] | GENERATION | [8 empty] | FOM (USD/kW-yr | [8 empty] | VOM (USD/MWh) | [8 empty] | Fuel Cost (USD/MWh) | [8 empty] | Available Capacity | [8 empty] | Capacity Factors | [8 empty] | Total Capital Cost | [8 empty] | Total Capital Cost (NPV) | [8 empty] | 923.8687 | 1691.8861 | 1667.0029 | 5045.4279 | Unplanned? | Plant Name
| UnitID |  | Model Region | Fuel Type | Capacity Type | 2017 | 2018 | 2019 | 2020 | 2023 | 2026 | 2030 | 2035 | 2040 | 2017 | 2018 | 2019 | 2020 | 2023 | 2026 | 2030 | 2035 | 2040 | 2017 | 2018 | 2019 | 2020 | 2023 | 2026 | 2030 | 2035 | 2040 | 2017 | 2018 | 2019 | 2020 | 2023 | 2026 | 2030 | 2035 | 2040 | 2017 | 2018 | 2019 | 2020 | 2023 | 2026 | 2030 | 2035 | 2040 | 2017 | 2018 | 2019 | 2020 | 2023 | 2026 | 2030 | 2035 | 2040 | 2017 | 2018 | 2019 | 2020 | 2023 | 2026 | 2030 | 2035 | 2040 | 2017 | 2018 | 2019 | 2020 | 2023 | 2026 | 2030 | 2035 | 2040 | 2017 | 2018 | 2019 | 2020 | 2023 | 2026 | 2030 | 2035 | 2040 | 10-year | 20-year | 10-year | 20-year
| 1 | CENIT | SouthEast Ghana Group | Oil | Oil Combustion | 0 | 0 | 0 | 0 | 0 | 0 | 0 | 0 | 0 | 0 | 0 | 0 | 0 | 0 | 0 | 0 | 0 | 0 | 11.83 | 11.83 | 11.83 | 11.83 | 11.83 | 11.83 | 11.83 | 0 | 0 | 0 | 0 | 0 | 0 | 0 | 0 | 0 | 0 | 0 | 0 | 0 | 0 | 0 | 0 | 0 | 0 | 0 | 0 | 100 | 100 | 100 | 100 | 100 | 100 | 100 |  |  | 0% | 0% | 0% | 0% | 0% | 0% | 0% | [11 empty] | 0 | 0 | 0 | 0 | 0 | 0 | 0 | 0 | 0 | 0 | 0 | 0 | 0 | Existing & Under Const. Plant
| 2 | Trojan 2B | SouthEast Ghana Group | Oil | Oil Combustion | 0 | 0 | 0 | 0 | 0 | 0 | 0 | 0 | 0 | 0 | 0 | 0 | 0 | 0 | 0 | 0 | 0 | 0 | 34 | 34 | 34 | 34 | 0 | 0 | 0 | 0 | 0 | 0 | 0 | 0 | 0 | 0 | 0 | 0 | 0 | 0 | 0 | 0 | 0 | 0 | 0 | 0 | 0 | 0 | 0 | 16.25 | 16.25 | 16.25 | 16.25 | [5 empty] | 0% | 0% | 0% | 0% | [14 empty] | 0 | 0 | 0 | 0 | 0 | 0 | 0 | 0 | 0 | 0 | 0 | 0 | 0 | Existing & Under Const. Plant
| 3 | Trojan 2A | Ashanti Group | Oil | Oil Combustion | 0 | 0 | 0 | 0 | 0 | 0 | 0 | 0 | 0 | 0 | 0 | 0 | 0 | 0 | 0 | 0 | 0 | 0 | 34 | 34 | 34 | 34 | 0 | 0 | 0 | 0 | 0 | 0 | 0 | 0 | 0 | 0 | 0 | 0 | 0 | 0 | 0 | 0 | 0 | 0 | 0 | 0 | 0 | 0 | 0 | 16.25 | 16.25 | 16.25 | 16.25 | [5 empty] | 0% | 0% | 0% | 0% | [14 empty] | 0 | 0 | 0 | 0 | 0 | 0 | 0 | 0 | 0 | 0 | 0 | 0 | 0 | Existing & Under Const. Plant
| 4 | GP Tarkwa Plant | SouthWest Ghana Group | Oil | Oil Combustion | 0 | 0 | 0 | 0 | 0 | 0 | 0 | 0 | 0 | 0 | 0 | 0 | 0 | 0 | 0 | 0 | 0 | 0 | 17.5 | 17.5 | 17.5 | 17.5 | 17.5 | 17.5 | 17.5 | 17.5 | 17.5 | 0 | 0 | 0 | 0 | 0 | 0 | 0 | 0 | 0 | 0 | 0 | 0 | 0 | 0 | 0 | 0 | 0 | 0 | 33 | 33 | 33 | 33 | 33 | 33 | 33 | 33 | 33 | 0% | 0% | 0% | 0% | 0% | 0% | 0% | 0% | 0% | [9 empty] | 0 | 0 | 0 | 0 | 0 | 0 | 0 | 0 | 0 | 0 | 0 | 0 | 0 | Existing & Under Const. Plant
| 5 | GP Chirano Plant | SouthWest Ghana Group | Oil | Oil Combustion | 0 | 0 | 0 | 0 | 0 | 0 | 0 | 0 | 0 | 0 | 0 | 0 | 0 | 0 | 0 | 0 | 0 | 0 | 17.5 | 17.5 | 17.5 | 17.5 | 17.5 | 17.5 | 17.5 | 17.5 | 17.5 | 0 | 0 | 0 | 0 | 0 | 0 | 0 | 0 | 0 | 0 | 0 | 0 | 0 | 0 | 0 | 0 | 0 | 0 | 30 | 30 | 30 | 30 | 30 | 30 | 30 | 30 | 30 | 0% | 0% | 0% | 0% | 0% | 0% | 0% | 0% | 0% | [9 empty] | 0 | 0 | 0 | 0 | 0 | 0 | 0 | 0 | 0 | 0 | 0 | 0 | 0 | Existing & Under Const. Plant
| 6 | GP Darmang Plant | SouthWest Ghana Group | Oil | Oil Combustion | 0 | 0 | 0 | 0 | 0 | 0 | 0 | 0 | 0 | 0 | 0 | 0 | 0 | 0 | 0 | 0 | 0 | 0 | 17.5 | 17.5 | 17.5 | 17.5 | 17.5 | 17.5 | 17.5 | 17.5 | 17.5 | 0 | 0 | 0 | 0 | 0 | 0 | 0 | 0 | 0 | 0 | 0 | 0 | 0 | 0 | 0 | 0 | 0 | 0 | 25.5 | 25.5 | 25.5 | 25.5 | 25.5 | 25.5 | 25.5 | 25.5 | 25.5 | 0% | 0% | 0% | 0% | 0% | 0% | 0% | 0% | 0% | [9 empty] | 0 | 0 | 0 | 0 | 0 | 0 | 0 | 0 | 0 | 0 | 0 | 0 | 0 | Existing & Under Const. Plant
| 7 | SAPP 2 | SouthEast Ghana Group | Oil/Gas | Oil/Gas Combined Cycle | 17.5518 | 20.6955 | 0 | 0 | 23.5117 | 23.5117 | 23.5117 | 23.5117 | 22.7383 | 2250.2344 | 2653.2654 | 0 | 0 | 3014.316 | 3014.3155 | 3014.3159 | 3014.316 | 2915.1687 | 16 | 16 | 16 | 16 | 16 | 16 | 16 | 16 | 16 | 3.5 | 3.5 | 0 | 0 | 3.5 | 3.5 | 3.5 | 3.5 | 3.5 | 0 | 0 | 0 | 0 | 0 | 0 | 0 | 0 | 0 | 370 | 370 | 370 | 370 | 370 | 370 | 370 | 370 | 370 | 69.43% | 81.86% | 0% | 0% | 93% | 93% | 93% | 93% | 89.94% | [9 empty] | 0 | 0 | 0 | 0 | 0 | 0 | 0 | 0 | 0 | 0 | 0 | 0 | 0 | Existing & Under Const. Plant
| 8 | Cenpower | SouthEast Ghana Group | Oil/Gas | Oil/Gas Combined Cycle | 0 | 0.072074 | 0 | 0 | 21.6884 | 21.6884 | 21.6884 | 21.5448 | 14.9129 | 0 | 9.2048 | 0 | 0 | 2769.912 | 2769.912 | 2769.912 | 2751.5715 | 1904.5847 | 0 | 16 | 16 | 16 | 16 | 16 | 16 | 16 | 16 | 0 | 3.5 | 0 | 0 | 3.5 | 3.5 | 3.5 | 3.5 | 3.5 | 0 | 0 | 0 | 0 | 0 | 0 | 0 | 0 | 0 |  | 340 | 340 | 340 | 340 | 340 | 340 | 340 | 340 |  | 0.3091% | 0% | 0% | 93% | 93% | 93% | 92.38% | 63.95% | [9 empty] | 0 | 0 | 0 | 0 | 0 | 0 | 0 | 0 | 0 | 0 | 0 | 0 | 0 | Existing & Under Const. Plant
| 9 | KarpowerShip 1 | SouthEast Ghana Group | Oil/Gas | Oil/Gas Combined Cycle | 12.3506 | 0 | 0 | 0 | 0 | 0 | 0 | 0 | 0 | 1616.5653 | 0 | 0 | 0 | 0 | 0 | 0 | 0 | 0 | 177.828 | 0 | 0 | 0 | 0 | 0 | 0 | 0 | 0 | 3.5 | 0 | 0 | 0 | 0 | 0 | 0 | 0 | 0 | 0 | 0 | 0 | 0 | 0 | 0 | 0 | 0 | 0 | 247 | [8 empty] | 74.71% | [17 empty] | 0 | 0 | 0 | 0 | 0 | 0 | 0 | 0 | 0 | 0 | 0 | 0 | 0 | Existing & Under Const. Plant
| 10 | AKSA | SouthEast Ghana Group | Oil/Gas | Oil/Gas Combined Cycle | 4.2042 | 0 | 17.5018 | 19.1168 | 18.1368 | 22.085 | 20.0529 | 2.0896 | 0.83651 | 494.6132 | 0 | 2059.0409 | 2249.0294 | 2133.7375 | 2598.233 | 2359.1625 | 245.8352 | 98.4132 | 16 | 16 | 16 | 16 | 16 | 16 | 16 | 16 | 16 | 3.5 | 0 | 3.5 | 3.5 | 3.5 | 3.5 | 3.5 | 3.5 | 3.5 | 0 | 0 | 0 | 0 | 0 | 0 | 0 | 0 | 0 | 250 | 375 | 375 | 375 | 375 | 375 | 375 | 375 | 375 | 22.59% | 0% | 62.68% | 68.46% | 64.95% | 79.09% | 71.82% | 7.484% | 2.996% | [9 empty] | 0 | 0 | 0 | 0 | 0 | 0 | 0 | 0 | 0 | 0 | 0 | 0 | 0 | Existing & Under Const. Plant
| 11 | TAPCO (T1) | SouthWest Ghana Group | Oil/Gas | Oil/Gas Combined Cycle | 11.645 | 17.1872 | 17.1872 | 17.1872 | 17.1872 | 17.1872 | 17.1872 | 14.4517 | 1.579 | 1496.2087 | 2208.3 | 2208.3 | 2208.3 | 2208.3 | 2208.3 | 2208.3 | 1856.8231 | 202.878 | 18.7 | 18.7 | 18.7 | 18.7 | 18.7 | 18.7 | 18.7 | 18.7 | 18.7 | 5 | 5 | 5 | 5 | 5 | 5 | 5 | 5 | 5 | 0 | 0 | 0 | 0 | 0 | 0 | 0 | 0 | 0 | 305 | 305 | 305 | 305 | 305 | 305 | 305 | 305 | 305 | 56% | 82.65% | 82.65% | 82.65% | 82.65% | 82.65% | 82.65% | 69.5% | 7.593% | [9 empty] | 0 | 0 | 0 | 0 | 0 | 0 | 0 | 0 | 0 | 0 | 0 | 0 | 0 | Existing & Under Const. Plant
| 12 | TICO (T2) | SouthWest Ghana Group | Oil/Gas | Oil/Gas Combined Cycle | 17.7346 | 17.7346 | 2.2472 | 1.3296 | 17.7346 | 17.7346 | 17.7346 | 17.7346 | 6.7493 | 2382.7198 | 2382.7198 | 301.9268 | 178.6344 | 2382.72 | 2382.72 | 2382.72 | 2382.72 | 906.792 | 30.94 | 30.94 | 30.94 | 30.94 | 30.94 | 30.94 | 30.94 | 30.94 | 30.94 | 4.9 | 4.9 | 4.9 | 4.9 | 4.9 | 4.9 | 4.9 | 4.9 | 4.9 | 0 | 0 | 0 | 0 | 0 | 0 | 0 | 0 | 0 | 320 | 320 | 320 | 320 | 320 | 320 | 320 | 320 | 320 | 85% | 85% | 10.77% | 6.373% | 85% | 85% | 85% | 85% | 32.35% | [9 empty] | 0 | 0 | 0 | 0 | 0 | 0 | 0 | 0 | 0 | 0 | 0 | 0 | 0 | Existing & Under Const. Plant
| 13 | Amandi | SouthWest Ghana Group | Oil/Gas | Oil/Gas Combined Cycle | 0 | 0 | 8.0946 | 12.0103 | 0 | 12.0103 | 12.0103 | 5.3225 | 0.090396 | 0 | 0 | 987.1488 | 1464.672 | 0 | 1464.672 | 1464.672 | 649.0855 | 11.0239 | 0 | 0 | 30.94 | 30.94 | 30.94 | 30.94 | 30.94 | 30.94 | 30.94 | 0 | 0 | 4.9 | 4.9 | 0 | 4.9 | 4.9 | 4.9 | 4.9 | 0 | 0 | 0 | 0 | 0 | 0 | 0 | 0 | 0 |  |  | 190 | 190 | 190 | 190 | 190 | 190 | 190 |  |  | 59.31% | 88% | 0% | 88% | 88% | 39% | 0.6623% | [9 empty] | 0 | 0 | 0 | 0 | 0 | 0 | 0 | 0 | 0 | 0 | 0 | 0 | 0 | Existing & Under Const. Plant
| 14 | KarpowerShip 2 | SouthWest Ghana Group | Oil/Gas | Oil/Gas Combined Cycle | 0 | 27.2668 | 31.8841 | 31.8841 | 14.1941 | 0 | 0 | 0 | 0 | 0 | 3202.5787 | 3744.9 | 3744.9 | 1667.1499 | 0 | 0 | 0 | 0 | 0 | 177.828 | 177.828 | 177.828 | 177.828 | 0 | 0 | 0 | 0 | 0 | 3.5 | 3.5 | 3.5 | 3.5 | 0 | 0 | 0 | 0 | 0 | 0 | 0 | 0 | 0 | 0 | 0 | 0 | 0 |  | 450 | 450 | 450 | 450 | [5 empty] | 81.24% | 95% | 95% | 42.29% | [13 empty] | 0 | 0 | 0 | 0 | 0 | 0 | 0 | 0 | 0 | 0 | 0 | 0 | 0 | Existing & Under Const. Plant
| 15 | Early Power | SouthEast Ghana Group | Oil/Gas | Oil/Gas Combustion | 0 | 0 | 0 | 0 | 23.0656 | 23.0656 | 23.0656 | 23.0656 | 23.0656 | 0 | 0 | 0 | 0 | 3075.417 | 3075.417 | 3075.417 | 3075.417 | 3075.417 | 0 | 0 | 16 | 16 | 16 | 16 | 16 | 16 | 16 | 0 | 0 | 0 | 0 | 3.5 | 3.5 | 3.5 | 3.5 | 3.5 | 0 | 0 | 0 | 0 | 0 | 0 | 0 | 0 | 0 |  |  | 377.5 | 377.5 | 377.5 | 377.5 | 377.5 | 377.5 | 377.5 |  |  | 0% | 0% | 93% | 93% | 93% | 93% | 93% | [9 empty] | 0 | 0 | 0 | 0 | 0 | 0 | 0 | 0 | 0 | 0 | 0 | 0 | 0 | Existing & Under Const. Plant
| 16 | TT1PP | SouthEast Ghana Group | Oil/Gas | Oil/Gas Combustion | 0 | 0 | 0 | 0 | 0 | 0 | 0 | 0 | 0 | 0 | 0 | 0 | 0 | 0 | 0 | 0 | 0 | 0 | 14.3 | 14.3 | 14.3 | 14.3 | 14.3 | 14.3 | 14.3 | 14.3 | 14.3 | 0 | 0 | 0 | 0 | 0 | 0 | 0 | 0 | 0 | 0 | 0 | 0 | 0 | 0 | 0 | 0 | 0 | 0 | 100 | 100 | 100 | 100 | 100 | 100 | 100 | 100 | 100 | 0% | 0% | 0% | 0% | 0% | 0% | 0% | 0% | 0% | [9 empty] | 0 | 0 | 0 | 0 | 0 | 0 | 0 | 0 | 0 | 0 | 0 | 0 | 0 | Existing & Under Const. Plant
| 17 | KTPP | SouthEast Ghana Group | Oil/Gas | Oil/Gas Combustion | 0 | 0 | 17.76 | 17.76 | 0 | 0 | 0 | 0 | 0 | 0 | 0 | 1629.36 | 1629.36 | 0 | 0 | 0 | 0 | 0 | 12.3 | 12.3 | 12.3 | 12.3 | 12.3 | 12.3 | 12.3 | 12.3 | 12.3 | 0 | 0 | 3.5 | 3.5 | 0 | 0 | 0 | 0 | 0 | 0 | 0 | 0 | 0 | 0 | 0 | 0 | 0 | 0 | 200 | 200 | 200 | 200 | 200 | 200 | 200 | 200 | 200 | 0% | 0% | 93% | 93% | 0% | 0% | 0% | 0% | 0% | [9 empty] | 0 | 0 | 0 | 0 | 0 | 0 | 0 | 0 | 0 | 0 | 0 | 0 | 0 | Existing & Under Const. Plant
| 18 | Trojan 1 | SouthEast Ghana Group | Oil/Gas | Oil/Gas Combustion | 0.46977 | 0 | 0 | 0 | 0 | 0 | 0 | 0 | 0 | 55.6601 | 0 | 0 | 0 | 0 | 0 | 0 | 0 | 0 | 34 | 34 | 34 | 34 | 0 | 0 | 0 | 0 | 0 | 5.5 | 0 | 0 | 0 | 0 | 0 | 0 | 0 | 0 | 0 | 0 | 0 | 0 | 0 | 0 | 0 | 0 | 0 | 24.96 | 24.96 | 24.96 | 24.96 | [5 empty] | 25.46% | 0% | 0% | 0% | [14 empty] | 0 | 0 | 0 | 0 | 0 | 0 | 0 | 0 | 0 | 0 | 0 | 0 | 0 | Existing & Under Const. Plant
| 19 | MRP | SouthEast Ghana Group | Oil/Gas | Oil/Gas Combustion | 0 | 0 | 0 | 0 | 0 | 0 | 0 | 0 | 0 | 0 | 0 | 0 | 0 | 0 | 0 | 0 | 0 | 0 | 12.5737 | 12.5737 | 12.5737 | 12.5737 | 12.5737 | 12.5737 | 12.5737 | 12.5737 | 12.5737 | 0 | 0 | 0 | 0 | 0 | 0 | 0 | 0 | 0 | 0 | 0 | 0 | 0 | 0 | 0 | 0 | 0 | 0 | 70 | 70 | 70 | 70 | 70 | 70 | 70 | 70 | 70 | 0% | 0% | 0% | 0% | 0% | 0% | 0% | 0% | 0% | [9 empty] | 0 | 0 | 0 | 0 | 0 | 0 | 0 | 0 | 0 | 0 | 0 | 0 | 0 | Existing & Under Const. Plant
| 20 | Safisana | SouthEast Ghana Group | Biogas | Biogas | 0.010052 | 0 | 0.010052 | 0.010052 | 0 | 0.010052 | 0.010052 | 0.010052 | 0.010052 | 0.7446 | 0 | 0.7446 | 0.7446 | 0 | 0.7446 | 0.7446 | 0.7446 | 0.7446 | 35 | 35 | 35 | 35 | 35 | 35 | 35 | 35 | 35 | 4.2 | 0 | 4.2 | 4.2 | 0 | 4.2 | 4.2 | 4.2 | 4.2 | 0 | 0 | 0 | 0 | 0 | 0 | 0 | 0 | 0 | 0.1 | 0.1 | 0.1 | 0.1 | 0.1 | 0.1 | 0.1 | 0.1 | 0.1 | 85% | 0% | 85% | 85% | 0% | 85% | 85% | 85% | 85% | [9 empty] | 0 | 0 | 0 | 0 | 0 | 0 | 0 | 0 | 0 | 0 | 0 | 0 | 0 | Existing & Under Const. Plant
| 21 | TT2PP | SouthEast Ghana Group | Gas | Gas Combustion Turbine | 0.56362 | 0 | 0 | 0 | 0 | 0 | 0.0037524 | 0 | 0 | 57.9852 | 0 | 0 | 0 | 0 | 0 | 0.38604 | 0 | 0 | 12.1007 | 12.1007 | 12.1007 | 12.1007 | 12.1007 | 12.1007 | 12.1007 | 12.1007 | 12.1007 | 4.5 | 0 | 0 | 0 | 0 | 0 | 4.5 | 0 | 0 | 0 | 0 | 0 | 0 | 0 | 0 | 0 | 0 | 0 | 45 | 45 | 45 | 45 | 45 | 45 | 45 | 45 | 45 | 14.71% | 0% | 0% | 0% | 0% | 0% | 0.09793% | 0% | 0% | [9 empty] | 0 | 0 | 0 | 0 | 0 | 0 | 0 | 0 | 0 | 0 | 0 | 0 | 0 | Existing & Under Const. Plant
| 22 | SAPP 1 | SouthEast Ghana Group | Gas | Gas Combustion Turbine | 3.2721 | 0 | 0 | 0 | 0 | 0.94367 | 1.3927 | 0.04265 | 0.008696 | 350.7032 | 0 | 0 | 0 | 0 | 101.1435 | 149.2714 | 4.5712 | 0.93205 | 11.83 | 11.83 | 11.83 | 11.83 | 11.83 | 11.83 | 11.83 | 11.83 | 11.83 | 4.5 | 0 | 0 | 0 | 0 | 4.5 | 4.5 | 4.5 | 4.5 | 0 | 0 | 0 | 0 | 0 | 0 | 0 | 0 | 0 | 180 | 180 | 180 | 180 | 180 | 180 | 180 | 180 | 180 | 22.24% | 0% | 0% | 0% | 0% | 6.414% | 9.467% | 0.2899% | 0.05911% | [9 empty] | 0 | 0 | 0 | 0 | 0 | 0 | 0 | 0 | 0 | 0 | 0 | 0 | 0 | Existing & Under Const. Plant
| 23 | Trojan 3 | SouthEast Ghana Group | Gas | Gas Combustion Turbine | 0 | 0 | 0 | 0 | 0 | 0 | 0 | 0 | 0 | 0 | 0 | 0 | 0 | 0 | 0 | 0 | 0 | 0 | 0 | 34 | 34 | 34 | 0 | 0 | 0 | 0 | 0 | 0 | 0 | 0 | 0 | 0 | 0 | 0 | 0 | 0 | 0 | 0 | 0 | 0 | 0 | 0 | 0 | 0 | 0 | 0 | 49.92 | 49.92 | 49.92 | 0 | 0 | 0 | 0 | 0 | 0% | 0% | 0% | 0% | 0% | 0% | 0% | 0% | 0% | [9 empty] | 0 | 0 | 0 | 0 | 0 | 0 | 0 | 0 | 0 | 0 | 0 | 0 | 0 | Existing & Under Const. Plant
| 24 | Ameri_2016 | SouthWest Ghana Group | Gas | Gas Combustion Turbine | 1.1452 | 0 | 18.427 | 18.427 | 0 | 0 | 0 | 0 | 0 | 112.698 | 0 | 1813.32 | 1813.32 | 0 | 0 | 0 | 0 | 0 | 14.54 | 14.54 | 14.54 | 14.54 | 0 | 0 | 0 | 0 | 0 | 5 | 0 | 5 | 5 | 0 | 0 | 0 | 0 | 0 | 0 | 0 | 0 | 0 | 0 | 0 | 0 | 0 | 0 | 230 | 230 | 230 | 230 | 0 | 0 | 0 | 0 | 0 | 5.594% | 0% | 90% | 90% | 0% | 0% | 0% | 0% | 0% | [9 empty] | 0 | 0 | 0 | 0 | 0 | 0 | 0 | 0 | 0 | 0 | 0 | 0 | 0 | Existing & Under Const. Plant
| 25 | Ameri_2021 | SouthWest Ghana Group | Gas | Gas Combustion Turbine | 0 | 0 | 0 | 0 | 0 | 0 | 0 | 0 | 0 | 0 | 0 | 0 | 0 | 0 | 0 | 0 | 0 | 0 | 0 | 0 | 0 | 0 | 14.54 | 14.54 | 14.54 | 14.54 | 14.54 | 0 | 0 | 0 | 0 | 0 | 0 | 0 | 0 | 0 | 0 | 0 | 0 | 0 | 0 | 0 | 0 | 0 | 0 | 0 | 0 | 0 | 0 | 230 | 230 | 230 | 230 | 230 | 0% | 0% | 0% | 0% | 0% | 0% | 0% | 0% | 0% | [9 empty] | 0 | 0 | 0 | 0 | 0 | 0 | 0 | 0 | 0 | 0 | 0 | 0 | 0 | Existing & Under Const. Plant
| 26 | Bui | Northern Ghana Group | Water | Hydro | 0 | 0 | 0 | 0 | 0 | 0 | 0 | 0 | 0 | 669.5865 | 669.5862 | 0 | 450.2035 | 669.5862 | 669.5858 | 669.5866 | 669.5867 | 669.5865 | 27.74 | 27.74 | 27.74 | 27.74 | 27.74 | 27.74 | 27.74 | 27.74 | 27.74 | 1.63 | 1.63 | 0 | 1.63 | 1.63 | 1.63 | 1.63 | 1.63 | 1.63 | 0 | 0 | 0 | 0 | 0 | 0 | 0 | 0 | 0 | 330 | 330 | 330 | 330 | 330 | 330 | 330 | 330 | 330 | 23.16% | 23.16% | 0% | 15.57% | 23.16% | 23.16% | 23.16% | 23.16% | 23.16% | [9 empty] | 0 | 0 | 0 | 0 | 0 | 0 | 0 | 0 | 0 | 0 | 0 | 0 | 0 | Existing & Under Const. Plant
| 27 | Akosombo | SouthEast Ghana Group | Water | Hydro | 0 | 0 | 0 | 0 | 0 | 0 | 0 | 0 | 0 | 3681.6894 | 3681.6894 | 3875.1164 | 4016.3882 | 4434.7624 | 4434.7626 | 4434.7618 | 4434.763 | 4434.7618 | 9.16 | 9.16 | 9.16 | 9.16 | 9.16 | 9.16 | 9.16 | 9.16 | 9.16 | 0.98 | 0.98 | 0.98 | 0.98 | 0.98 | 0.98 | 0.98 | 0.98 | 0.98 | 0 | 0 | 0 | 0 | 0 | 0 | 0 | 0 | 0 | 900 | 900 | 900 | 900 | 900 | 900 | 900 | 900 | 900 | 46.7% | 46.7% | 49.15% | 50.94% | 56.25% | 56.25% | 56.25% | 56.25% | 56.25% | [9 empty] | 0 | 0 | 0 | 0 | 0 | 0 | 0 | 0 | 0 | 0 | 0 | 0 | 0 | Existing & Under Const. Plant
| 28 | Kpong | SouthEast Ghana Group | Water | Hydro | 0 | 0 | 0 | 0 | 0 | 0 | 0 | 0 | 0 | 722.7075 | 722.7075 | 673.195 | 788.4081 | 870.534 | 870.534 | 870.534 | 870.534 | 870.5339 | 9.16 | 9.16 | 9.16 | 9.16 | 9.16 | 9.16 | 9.16 | 9.16 | 9.16 | 0.98 | 0.98 | 0.98 | 0.98 | 0.98 | 0.98 | 0.98 | 0.98 | 0.98 | 0 | 0 | 0 | 0 | 0 | 0 | 0 | 0 | 0 | 140 | 140 | 140 | 140 | 140 | 140 | 140 | 140 | 140 | 58.93% | 58.93% | 54.89% | 64.29% | 70.98% | 70.98% | 70.98% | 70.98% | 70.98% | [9 empty] | 0 | 0 | 0 | 0 | 0 | 0 | 0 | 0 | 0 | 0 | 0 | 0 | 0 | Existing & Under Const. Plant
| 29 | Cote d'Ivoire Dummy | Cote d'Ivoire | Water | Hydro | 0 | 0 | 0 | 0 | 0 | 0 | 0 | 0 | 0 | 814.6798 | 789.4301 | 10 | 10 | 83.9931 | 814.68 | 814.6801 | 814.6797 | 814.6798 | 0 | 0 | 0 | 0 | 0 | 0 | 0 | 0 | 0 | 10 | 10 | 10 | 10 | 10 | 10 | 10 | 10 | 10 | 0 | 0 | 0 | 0 | 0 | 0 | 0 | 0 | 0 | 150 | 150 | 150 | 150 | 150 | 150 | 150 | 150 | 150 | 62% | 60.08% | 0.761% | 0.761% | 6.392% | 62% | 62% | 62% | 62% | [9 empty] | 0 | 0 | 0 | 0 | 0 | 0 | 0 | 0 | 0 | 0 | 0 | 0 | 0 | Existing & Under Const. Plant
| 30 | Burkina Dummy | Burkina Group | Water | Hydro | 0 | 0 | 0 | 0 | 0 | 0 | 0 | 0 | 0 | 0.438 | 0.438 | 0.438 | 0.438 | 4.818 | 4.818 | 4.818 | 4.818 | 4.818 | 0 | 0 | 0 | 0 | 0 | 0 | 0 | 0 | 0 | 10 | 10 | 10 | 10 | 10 | 10 | 10 | 10 | 10 | 0 | 0 | 0 | 0 | 0 | 0 | 0 | 0 | 0 | 10 | 10 | 10 | 10 | 110 | 110 | 110 | 110 | 110 | 0.5% | 0.5% | 0.5% | 0.5% | 0.5% | 0.5% | 0.5% | 0.5% | 0.5% | [9 empty] | 0 | 0 | 0 | 0 | 0 | 0 | 0 | 0 | 0 | 0 | 0 | 0 | 0 | Existing & Under Const. Plant
| 31 | VRA Solar_2.5MW | Northern Ghana Group | Sun | Solar PV | 0 | 0 | 0 | 0 | 0 | 0 | 0 | 0 | 0 | 2.7132 | 2.7132 | 2.7132 | 2.7132 | 2.7132 | 2.7132 | 2.7132 | 2.7132 | 2.7132 | 0 | 0 | 0 | 0 | 0 | 0 | 0 | 0 | 0 | 0 | 0 | 0 | 0 | 0 | 0 | 0 | 0 | 0 | 0 | 0 | 0 | 0 | 0 | 0 | 0 | 0 | 0 | 1.8 | 1.8 | 1.8 | 1.8 | 1.8 | 1.8 | 1.8 | 1.8 | 1.8 | 17.21% | 17.21% | 17.21% | 17.21% | 17.21% | 17.21% | 17.21% | 17.21% | 17.21% | [9 empty] | 0 | 0 | 0 | 0 | 0 | 0 | 0 | 0 | 0 | 0 | 0 | 0 | 0 | Existing & Under Const. Plant
| 32 | BXC Solar | SouthEast Ghana Group | Sun | Solar PV | 0 | 0 | 0 | 0 | 0 | 0 | 0 | 0 | 0 | 24.0159 | 24.0159 | 24.0159 | 24.0159 | 24.0159 | 24.0159 | 24.0159 | 24.0159 | 0 | 0 | 0 | 0 | 0 | 0 | 0 | 0 | 0 | 0 | 0 | 0 | 0 | 0 | 0 | 0 | 0 | 0 | 0 | 0 | 0 | 0 | 0 | 0 | 0 | 0 | 0 | 0 | 18 | 18 | 18 | 18 | 18 | 18 | 18 | 18 | 0 | 15.23% | 15.23% | 15.23% | 15.23% | 15.23% | 15.23% | 15.23% | 15.23% | 0% | [9 empty] | 0 | 0 | 0 | 0 | 0 | 0 | 0 | 0 | 0 | 0 | 0 | 0 | 0 | Existing & Under Const. Plant
| 38 | NORT BIOMASS 2018 | Northern Ghana Group | Biomass | Biomass Combustion | 0 | 0 | 0 | 0 | 0 | 6.0313 | 6.0313 | 6.0313 | 6.0313 | 0 | 0 | 0 | 0 | 0 | 446.76 | 446.76 | 446.76 | 446.76 | 0 | 0 | 0 | 0 | 0 | 130 | 130 | 130 | 130 | 0 | 0 | 0 | 0 | 0 | 4.5 | 4.5 | 4.5 | 4.5 | 0 | 0 | 0 | 0 | 0 | 0 | 0 | 0 | 0 | 0 | 0 | 0 | 0 | 0 | 60 | 60 | 60 | 60 | 0% | 0% | 0% | 0% | 0% | 85% | 85% | 85% | 85% | 0 | 0 | 0 | 0 | 0 | 240 | 0 | 0 | 0 | 0 | 0 | 0 | 0 | 0 | 101.7834 | 0 | 0 | 0 | 111.9618 | 111.9618 | 240 | 264 | Unplanned Build | Potential Build Biomass Combustion2018
| 43 | SOUT COMBINED CYCLE 2020 | SouthWest Ghana Group | Oil/Gas | Oil/Gas Combined Cycle | 0 | 0 | 0 | 0 | 0 | 2.1712 | 2.1712 | 16.8792 | 70.8467 | 0 | 0 | 0 | 0 | 0 | 299.4711 | 299.4712 | 2328.1715 | 9771.9552 | 0 | 0 | 0 | 0 | 0 | 15 | 15 | 15 | 15 | 0 | 0 | 0 | 0 | 0 | 3.48 | 3.48 | 3.48 | 3.48 | 0 | 0 | 0 | 0 | 0 | 0 | 0 | 0 | 0 | 0 | 0 | 0 | 0 | 0 | 37.9847 | 37.9847 | 295.3027 | 1239.4637 | 0% | 0% | 0% | 0% | 0% | 90% | 90% | 90% | 90% | 0 | 0 | 0 | 0 | 0 | 39.5421 | 0 | 267.868 | 982.8716 | 0 | 0 | 0 | 0 | 0 | 16.7697 | 0 | 52.9963 | 120.7418 | 18.4467 | 76.7426 | 39.5421 | 338.1511 | Unplanned Build | Potential Build Oil/Gas Combined Cycle2020
| 45 | SOUT COMBINED CYCLE 2019 | SouthEast Ghana Group | Oil/Gas | Oil/Gas Combined Cycle | 0 | 0 | 0 | 0 | 0 | 0 | 27.8036 | 76.6775 | 107.0639 | 0 | 0 | 0 | 0 | 0 | 0 | 3834.9771 | 10576.213 | 14767.4328 | 0 | 0 | 0 | 0 | 0 | 0 | 15 | 15 | 15 | 0 | 0 | 0 | 0 | 0 | 0 | 3.48 | 3.48 | 3.48 | 0 | 0 | 0 | 0 | 0 | 0 | 0 | 0 | 0 | 0 | 0 | 0 | 0 | 0 | 0 | 486.425 | 1341.481 | 1873.088 | 0% | 0% | 0% | 0% | 0% | 0% | 90% | 90% | 90% | 0 | 0 | 0 | 0 | 0 | 0 | 506.3684 | 890.1133 | 553.4029 | 0 | 0 | 0 | 0 | 0 | 0 | 161.3446 | 176.1042 | 67.9833 | 0 | 371.1936 | 0 | 1536.1299 | Unplanned Build | Potential Build Oil/Gas Combined Cycle2019
| 51 | NORT HYDRO SMALL 2023 | Northern Ghana Group | Water | Hydro | 0 | 0 | 0 | 0 | 0 | 0 | 0 | 0 | 0 | 0 | 0 | 0 | 0 | 74.46 | 74.46 | 74.46 | 74.46 | 74.46 | 0 | 0 | 0 | 0 | 45 | 45 | 45 | 45 | 45 | 0 | 0 | 0 | 0 | 3 | 3 | 3 | 3 | 3 | 0 | 0 | 0 | 0 | 0 | 0 | 0 | 0 | 0 | 0 | 0 | 0 | 0 | 20 | 20 | 20 | 20 | 20 | 0% | 0% | 0% | 0% | 42.5% | 42.5% | 42.5% | 42.5% | 42.5% | 0 | 0 | 0 | 0 | 120 | 0 | 0 | 0 | 0 | 0 | 0 | 0 | 0 | 67.7369 | 0 | 0 | 0 | 0 | 74.5106 | 74.5106 | 120 | 132 | Unplanned Build | Potential Build Hydro Small2023NORT
| 53 | SOUT HYDRO SMALL 2023 | SouthWest Ghana Group | Water | Hydro | 0 | 0 | 0 | 0 | 0 | 0 | 0 | 0 | 0 | 0 | 0 | 0 | 0 | 223.38 | 223.38 | 223.38 | 223.38 | 223.38 | 0 | 0 | 0 | 0 | 45 | 45 | 45 | 45 | 45 | 0 | 0 | 0 | 0 | 3 | 3 | 3 | 3 | 3 | 0 | 0 | 0 | 0 | 0 | 0 | 0 | 0 | 0 | 0 | 0 | 0 | 0 | 60 | 60 | 60 | 60 | 60 | 0% | 0% | 0% | 0% | 42.5% | 42.5% | 42.5% | 42.5% | 42.5% | 0 | 0 | 0 | 0 | 300 | 0 | 0 | 0 | 0 | 0 | 0 | 0 | 0 | 169.3422 | 0 | 0 | 0 | 0 | 186.2764 | 186.2764 | 300 | 330 | Unplanned Build | Potential Build Hydro Small2023SOUT
| 54 | ASHA INTERRUPTIBLE 2016 | Ashanti Group | Interruptible | Interruptible | 0 | 0 | 0 | 0 | 0 | 0 | 0 | 0 | 0 | 0 | 0 | 0 | 0 | 0 | 0 | 0 | 0 | 0 | 0 | 0 | 0 | 0 | 0 | 0 | 0 | 0 | 0 | 0 | 0 | 0 | 0 | 0 | 0 | 0 | 0 | 0 | 0 | 0 | 0 | 0 | 0 | 0 | 0 | 0 | 0 | 129.301 | 217.102 | 0 | 0 | 0 | 0 | 0 | 0 | 0 | 0% | 0% | 0% | 0% | 0% | 0% | 0% | 0% | 0% | [9 empty] | 0 | 0 | 0 | 0 | 0 | 0 | 0 | 0 | 0 | 0 | 0 | 0 | 0 | Unplanned Build | Potential Build Interruptible2016
| 65 | ASHA SOLAR PV 2035 | Ashanti Group | Sun | Solar PV | 0 | 0 | 0 | 0 | 0 | 0 | 0 | 0 | 0 | 0 | 0 | 0 | 0 | 0 | 0 | 0 | 25.3501 | 139.4256 | 0 | 0 | 0 | 0 | 0 | 0 | 0 | 25 | 25 | 0 | 0 | 0 | 0 | 0 | 0 | 0 | 0 | 0 | 0 | 0 | 0 | 0 | 0 | 0 | 0 | 0 | 0 | 0 | 0 | 0 | 0 | 0 | 0 | 0 | 20 | 110 | 0% | 0% | 0% | 0% | 0% | 0% | 0% | 14.47% | 14.47% | 0 | 0 | 0 | 0 | 0 | 0 | 0 | 15.2 | 68.4 | 0 | 0 | 0 | 0 | 0 | 0 | 0 | 3.0072 | 8.4027 | 0 | 3.308 | 0 | 16.72 | Unplanned Build | Potential Build Solar PV2035
| 68 | SOUT SOLAR PV 2035 | SouthWest Ghana Group | Sun | Solar PV | 0 | 0 | 0 | 0 | 0 | 0 | 0 | 0 | 0 | 0 | 0 | 0 | 0 | 0 | 0 | 0 | 25.3501 | 114.0755 | 0 | 0 | 0 | 0 | 0 | 0 | 0 | 25 | 25 | 0 | 0 | 0 | 0 | 0 | 0 | 0 | 0 | 0 | 0 | 0 | 0 | 0 | 0 | 0 | 0 | 0 | 0 | 0 | 0 | 0 | 0 | 0 | 0 | 0 | 20 | 90 | 0% | 0% | 0% | 0% | 0% | 0% | 0% | 14.47% | 14.47% | 0 | 0 | 0 | 0 | 0 | 0 | 0 | 15.2 | 53.2 | 0 | 0 | 0 | 0 | 0 | 0 | 0 | 3.0072 | 6.5354 | 0 | 3.308 | 0 | 16.72 | Unplanned Build | Potential Build Solar PV2035
| 69 | NORT SOLAR PV 2018 | Northern Ghana Group | Sun | Solar PV | 0 | 0 | 0 | 0 | 0 | 0 | 0 | 0 | 0 | 0 | 0 | 67.5263 | 67.5263 | 67.5263 | 67.5263 | 67.5263 | 67.5263 | 67.5263 | 0 | 0 | 24.8 | 24.8 | 24.8 | 24.8 | 24.8 | 24.8 | 24.8 | 0 | 0 | 0 | 0 | 0 | 0 | 0 | 0 | 0 | 0 | 0 | 0 | 0 | 0 | 0 | 0 | 0 | 0 | 0 | 0 | 47.1565 | 47.1565 | 47.1565 | 47.1565 | 47.1565 | 47.1565 | 47.1565 | 0% | 0% | 16.35% | 16.35% | 16.35% | 16.35% | 16.35% | 16.35% | 16.35% | 0 | 0 | 58.6155 | 0 | 0 | 0 | 0 | 0 | 0 | 0 | 0 | 44.0387 | 0 | 0 | 0 | 0 | 0 | 0 | 48.4426 | 48.4426 | 58.6155 | 64.4771 | Unplanned Build | Potential Build Solar PV2018
| 71 | NORT SOLAR PV 2023 | Northern Ghana Group | Sun | Solar PV | 0 | 0 | 0 | 0 | 0 | 0 | 0 | 0 | 0 | 0 | 0 | 0 | 0 | 143.1961 | 286.3922 | 286.3922 | 286.3922 | 286.3922 | 0 | 0 | 0 | 0 | 24.8 | 24.8 | 24.8 | 24.8 | 24.8 | 0 | 0 | 0 | 0 | 0 | 0 | 0 | 0 | 0 | 0 | 0 | 0 | 0 | 0 | 0 | 0 | 0 | 0 | 0 | 0 | 0 | 0 | 100 | 200 | 200 | 200 | 200 | 0% | 0% | 0% | 0% | 16.35% | 16.35% | 16.35% | 16.35% | 16.35% | 0 | 0 | 0 | 0 | 95.7 | 95.7 | 0 | 0 | 0 | 0 | 0 | 0 | 0 | 54.0202 | 40.5861 | 0 | 0 | 0 | 104.0669 | 104.0669 | 191.4 | 210.54 | Unplanned Build | Potential Build Solar PV2023
| 72 | NORT SOLAR PV 2026 | Northern Ghana Group | Sun | Solar PV | 0 | 0 | 0 | 0 | 0 | 0 | 0 | 0 | 0 | 0 | 0 | 0 | 0 | 0 | 143.1961 | 429.5883 | 429.5883 | 429.5883 | 0 | 0 | 0 | 0 | 0 | 24.8 | 24.8 | 24.8 | 24.8 | 0 | 0 | 0 | 0 | 0 | 0 | 0 | 0 | 0 | 0 | 0 | 0 | 0 | 0 | 0 | 0 | 0 | 0 | 0 | 0 | 0 | 0 | 0 | 100 | 300 | 300 | 300 | 0% | 0% | 0% | 0% | 0% | 16.35% | 16.35% | 16.35% | 16.35% | 0 | 0 | 0 | 0 | 0 | 89.5 | 179 | 0 | 0 | 0 | 0 | 0 | 0 | 0 | 37.9567 | 57.0349 | 0 | 0 | 41.7524 | 104.4908 | 89.5 | 295.35 | Unplanned Build | Potential Build Solar PV2026
| 73 | NORT SOLAR PV 2030 | Northern Ghana Group | Sun | Solar PV | 0 | 0 | 0 | 0 | 0 | 0 | 0 | 0 | 0 | 0 | 0 | 0 | 0 | 0 | 0 | 71.598 | 357.9902 | 357.9902 | 0 | 0 | 0 | 0 | 0 | 0 | 24.8 | 24.8 | 24.8 | 0 | 0 | 0 | 0 | 0 | 0 | 0 | 0 | 0 | 0 | 0 | 0 | 0 | 0 | 0 | 0 | 0 | 0 | 0 | 0 | 0 | 0 | 0 | 0 | 50 | 250 | 250 | 0% | 0% | 0% | 0% | 0% | 0% | 16.35% | 16.35% | 16.35% | 0 | 0 | 0 | 0 | 0 | 0 | 41.4 | 165.6 | 0 | 0 | 0 | 0 | 0 | 0 | 0 | 13.1913 | 32.7631 | 0 | 0 | 50.5498 | 0 | 227.7 | Unplanned Build | Potential Build Solar PV2030
| 74 | NORT SOLAR PV 2035 | Northern Ghana Group | Sun | Solar PV | 0 | 0 | 0 | 0 | 0 | 0 | 0 | 0 | 0 | 0 | 0 | 0 | 0 | 0 | 0 | 0 | 143.1961 | 859.1766 | 0 | 0 | 0 | 0 | 0 | 0 | 0 | 24.8 | 24.8 | 0 | 0 | 0 | 0 | 0 | 0 | 0 | 0 | 0 | 0 | 0 | 0 | 0 | 0 | 0 | 0 | 0 | 0 | 0 | 0 | 0 | 0 | 0 | 0 | 0 | 100 | 600 | 0% | 0% | 0% | 0% | 0% | 0% | 0% | 16.35% | 16.35% | 0 | 0 | 0 | 0 | 0 | 0 | 0 | 76 | 380 | 0 | 0 | 0 | 0 | 0 | 0 | 0 | 15.0362 | 46.6815 | 0 | 16.5398 | 0 | 83.6 | Unplanned Build | Potential Build Solar PV2035
| 78 | SOUT SOLAR PV 2035 | SouthEast Ghana Group | Sun | Solar PV | 0 | 0 | 0 | 0 | 0 | 0 | 0 | 0 | 0 | 0 | 0 | 0 | 0 | 0 | 0 | 0 | 126.7505 | 570.3773 | 0 | 0 | 0 | 0 | 0 | 0 | 0 | 25 | 25 | 0 | 0 | 0 | 0 | 0 | 0 | 0 | 0 | 0 | 0 | 0 | 0 | 0 | 0 | 0 | 0 | 0 | 0 | 0 | 0 | 0 | 0 | 0 | 0 | 0 | 100 | 450 | 0% | 0% | 0% | 0% | 0% | 0% | 0% | 14.47% | 14.47% | 0 | 0 | 0 | 0 | 0 | 0 | 0 | 76 | 266 | 0 | 0 | 0 | 0 | 0 | 0 | 0 | 15.0362 | 32.677 | 0 | 16.5398 | 0 | 83.6 | Unplanned Build | Potential Build Solar PV2035
| 82 | SOUT SOLAR PV 2035 | SouthWest Ghana Group | Sun | Solar PV | 0 | 0 | 0 | 0 | 0 | 0 | 0 | 0 | 0 | 0 | 0 | 0 | 0 | 0 | 0 | 0 | 25.3501 | 304.2012 | 0 | 0 | 0 | 0 | 0 | 0 | 0 | 25 | 25 | 0 | 0 | 0 | 0 | 0 | 0 | 0 | 0 | 0 | 0 | 0 | 0 | 0 | 0 | 0 | 0 | 0 | 0 | 0 | 0 | 0 | 0 | 0 | 0 | 0 | 20 | 240 | 0% | 0% | 0% | 0% | 0% | 0% | 0% | 14.47% | 14.47% | 0 | 0 | 0 | 0 | 0 | 0 | 0 | 15.2 | 167.2 | 0 | 0 | 0 | 0 | 0 | 0 | 0 | 3.0072 | 20.5398 | 0 | 3.308 | 0 | 16.72 | Unplanned Build | Potential Build Solar PV2035
| 85 | SOUT SOLAR PV 2035 | SouthEast Ghana Group | Sun | Solar PV | 0 | 0 | 0 | 0 | 0 | 0 | 0 | 0 | 0 | 0 | 0 | 0 | 0 | 0 | 0 | 0 | 25.3501 | 76.0503 | 0 | 0 | 0 | 0 | 0 | 0 | 0 | 25 | 25 | 0 | 0 | 0 | 0 | 0 | 0 | 0 | 0 | 0 | 0 | 0 | 0 | 0 | 0 | 0 | 0 | 0 | 0 | 0 | 0 | 0 | 0 | 0 | 0 | 0 | 20 | 60 | 0% | 0% | 0% | 0% | 0% | 0% | 0% | 14.47% | 14.47% | 0 | 0 | 0 | 0 | 0 | 0 | 0 | 15.2 | 30.4 | 0 | 0 | 0 | 0 | 0 | 0 | 0 | 3.0072 | 3.7345 | 0 | 3.308 | 0 | 16.72 | Unplanned Build | Potential Build Solar PV2035
| 104 | SOUT WIND TURBINE 2020 | SouthEast Ghana Group | Wind | Wind | 0 | 0 | 0 | 0 | 0 | 0 | 0 | 0 | 0 | 0 | 0 | 0 | 164.5 | 339.6525 | 689.9575 | 689.9575 | 689.9575 | 689.9575 | 0 | 0 | 0 | 46.71 | 46.71 | 46.71 | 46.71 | 46.71 | 46.71 | 0 | 0 | 0 | 0 | 0 | 0 | 0 | 0 | 0 | 0 | 0 | 0 | 0 | 0 | 0 | 0 | 0 | 0 | 0 | 0 | 0 | 70.4386 | 145.4386 | 295.4386 | 295.4386 | 295.4386 | 295.4386 | 0% | 0% | 0% | 26.66% | 26.66% | 26.66% | 26.66% | 26.66% | 26.66% | 0 | 0 | 0 | 101.2203 | 107.775 | 215.55 | 0 | 0 | 0 | 0 | 0 | 0 | 69.1348 | 60.8362 | 91.4142 | 0 | 0 | 0 | 243.5237 | 243.5237 | 424.5453 | 466.9998 | Unplanned Build | Potential Build Wind2020
| 105 | SOUT WIND TURBINE 2026 | SouthEast Ghana Group | Wind | Wind | 0 | 0 | 0 | 0 | 0 | 0 | 0 | 0 | 0 | 0 | 0 | 0 | 0 | 0 | 350.305 | 817.3784 | 1050.9151 | 1050.9151 | 0 | 0 | 0 | 0 | 0 | 46.71 | 46.71 | 46.71 | 46.71 | 0 | 0 | 0 | 0 | 0 | 0 | 0 | 0 | 0 | 0 | 0 | 0 | 0 | 0 | 0 | 0 | 0 | 0 | 0 | 0 | 0 | 0 | 0 | 150 | 350 | 450 | 450 | 0% | 0% | 0% | 0% | 0% | 26.66% | 26.66% | 26.66% | 26.66% | 0 | 0 | 0 | 0 | 0 | 203.4 | 271.2 | 135.6 | 0 | 0 | 0 | 0 | 0 | 0 | 86.2615 | 86.4127 | 26.8277 | 0 | 94.8876 | 219.4521 | 203.4 | 671.22 | Unplanned Build | Potential Build Wind2026
| 106 | SOUT WIND TURBINE 2035 | SouthEast Ghana Group | Wind | Wind | 0 | 0 | 0 | 0 | 0 | 0 | 0 | 0 | 0 | 0 | 0 | 0 | 0 | 0 | 0 | 0 | 467.0734 | 467.0734 | 0 | 0 | 0 | 0 | 0 | 0 | 0 | 47 | 47 | 0 | 0 | 0 | 0 | 0 | 0 | 0 | 0 | 0 | 0 | 0 | 0 | 0 | 0 | 0 | 0 | 0 | 0 | 0 | 0 | 0 | 0 | 0 | 0 | 0 | 200 | 200 | 0% | 0% | 0% | 0% | 0% | 0% | 0% | 26.66% | 26.66% | 0 | 0 | 0 | 0 | 0 | 0 | 0 | 249.8 | 0 | 0 | 0 | 0 | 0 | 0 | 0 | 0 | 49.4216 | 0 | 0 | 54.3638 | 0 | 274.78 | Unplanned Build | Potential Build Wind2035
[6 empty] | 0 | 0 | 0 | 0 | 0 | 0 | 0 |  |  | 0 | 0 | 0 | 0 | 0 | 0 | 0 |  |  | 0 | 0 | 0 | 0 | 0 | 0 | 0 |  |  | 0 | 0 | 0 | 0 | 0 | 0 | 0 |  |  | 0 | 0 | 0 | 0 | 0 | 0 | 0 |  |  | 0 | 0 | 0 | 0 | 0 | 0 | 0 |  |  | 0 | 0 | 0 | 0 | 0 | 0 | 0 |  |  | #VALUE! | #VALUE! | #VALUE! | #VALUE! | #VALUE! | #VALUE! | #VALUE! |  |  | #VALUE! | #VALUE! | #VALUE! | #VALUE! | #VALUE! | #VALUE! | #VALUE!

## LtdWater
Back to Contents | [77 empty] | 90.91% | 82.64% | 75.13% | 68.3% | 56.45% | 42.41% | 31.86% | 19.78% | 12.28% | Cap Cost NPV |  | Cap Cost -- no NPV
|  | Plant Name |  |  |  | FUEL CONSUMPTION | [8 empty] | GENERATION | [8 empty] | FOM (USD/kW-yr | [8 empty] | VOM (USD/MWh) | [8 empty] | Fuel Cost (USD/MWh) | [8 empty] | Available Capacity | [8 empty] | Capacity Factors | [8 empty] | Total Capital Cost | [8 empty] | Total Capital Cost (NPV) | [8 empty] | 923.8687 | 1691.8861 | 1667.0029 | 5045.4279 | Unplanned? | Plant Name
| UnitID |  | Model Region | Fuel Type | Capacity Type | 2017 | 2018 | 2019 | 2020 | 2023 | 2026 | 2030 | 2035 | 2040 | 2017 | 2018 | 2019 | 2020 | 2023 | 2026 | 2030 | 2035 | 2040 | 2017 | 2018 | 2019 | 2020 | 2023 | 2026 | 2030 | 2035 | 2040 | 2017 | 2018 | 2019 | 2020 | 2023 | 2026 | 2030 | 2035 | 2040 | 2017 | 2018 | 2019 | 2020 | 2023 | 2026 | 2030 | 2035 | 2040 | 2017 | 2018 | 2019 | 2020 | 2023 | 2026 | 2030 | 2035 | 2040 | 2017 | 2018 | 2019 | 2020 | 2023 | 2026 | 2030 | 2035 | 2040 | 2017 | 2018 | 2019 | 2020 | 2023 | 2026 | 2030 | 2035 | 2040 | 2017 | 2018 | 2019 | 2020 | 2023 | 2026 | 2030 | 2035 | 2040 | 10-year | 20-year | 10-year | 20-year
| 1 | CENIT | SouthEast Ghana Group | Oil | Oil Combustion | 0 | 0 | 0 | 0 | 0 | 0 | 0 | 0 | 0 | 0 | 0 | 0 | 0 | 0 | 0 | 0 | 0 | 0 | 11.83 | 11.83 | 11.83 | 11.83 | 11.83 | 11.83 | 11.83 | 0 | 0 | 0 | 0 | 0 | 0 | 0 | 0 | 0 | 0 | 0 | 0 | 0 | 0 | 0 | 0 | 0 | 0 | 0 | 0 | 100 | 100 | 100 | 100 | 100 | 100 | 100 |  |  | 0% | 0% | 0% | 0% | 0% | 0% | 0% | [11 empty] | 0 | 0 | 0 | 0 | 0 | 0 | 0 | 0 | 0 | 0 | 0 | 0 | 0 | Existing & Under Const. Plant
| 2 | Trojan 2B | SouthEast Ghana Group | Oil | Oil Combustion | 1.0933 | 0 | 0 | 0 | 0 | 0 | 0 | 0 | 0 | 129.5385 | 0 | 0 | 0 | 0 | 0 | 0 | 0 | 0 | 34 | 34 | 34 | 34 | 0 | 0 | 0 | 0 | 0 | 5.5 | 0 | 0 | 0 | 0 | 0 | 0 | 0 | 0 | 0 | 0 | 0 | 0 | 0 | 0 | 0 | 0 | 0 | 16.25 | 16.25 | 16.25 | 16.25 | [5 empty] | 91% | 0% | 0% | 0% | [14 empty] | 0 | 0 | 0 | 0 | 0 | 0 | 0 | 0 | 0 | 0 | 0 | 0 | 0 | Existing & Under Const. Plant
| 3 | Trojan 2A | Ashanti Group | Oil | Oil Combustion | 0.26958 | 0 | 0 | 0 | 0 | 0 | 0 | 0 | 0 | 31.941 | 0 | 0 | 0 | 0 | 0 | 0 | 0 | 0 | 34 | 34 | 34 | 34 | 0 | 0 | 0 | 0 | 0 | 5.5 | 0 | 0 | 0 | 0 | 0 | 0 | 0 | 0 | 0 | 0 | 0 | 0 | 0 | 0 | 0 | 0 | 0 | 16.25 | 16.25 | 16.25 | 16.25 | [5 empty] | 22.44% | 0% | 0% | 0% | [14 empty] | 0 | 0 | 0 | 0 | 0 | 0 | 0 | 0 | 0 | 0 | 0 | 0 | 0 | Existing & Under Const. Plant
| 4 | GP Tarkwa Plant | SouthWest Ghana Group | Oil | Oil Combustion | 0 | 0 | 0 | 0 | 0 | 0 | 0 | 0 | 0 | 0 | 0 | 0 | 0 | 0 | 0 | 0 | 0 | 0 | 17.5 | 17.5 | 17.5 | 17.5 | 17.5 | 17.5 | 17.5 | 17.5 | 17.5 | 0 | 0 | 0 | 0 | 0 | 0 | 0 | 0 | 0 | 0 | 0 | 0 | 0 | 0 | 0 | 0 | 0 | 0 | 33 | 33 | 33 | 33 | 33 | 33 | 33 | 33 | 33 | 0% | 0% | 0% | 0% | 0% | 0% | 0% | 0% | 0% | [9 empty] | 0 | 0 | 0 | 0 | 0 | 0 | 0 | 0 | 0 | 0 | 0 | 0 | 0 | Existing & Under Const. Plant
| 5 | GP Chirano Plant | SouthWest Ghana Group | Oil | Oil Combustion | 0 | 0 | 0 | 0 | 0 | 0 | 0 | 0 | 0 | 0 | 0 | 0 | 0 | 0 | 0 | 0 | 0 | 0 | 17.5 | 17.5 | 17.5 | 17.5 | 17.5 | 17.5 | 17.5 | 17.5 | 17.5 | 0 | 0 | 0 | 0 | 0 | 0 | 0 | 0 | 0 | 0 | 0 | 0 | 0 | 0 | 0 | 0 | 0 | 0 | 30 | 30 | 30 | 30 | 30 | 30 | 30 | 30 | 30 | 0% | 0% | 0% | 0% | 0% | 0% | 0% | 0% | 0% | [9 empty] | 0 | 0 | 0 | 0 | 0 | 0 | 0 | 0 | 0 | 0 | 0 | 0 | 0 | Existing & Under Const. Plant
| 6 | GP Darmang Plant | SouthWest Ghana Group | Oil | Oil Combustion | 0 | 0 | 0 | 0 | 0 | 0 | 0 | 0 | 0 | 0 | 0 | 0 | 0 | 0 | 0 | 0 | 0 | 0 | 17.5 | 17.5 | 17.5 | 17.5 | 17.5 | 17.5 | 17.5 | 17.5 | 17.5 | 0 | 0 | 0 | 0 | 0 | 0 | 0 | 0 | 0 | 0 | 0 | 0 | 0 | 0 | 0 | 0 | 0 | 0 | 25.5 | 25.5 | 25.5 | 25.5 | 25.5 | 25.5 | 25.5 | 25.5 | 25.5 | 0% | 0% | 0% | 0% | 0% | 0% | 0% | 0% | 0% | [9 empty] | 0 | 0 | 0 | 0 | 0 | 0 | 0 | 0 | 0 | 0 | 0 | 0 | 0 | Existing & Under Const. Plant
| 7 | SAPP 2 | SouthEast Ghana Group | Oil/Gas | Oil/Gas Combined Cycle | 10.2079 | 22.9737 | 14.7843 | 7.7484 | 23.5117 | 23.5117 | 23.5117 | 23.5117 | 22.7669 | 1308.703 | 2945.3494 | 1895.4169 | 993.3853 | 3014.3156 | 3014.316 | 3014.316 | 3014.316 | 2918.8308 | 16 | 16 | 16 | 16 | 16 | 16 | 16 | 16 | 16 | 3.5 | 3.5 | 3.5 | 3.5 | 3.5 | 3.5 | 3.5 | 3.5 | 3.5 | 0 | 0 | 0 | 0 | 0 | 0 | 0 | 0 | 0 | 370 | 370 | 370 | 370 | 370 | 370 | 370 | 370 | 370 | 40.38% | 90.87% | 58.48% | 30.65% | 93% | 93% | 93% | 93% | 90.05% | [9 empty] | 0 | 0 | 0 | 0 | 0 | 0 | 0 | 0 | 0 | 0 | 0 | 0 | 0 | Existing & Under Const. Plant
| 8 | Cenpower | SouthEast Ghana Group | Oil/Gas | Oil/Gas Combined Cycle | 0 | 0.071594 | 2.9858 | 0 | 21.6884 | 21.6884 | 21.6884 | 21.5572 | 17.9541 | 0 | 9.1436 | 381.3238 | 0 | 2769.9121 | 2769.912 | 2769.912 | 2753.1575 | 2292.9836 | 0 | 16 | 16 | 16 | 16 | 16 | 16 | 16 | 16 | 0 | 3.5 | 3.5 | 0 | 3.5 | 3.5 | 3.5 | 3.5 | 3.5 | 0 | 0 | 0 | 0 | 0 | 0 | 0 | 0 | 0 |  | 340 | 340 | 340 | 340 | 340 | 340 | 340 | 340 |  | 0.307% | 12.8% | 0% | 93% | 93% | 93% | 92.44% | 76.99% | [9 empty] | 0 | 0 | 0 | 0 | 0 | 0 | 0 | 0 | 0 | 0 | 0 | 0 | 0 | Existing & Under Const. Plant
| 9 | KarpowerShip 1 | SouthEast Ghana Group | Oil/Gas | Oil/Gas Combined Cycle | 12.3506 | 0 | 0 | 0 | 0 | 0 | 0 | 0 | 0 | 1616.5656 | 0 | 0 | 0 | 0 | 0 | 0 | 0 | 0 | 177.828 | 0 | 0 | 0 | 0 | 0 | 0 | 0 | 0 | 3.5 | 0 | 0 | 0 | 0 | 0 | 0 | 0 | 0 | 0 | 0 | 0 | 0 | 0 | 0 | 0 | 0 | 0 | 247 | [8 empty] | 74.71% | [17 empty] | 0 | 0 | 0 | 0 | 0 | 0 | 0 | 0 | 0 | 0 | 0 | 0 | 0 | Existing & Under Const. Plant
| 10 | AKSA | SouthEast Ghana Group | Oil/Gas | Oil/Gas Combined Cycle | 10.1595 | 0 | 3.5413 | 0 | 16.0154 | 23.5015 | 23.6081 | 8.9954 | 12.4886 | 1195.236 | 0 | 416.6185 | 0 | 1884.1641 | 2764.8862 | 2777.4196 | 1058.2868 | 1469.2507 | 16 | 16 | 16 | 16 | 16 | 16 | 16 | 16 | 16 | 3.5 | 0 | 3.5 | 0 | 3.5 | 3.5 | 3.5 | 3.5 | 3.5 | 0 | 0 | 0 | 0 | 0 | 0 | 0 | 0 | 0 | 250 | 375 | 375 | 375 | 375 | 375 | 375 | 375 | 375 | 54.58% | 0% | 12.68% | 0% | 57.36% | 84.17% | 84.55% | 32.22% | 44.73% | [9 empty] | 0 | 0 | 0 | 0 | 0 | 0 | 0 | 0 | 0 | 0 | 0 | 0 | 0 | Existing & Under Const. Plant
| 11 | TAPCO (T1) | SouthWest Ghana Group | Oil/Gas | Oil/Gas Combined Cycle | 11.645 | 17.1872 | 0 | 17.1872 | 17.1872 | 17.1872 | 17.1872 | 16.1205 | 0.44882 | 1496.2076 | 2208.3 | 0 | 2208.3 | 2208.3 | 2208.3 | 2208.3 | 2071.248 | 57.6664 | 18.7 | 18.7 | 18.7 | 18.7 | 18.7 | 18.7 | 18.7 | 18.7 | 18.7 | 5 | 5 | 0 | 5 | 5 | 5 | 5 | 5 | 5 | 0 | 0 | 0 | 0 | 0 | 0 | 0 | 0 | 0 | 305 | 305 | 305 | 305 | 305 | 305 | 305 | 305 | 305 | 56% | 82.65% | 0% | 82.65% | 82.65% | 82.65% | 82.65% | 77.52% | 2.158% | [9 empty] | 0 | 0 | 0 | 0 | 0 | 0 | 0 | 0 | 0 | 0 | 0 | 0 | 0 | Existing & Under Const. Plant
| 12 | TICO (T2) | SouthWest Ghana Group | Oil/Gas | Oil/Gas Combined Cycle | 17.7346 | 17.7346 | 9.5854 | 17.7346 | 17.7346 | 17.7346 | 17.7346 | 17.7346 | 5.8679 | 2382.7197 | 2382.72 | 1287.8385 | 2382.7203 | 2382.72 | 2382.72 | 2382.72 | 2382.72 | 788.3733 | 30.94 | 30.94 | 30.94 | 30.94 | 30.94 | 30.94 | 30.94 | 30.94 | 30.94 | 4.9 | 4.9 | 4.9 | 4.9 | 4.9 | 4.9 | 4.9 | 4.9 | 4.9 | 0 | 0 | 0 | 0 | 0 | 0 | 0 | 0 | 0 | 320 | 320 | 320 | 320 | 320 | 320 | 320 | 320 | 320 | 85% | 85% | 45.94% | 85% | 85% | 85% | 85% | 85% | 28.12% | [9 empty] | 0 | 0 | 0 | 0 | 0 | 0 | 0 | 0 | 0 | 0 | 0 | 0 | 0 | Existing & Under Const. Plant
| 13 | Amandi | SouthWest Ghana Group | Oil/Gas | Oil/Gas Combined Cycle | 0 | 0 | 8.0946 | 4.0735 | 12.0103 | 12.0103 | 12.0103 | 9.0518 | 0.094703 | 0 | 0 | 987.1488 | 496.7682 | 1464.672 | 1464.672 | 1464.672 | 1103.8722 | 11.5492 | 0 | 0 | 30.94 | 30.94 | 30.94 | 30.94 | 30.94 | 30.94 | 30.94 | 0 | 0 | 4.9 | 4.9 | 4.9 | 4.9 | 4.9 | 4.9 | 4.9 | 0 | 0 | 0 | 0 | 0 | 0 | 0 | 0 | 0 |  |  | 190 | 190 | 190 | 190 | 190 | 190 | 190 |  |  | 59.31% | 29.85% | 88% | 88% | 88% | 66.32% | 0.6939% | [9 empty] | 0 | 0 | 0 | 0 | 0 | 0 | 0 | 0 | 0 | 0 | 0 | 0 | 0 | Existing & Under Const. Plant
| 14 | KarpowerShip 2 | SouthWest Ghana Group | Oil/Gas | Oil/Gas Combined Cycle | 0 | 24.5592 | 31.8841 | 26.4578 | 0 | 0 | 0 | 0 | 0 | 0 | 2884.5631 | 3744.9 | 3107.5621 | 0 | 0 | 0 | 0 | 0 | 0 | 177.828 | 177.828 | 177.828 | 177.828 | 0 | 0 | 0 | 0 | 0 | 3.5 | 3.5 | 3.5 | 0 | 0 | 0 | 0 | 0 | 0 | 0 | 0 | 0 | 0 | 0 | 0 | 0 | 0 |  | 450 | 450 | 450 | 450 | [5 empty] | 73.18% | 95% | 78.83% | 0% | [13 empty] | 0 | 0 | 0 | 0 | 0 | 0 | 0 | 0 | 0 | 0 | 0 | 0 | 0 | Existing & Under Const. Plant
| 15 | Early Power | SouthEast Ghana Group | Oil/Gas | Oil/Gas Combustion | 0 | 0 | 7.7049 | 23.0656 | 23.0656 | 23.0656 | 23.0656 | 23.0656 | 23.0656 | 0 | 0 | 1027.3138 | 3075.417 | 3075.4171 | 3075.417 | 3075.417 | 3075.417 | 3075.417 | 0 | 0 | 16 | 16 | 16 | 16 | 16 | 16 | 16 | 0 | 0 | 3.5 | 3.5 | 3.5 | 3.5 | 3.5 | 3.5 | 3.5 | 0 | 0 | 0 | 0 | 0 | 0 | 0 | 0 | 0 |  |  | 377.5 | 377.5 | 377.5 | 377.5 | 377.5 | 377.5 | 377.5 |  |  | 31.07% | 93% | 93% | 93% | 93% | 93% | 93% | [9 empty] | 0 | 0 | 0 | 0 | 0 | 0 | 0 | 0 | 0 | 0 | 0 | 0 | 0 | Existing & Under Const. Plant
| 16 | TT1PP | SouthEast Ghana Group | Oil/Gas | Oil/Gas Combustion | 0 | 0 | 0 | 0 | 0 | 0 | 0 | 0 | 0 | 0 | 0 | 0 | 0 | 0 | 0 | 0 | 0 | 0 | 14.3 | 14.3 | 14.3 | 14.3 | 14.3 | 14.3 | 14.3 | 14.3 | 14.3 | 0 | 0 | 0 | 0 | 0 | 0 | 0 | 0 | 0 | 0 | 0 | 0 | 0 | 0 | 0 | 0 | 0 | 0 | 100 | 100 | 100 | 100 | 100 | 100 | 100 | 100 | 100 | 0% | 0% | 0% | 0% | 0% | 0% | 0% | 0% | 0% | [9 empty] | 0 | 0 | 0 | 0 | 0 | 0 | 0 | 0 | 0 | 0 | 0 | 0 | 0 | Existing & Under Const. Plant
| 17 | KTPP | SouthEast Ghana Group | Oil/Gas | Oil/Gas Combustion | 0.99703 | 0 | 2.8781 | 0 | 0 | 0 | 0 | 0 | 0 | 91.4708 | 0 | 264.0431 | 0 | 0 | 0 | 0 | 0 | 0 | 12.3 | 12.3 | 12.3 | 12.3 | 12.3 | 12.3 | 12.3 | 12.3 | 12.3 | 3.5 | 0 | 3.5 | 0 | 0 | 0 | 0 | 0 | 0 | 0 | 0 | 0 | 0 | 0 | 0 | 0 | 0 | 0 | 200 | 200 | 200 | 200 | 200 | 200 | 200 | 200 | 200 | 5.221% | 0% | 15.07% | 0% | 0% | 0% | 0% | 0% | 0% | [9 empty] | 0 | 0 | 0 | 0 | 0 | 0 | 0 | 0 | 0 | 0 | 0 | 0 | 0 | Existing & Under Const. Plant
| 18 | Trojan 1 | SouthEast Ghana Group | Oil/Gas | Oil/Gas Combustion | 1.6793 | 0 | 0 | 0 | 0 | 0 | 0 | 0 | 0 | 198.9711 | 0 | 0 | 0 | 0 | 0 | 0 | 0 | 0 | 34 | 34 | 34 | 34 | 0 | 0 | 0 | 0 | 0 | 5.5 | 0 | 0 | 0 | 0 | 0 | 0 | 0 | 0 | 0 | 0 | 0 | 0 | 0 | 0 | 0 | 0 | 0 | 24.96 | 24.96 | 24.96 | 24.96 | [5 empty] | 91% | 0% | 0% | 0% | [14 empty] | 0 | 0 | 0 | 0 | 0 | 0 | 0 | 0 | 0 | 0 | 0 | 0 | 0 | Existing & Under Const. Plant
| 19 | MRP | SouthEast Ghana Group | Oil/Gas | Oil/Gas Combustion | 0 | 0 | 0 | 0 | 0 | 0 | 0 | 0 | 0 | 0 | 0 | 0 | 0 | 0 | 0 | 0 | 0 | 0 | 12.5737 | 12.5737 | 12.5737 | 12.5737 | 12.5737 | 12.5737 | 12.5737 | 12.5737 | 12.5737 | 0 | 0 | 0 | 0 | 0 | 0 | 0 | 0 | 0 | 0 | 0 | 0 | 0 | 0 | 0 | 0 | 0 | 0 | 70 | 70 | 70 | 70 | 70 | 70 | 70 | 70 | 70 | 0% | 0% | 0% | 0% | 0% | 0% | 0% | 0% | 0% | [9 empty] | 0 | 0 | 0 | 0 | 0 | 0 | 0 | 0 | 0 | 0 | 0 | 0 | 0 | Existing & Under Const. Plant
| 20 | Safisana | SouthEast Ghana Group | Biogas | Biogas | 0.010052 | 0.010052 | 0.010052 | 0.010052 | 0.010052 | 0.010052 | 0.010052 | 0.010052 | 0.010052 | 0.7446 | 0.7446 | 0.7446 | 0.7446 | 0.7446 | 0.7446 | 0.7446 | 0.7446 | 0.7446 | 35 | 35 | 35 | 35 | 35 | 35 | 35 | 35 | 35 | 4.2 | 4.2 | 4.2 | 4.2 | 4.2 | 4.2 | 4.2 | 4.2 | 4.2 | 0 | 0 | 0 | 0 | 0 | 0 | 0 | 0 | 0 | 0.1 | 0.1 | 0.1 | 0.1 | 0.1 | 0.1 | 0.1 | 0.1 | 0.1 | 85% | 85% | 85% | 85% | 85% | 85% | 85% | 85% | 85% | [9 empty] | 0 | 0 | 0 | 0 | 0 | 0 | 0 | 0 | 0 | 0 | 0 | 0 | 0 | Existing & Under Const. Plant
| 21 | TT2PP | SouthEast Ghana Group | Gas | Gas Combustion Turbine | 0.36289 | 0 | 0 | 0 | 0 | 0 | 0.47049 | 0 | 0 | 37.3342 | 0 | 0 | 0 | 0 | 0 | 48.4048 | 0 | 0 | 12.1007 | 12.1007 | 12.1007 | 12.1007 | 12.1007 | 12.1007 | 12.1007 | 12.1007 | 12.1007 | 4.5 | 0 | 0 | 0 | 0 | 0 | 4.5 | 0 | 0 | 0 | 0 | 0 | 0 | 0 | 0 | 0 | 0 | 0 | 45 | 45 | 45 | 45 | 45 | 45 | 45 | 45 | 45 | 9.471% | 0% | 0% | 0% | 0% | 0% | 12.28% | 0% | 0% | [9 empty] | 0 | 0 | 0 | 0 | 0 | 0 | 0 | 0 | 0 | 0 | 0 | 0 | 0 | Existing & Under Const. Plant
| 22 | SAPP 1 | SouthEast Ghana Group | Gas | Gas Combustion Turbine | 3.0668 | 0 | 0 | 0 | 0 | 1.9954 | 4.8343 | 0.19798 | 0.0096953 | 328.699 | 0 | 0 | 0 | 0 | 213.8722 | 518.1449 | 21.22 | 1.0391 | 11.83 | 11.83 | 11.83 | 11.83 | 11.83 | 11.83 | 11.83 | 11.83 | 11.83 | 4.5 | 0 | 0 | 0 | 0 | 4.5 | 4.5 | 4.5 | 4.5 | 0 | 0 | 0 | 0 | 0 | 0 | 0 | 0 | 0 | 180 | 180 | 180 | 180 | 180 | 180 | 180 | 180 | 180 | 20.85% | 0% | 0% | 0% | 0% | 13.56% | 32.86% | 1.346% | 0.0659% | [9 empty] | 0 | 0 | 0 | 0 | 0 | 0 | 0 | 0 | 0 | 0 | 0 | 0 | 0 | Existing & Under Const. Plant
| 23 | Trojan 3 | SouthEast Ghana Group | Gas | Gas Combustion Turbine | 0 | 0 | 0 | 0 | 0 | 0 | 0 | 0 | 0 | 0 | 0 | 0 | 0 | 0 | 0 | 0 | 0 | 0 | 0 | 34 | 34 | 34 | 0 | 0 | 0 | 0 | 0 | 0 | 0 | 0 | 0 | 0 | 0 | 0 | 0 | 0 | 0 | 0 | 0 | 0 | 0 | 0 | 0 | 0 | 0 | 0 | 49.92 | 49.92 | 49.92 | 0 | 0 | 0 | 0 | 0 | 0% | 0% | 0% | 0% | 0% | 0% | 0% | 0% | 0% | [9 empty] | 0 | 0 | 0 | 0 | 0 | 0 | 0 | 0 | 0 | 0 | 0 | 0 | 0 | Existing & Under Const. Plant
| 24 | Ameri_2016 | SouthWest Ghana Group | Gas | Gas Combustion Turbine | 0 | 0 | 18.427 | 0 | 0 | 0 | 0 | 0 | 0 | 0 | 0 | 1813.32 | 0 | 0 | 0 | 0 | 0 | 0 | 14.54 | 14.54 | 14.54 | 14.54 | 0 | 0 | 0 | 0 | 0 | 0 | 0 | 5 | 0 | 0 | 0 | 0 | 0 | 0 | 0 | 0 | 0 | 0 | 0 | 0 | 0 | 0 | 0 | 230 | 230 | 230 | 230 | 0 | 0 | 0 | 0 | 0 | 0% | 0% | 90% | 0% | 0% | 0% | 0% | 0% | 0% | [9 empty] | 0 | 0 | 0 | 0 | 0 | 0 | 0 | 0 | 0 | 0 | 0 | 0 | 0 | Existing & Under Const. Plant
| 25 | Ameri_2021 | SouthWest Ghana Group | Gas | Gas Combustion Turbine | 0 | 0 | 0 | 0 | 0 | 0 | 0.076702 | 0 | 0 | 0 | 0 | 0 | 0 | 0 | 0 | 7.548 | 0 | 0 | 0 | 0 | 0 | 0 | 14.54 | 14.54 | 14.54 | 14.54 | 14.54 | 0 | 0 | 0 | 0 | 0 | 0 | 4.17 | 0 | 0 | 0 | 0 | 0 | 0 | 0 | 0 | 0 | 0 | 0 | 0 | 0 | 0 | 0 | 230 | 230 | 230 | 230 | 230 | 0% | 0% | 0% | 0% | 0% | 0% | 0.3746% | 0% | 0% | [9 empty] | 0 | 0 | 0 | 0 | 0 | 0 | 0 | 0 | 0 | 0 | 0 | 0 | 0 | Existing & Under Const. Plant
| 26 | Bui | Northern Ghana Group | Water | Hydro | 0 | 0 | 0 | 0 | 0 | 0 | 0 | 0 | 0 | 669.5867 | 669.5862 | 669.5866 | 669.586 | 660.7767 | 660.7758 | 639.6314 | 614.9626 | 614.9623 | 27.74 | 27.74 | 27.74 | 27.74 | 27.74 | 27.74 | 27.74 | 27.74 | 27.74 | 1.63 | 1.63 | 1.63 | 1.63 | 1.63 | 1.63 | 1.63 | 1.63 | 1.63 | 0 | 0 | 0 | 0 | 0 | 0 | 0 | 0 | 0 | 330 | 330 | 330 | 330 | 330 | 330 | 330 | 330 | 330 | 23.16% | 23.16% | 23.16% | 23.16% | 22.86% | 22.86% | 22.13% | 21.27% | 21.27% | [9 empty] | 0 | 0 | 0 | 0 | 0 | 0 | 0 | 0 | 0 | 0 | 0 | 0 | 0 | Existing & Under Const. Plant
| 27 | Akosombo | SouthEast Ghana Group | Water | Hydro | 0 | 0 | 0 | 0 | 0 | 0 | 0 | 0 | 0 | 3681.6889 | 3681.6891 | 4016.3887 | 4016.3891 | 4245.5405 | 4245.5414 | 3791.3368 | 3261.4336 | 3261.433 | 9.16 | 9.16 | 9.16 | 9.16 | 9.16 | 9.16 | 9.16 | 9.16 | 9.16 | 0.98 | 0.98 | 0.98 | 0.98 | 0.98 | 0.98 | 0.98 | 0.98 | 0.98 | 0 | 0 | 0 | 0 | 0 | 0 | 0 | 0 | 0 | 900 | 900 | 900 | 900 | 900 | 900 | 900 | 900 | 900 | 46.7% | 46.7% | 50.94% | 50.94% | 53.85% | 53.85% | 48.09% | 41.37% | 41.37% | [9 empty] | 0 | 0 | 0 | 0 | 0 | 0 | 0 | 0 | 0 | 0 | 0 | 0 | 0 | Existing & Under Const. Plant
| 28 | Kpong | SouthEast Ghana Group | Water | Hydro | 0 | 0 | 0 | 0 | 0 | 0 | 0 | 0 | 0 | 722.7074 | 722.7074 | 788.408 | 788.4081 | 833.8611 | 833.861 | 745.8932 | 643.2642 | 643.2641 | 9.16 | 9.16 | 9.16 | 9.16 | 9.16 | 9.16 | 9.16 | 9.16 | 9.16 | 0.98 | 0.98 | 0.98 | 0.98 | 0.98 | 0.98 | 0.98 | 0.98 | 0.98 | 0 | 0 | 0 | 0 | 0 | 0 | 0 | 0 | 0 | 140 | 140 | 140 | 140 | 140 | 140 | 140 | 140 | 140 | 58.93% | 58.93% | 64.29% | 64.29% | 67.99% | 67.99% | 60.82% | 52.45% | 52.45% | [9 empty] | 0 | 0 | 0 | 0 | 0 | 0 | 0 | 0 | 0 | 0 | 0 | 0 | 0 | Existing & Under Const. Plant
| 29 | Cote d'Ivoire Dummy | Cote d'Ivoire | Water | Hydro | 0 | 0 | 0 | 0 | 0 | 0 | 0 | 0 | 0 | 814.6799 | 814.68 | 10 | 814.6804 | 814.6799 | 814.6799 | 814.6799 | 814.6797 | 814.6798 | 0 | 0 | 0 | 0 | 0 | 0 | 0 | 0 | 0 | 10 | 10 | 10 | 10 | 10 | 10 | 10 | 10 | 10 | 0 | 0 | 0 | 0 | 0 | 0 | 0 | 0 | 0 | 150 | 150 | 150 | 150 | 150 | 150 | 150 | 150 | 150 | 62% | 62% | 0.761% | 62% | 62% | 62% | 62% | 62% | 62% | [9 empty] | 0 | 0 | 0 | 0 | 0 | 0 | 0 | 0 | 0 | 0 | 0 | 0 | 0 | Existing & Under Const. Plant
| 30 | Burkina Dummy | Burkina Group | Water | Hydro | 0 | 0 | 0 | 0 | 0 | 0 | 0 | 0 | 0 | 0.438 | 0.438 | 0.438 | 0.438 | 4.818 | 4.818 | 4.818 | 4.818 | 4.818 | 0 | 0 | 0 | 0 | 0 | 0 | 0 | 0 | 0 | 10 | 10 | 10 | 10 | 10 | 10 | 10 | 10 | 10 | 0 | 0 | 0 | 0 | 0 | 0 | 0 | 0 | 0 | 10 | 10 | 10 | 10 | 110 | 110 | 110 | 110 | 110 | 0.5% | 0.5% | 0.5% | 0.5% | 0.5% | 0.5% | 0.5% | 0.5% | 0.5% | [9 empty] | 0 | 0 | 0 | 0 | 0 | 0 | 0 | 0 | 0 | 0 | 0 | 0 | 0 | Existing & Under Const. Plant
| 31 | VRA Solar_2.5MW | Northern Ghana Group | Sun | Solar PV | 0 | 0 | 0 | 0 | 0 | 0 | 0 | 0 | 0 | 2.7132 | 2.7132 | 2.7132 | 2.7132 | 2.7132 | 2.7132 | 2.7132 | 2.7132 | 2.7132 | 0 | 0 | 0 | 0 | 0 | 0 | 0 | 0 | 0 | 0 | 0 | 0 | 0 | 0 | 0 | 0 | 0 | 0 | 0 | 0 | 0 | 0 | 0 | 0 | 0 | 0 | 0 | 1.8 | 1.8 | 1.8 | 1.8 | 1.8 | 1.8 | 1.8 | 1.8 | 1.8 | 17.21% | 17.21% | 17.21% | 17.21% | 17.21% | 17.21% | 17.21% | 17.21% | 17.21% | [9 empty] | 0 | 0 | 0 | 0 | 0 | 0 | 0 | 0 | 0 | 0 | 0 | 0 | 0 | Existing & Under Const. Plant
| 32 | BXC Solar | SouthEast Ghana Group | Sun | Solar PV | 0 | 0 | 0 | 0 | 0 | 0 | 0 | 0 | 0 | 24.0159 | 24.0159 | 24.0159 | 24.0159 | 24.0159 | 24.0159 | 24.0159 | 24.0159 | 0 | 0 | 0 | 0 | 0 | 0 | 0 | 0 | 0 | 0 | 0 | 0 | 0 | 0 | 0 | 0 | 0 | 0 | 0 | 0 | 0 | 0 | 0 | 0 | 0 | 0 | 0 | 0 | 18 | 18 | 18 | 18 | 18 | 18 | 18 | 18 | 0 | 15.23% | 15.23% | 15.23% | 15.23% | 15.23% | 15.23% | 15.23% | 15.23% | 0% | [9 empty] | 0 | 0 | 0 | 0 | 0 | 0 | 0 | 0 | 0 | 0 | 0 | 0 | 0 | Existing & Under Const. Plant
| 38 | NORT BIOMASS 2018 | Northern Ghana Group | Biomass | Biomass Combustion | 0 | 0 | 0 | 0 | 0 | 6.0313 | 6.0313 | 6.0313 | 6.0313 | 0 | 0 | 0 | 0 | 0 | 446.76 | 446.76 | 446.76 | 446.76 | 0 | 0 | 0 | 0 | 0 | 130 | 130 | 130 | 130 | 0 | 0 | 0 | 0 | 0 | 4.5 | 4.5 | 4.5 | 4.5 | 0 | 0 | 0 | 0 | 0 | 0 | 0 | 0 | 0 | 0 | 0 | 0 | 0 | 0 | 60 | 60 | 60 | 60 | 0% | 0% | 0% | 0% | 0% | 85% | 85% | 85% | 85% | 0 | 0 | 0 | 0 | 0 | 240 | 0 | 0 | 0 | 0 | 0 | 0 | 0 | 0 | 101.7834 | 0 | 0 | 0 | 111.9618 | 111.9618 | 240 | 264 | Unplanned Build | Potential Build Biomass Combustion2018
| 43 | SOUT COMBINED CYCLE 2020 | SouthWest Ghana Group | Oil/Gas | Oil/Gas Combined Cycle | 0 | 0 | 0 | 0 | 0 | 2.1712 | 2.1712 | 16.8792 | 70.8467 | 0 | 0 | 0 | 0 | 0 | 299.4711 | 299.4712 | 2328.171 | 9771.9552 | 0 | 0 | 0 | 0 | 0 | 15 | 15 | 15 | 15 | 0 | 0 | 0 | 0 | 0 | 3.48 | 3.48 | 3.48 | 3.48 | 0 | 0 | 0 | 0 | 0 | 0 | 0 | 0 | 0 | 0 | 0 | 0 | 0 | 0 | 37.9847 | 37.9847 | 295.3027 | 1239.4637 | 0% | 0% | 0% | 0% | 0% | 90% | 90% | 90% | 90% | 0 | 0 | 0 | 0 | 0 | 39.5421 | 0 | 267.868 | 982.8716 | 0 | 0 | 0 | 0 | 0 | 16.7697 | 0 | 52.9963 | 120.7418 | 18.4467 | 76.7426 | 39.5421 | 338.1511 | Unplanned Build | Potential Build Oil/Gas Combined Cycle2020
| 45 | SOUT COMBINED CYCLE 2019 | SouthEast Ghana Group | Oil/Gas | Oil/Gas Combined Cycle | 0 | 0 | 0 | 0 | 0 | 0 | 27.8036 | 76.6775 | 107.0639 | 0 | 0 | 0 | 0 | 0 | 0 | 3834.9781 | 10576.2108 | 14767.4291 | 0 | 0 | 0 | 0 | 0 | 0 | 15 | 15 | 15 | 0 | 0 | 0 | 0 | 0 | 0 | 3.48 | 3.48 | 3.48 | 0 | 0 | 0 | 0 | 0 | 0 | 0 | 0 | 0 | 0 | 0 | 0 | 0 | 0 | 0 | 486.425 | 1341.481 | 1873.088 | 0% | 0% | 0% | 0% | 0% | 0% | 90% | 90% | 90% | 0 | 0 | 0 | 0 | 0 | 0 | 506.3684 | 890.1133 | 553.4029 | 0 | 0 | 0 | 0 | 0 | 0 | 161.3446 | 176.1042 | 67.9833 | 0 | 371.1936 | 0 | 1536.1299 | Unplanned Build | Potential Build Oil/Gas Combined Cycle2019
| 51 | NORT HYDRO SMALL 2023 | Northern Ghana Group | Water | Hydro | 0 | 0 | 0 | 0 | 0 | 0 | 0 | 0 | 0 | 0 | 0 | 0 | 0 | 63.291 | 63.291 | 63.291 | 63.291 | 63.291 | 0 | 0 | 0 | 0 | 45 | 45 | 45 | 45 | 45 | 0 | 0 | 0 | 0 | 3 | 3 | 3 | 3 | 3 | 0 | 0 | 0 | 0 | 0 | 0 | 0 | 0 | 0 | 0 | 0 | 0 | 0 | 20 | 20 | 20 | 20 | 20 | 0% | 0% | 0% | 0% | 36.12% | 36.12% | 36.12% | 36.12% | 36.12% | 0 | 0 | 0 | 0 | 120 | 0 | 0 | 0 | 0 | 0 | 0 | 0 | 0 | 67.7369 | 0 | 0 | 0 | 0 | 74.5106 | 74.5106 | 120 | 132 | Unplanned Build | Potential Build Hydro Small2023NORT
| 53 | SOUT HYDRO SMALL 2023 | SouthWest Ghana Group | Water | Hydro | 0 | 0 | 0 | 0 | 0 | 0 | 0 | 0 | 0 | 0 | 0 | 0 | 0 | 189.873 | 189.873 | 189.873 | 189.873 | 189.873 | 0 | 0 | 0 | 0 | 45 | 45 | 45 | 45 | 45 | 0 | 0 | 0 | 0 | 3 | 3 | 3 | 3 | 3 | 0 | 0 | 0 | 0 | 0 | 0 | 0 | 0 | 0 | 0 | 0 | 0 | 0 | 60 | 60 | 60 | 60 | 60 | 0% | 0% | 0% | 0% | 36.12% | 36.12% | 36.12% | 36.12% | 36.12% | 0 | 0 | 0 | 0 | 300 | 0 | 0 | 0 | 0 | 0 | 0 | 0 | 0 | 169.3422 | 0 | 0 | 0 | 0 | 186.2764 | 186.2764 | 300 | 330 | Unplanned Build | Potential Build Hydro Small2023SOUT
| 54 | ASHA INTERRUPTIBLE 2016 | Ashanti Group | Interruptible | Interruptible | 0 | 0 | 0 | 0 | 0 | 0 | 0 | 0 | 0 | 0 | 0 | 0 | 0 | 0 | 0 | 0 | 0 | 0 | 0 | 0 | 0 | 0 | 0 | 0 | 0 | 0 | 0 | 0 | 0 | 0 | 0 | 0 | 0 | 0 | 0 | 0 | 0 | 0 | 0 | 0 | 0 | 0 | 0 | 0 | 0 | 129.301 | 217.102 | 0 | 0 | 0 | 0 | 0 | 0 | 0 | 0% | 0% | 0% | 0% | 0% | 0% | 0% | 0% | 0% | [9 empty] | 0 | 0 | 0 | 0 | 0 | 0 | 0 | 0 | 0 | 0 | 0 | 0 | 0 | Unplanned Build | Potential Build Interruptible2016
| 65 | ASHA SOLAR PV 2035 | Ashanti Group | Sun | Solar PV | 0 | 0 | 0 | 0 | 0 | 0 | 0 | 0 | 0 | 0 | 0 | 0 | 0 | 0 | 0 | 0 | 25.3501 | 139.4256 | 0 | 0 | 0 | 0 | 0 | 0 | 0 | 25 | 25 | 0 | 0 | 0 | 0 | 0 | 0 | 0 | 0 | 0 | 0 | 0 | 0 | 0 | 0 | 0 | 0 | 0 | 0 | 0 | 0 | 0 | 0 | 0 | 0 | 0 | 20 | 110 | 0% | 0% | 0% | 0% | 0% | 0% | 0% | 14.47% | 14.47% | 0 | 0 | 0 | 0 | 0 | 0 | 0 | 15.2 | 68.4 | 0 | 0 | 0 | 0 | 0 | 0 | 0 | 3.0072 | 8.4027 | 0 | 3.308 | 0 | 16.72 | Unplanned Build | Potential Build Solar PV2035
| 68 | SOUT SOLAR PV 2035 | SouthWest Ghana Group | Sun | Solar PV | 0 | 0 | 0 | 0 | 0 | 0 | 0 | 0 | 0 | 0 | 0 | 0 | 0 | 0 | 0 | 0 | 25.3501 | 114.0755 | 0 | 0 | 0 | 0 | 0 | 0 | 0 | 25 | 25 | 0 | 0 | 0 | 0 | 0 | 0 | 0 | 0 | 0 | 0 | 0 | 0 | 0 | 0 | 0 | 0 | 0 | 0 | 0 | 0 | 0 | 0 | 0 | 0 | 0 | 20 | 90 | 0% | 0% | 0% | 0% | 0% | 0% | 0% | 14.47% | 14.47% | 0 | 0 | 0 | 0 | 0 | 0 | 0 | 15.2 | 53.2 | 0 | 0 | 0 | 0 | 0 | 0 | 0 | 3.0072 | 6.5354 | 0 | 3.308 | 0 | 16.72 | Unplanned Build | Potential Build Solar PV2035
| 69 | NORT SOLAR PV 2018 | Northern Ghana Group | Sun | Solar PV | 0 | 0 | 0 | 0 | 0 | 0 | 0 | 0 | 0 | 0 | 0 | 67.5263 | 67.5263 | 67.5263 | 67.5263 | 67.5263 | 67.5263 | 67.5263 | 0 | 0 | 24.8 | 24.8 | 24.8 | 24.8 | 24.8 | 24.8 | 24.8 | 0 | 0 | 0 | 0 | 0 | 0 | 0 | 0 | 0 | 0 | 0 | 0 | 0 | 0 | 0 | 0 | 0 | 0 | 0 | 0 | 47.1565 | 47.1565 | 47.1565 | 47.1565 | 47.1565 | 47.1565 | 47.1565 | 0% | 0% | 16.35% | 16.35% | 16.35% | 16.35% | 16.35% | 16.35% | 16.35% | 0 | 0 | 58.6155 | 0 | 0 | 0 | 0 | 0 | 0 | 0 | 0 | 44.0387 | 0 | 0 | 0 | 0 | 0 | 0 | 48.4426 | 48.4426 | 58.6155 | 64.4771 | Unplanned Build | Potential Build Solar PV2018
| 71 | NORT SOLAR PV 2023 | Northern Ghana Group | Sun | Solar PV | 0 | 0 | 0 | 0 | 0 | 0 | 0 | 0 | 0 | 0 | 0 | 0 | 0 | 143.1961 | 286.3922 | 286.3922 | 286.3922 | 286.3922 | 0 | 0 | 0 | 0 | 24.8 | 24.8 | 24.8 | 24.8 | 24.8 | 0 | 0 | 0 | 0 | 0 | 0 | 0 | 0 | 0 | 0 | 0 | 0 | 0 | 0 | 0 | 0 | 0 | 0 | 0 | 0 | 0 | 0 | 100 | 200 | 200 | 200 | 200 | 0% | 0% | 0% | 0% | 16.35% | 16.35% | 16.35% | 16.35% | 16.35% | 0 | 0 | 0 | 0 | 95.7 | 95.7 | 0 | 0 | 0 | 0 | 0 | 0 | 0 | 54.0202 | 40.5861 | 0 | 0 | 0 | 104.0669 | 104.0669 | 191.4 | 210.54 | Unplanned Build | Potential Build Solar PV2023
| 72 | NORT SOLAR PV 2026 | Northern Ghana Group | Sun | Solar PV | 0 | 0 | 0 | 0 | 0 | 0 | 0 | 0 | 0 | 0 | 0 | 0 | 0 | 0 | 143.1961 | 429.5883 | 429.5883 | 429.5883 | 0 | 0 | 0 | 0 | 0 | 24.8 | 24.8 | 24.8 | 24.8 | 0 | 0 | 0 | 0 | 0 | 0 | 0 | 0 | 0 | 0 | 0 | 0 | 0 | 0 | 0 | 0 | 0 | 0 | 0 | 0 | 0 | 0 | 0 | 100 | 300 | 300 | 300 | 0% | 0% | 0% | 0% | 0% | 16.35% | 16.35% | 16.35% | 16.35% | 0 | 0 | 0 | 0 | 0 | 89.5 | 179 | 0 | 0 | 0 | 0 | 0 | 0 | 0 | 37.9567 | 57.0349 | 0 | 0 | 41.7524 | 104.4908 | 89.5 | 295.35 | Unplanned Build | Potential Build Solar PV2026
| 73 | NORT SOLAR PV 2030 | Northern Ghana Group | Sun | Solar PV | 0 | 0 | 0 | 0 | 0 | 0 | 0 | 0 | 0 | 0 | 0 | 0 | 0 | 0 | 0 | 71.598 | 357.9902 | 357.9902 | 0 | 0 | 0 | 0 | 0 | 0 | 24.8 | 24.8 | 24.8 | 0 | 0 | 0 | 0 | 0 | 0 | 0 | 0 | 0 | 0 | 0 | 0 | 0 | 0 | 0 | 0 | 0 | 0 | 0 | 0 | 0 | 0 | 0 | 0 | 50 | 250 | 250 | 0% | 0% | 0% | 0% | 0% | 0% | 16.35% | 16.35% | 16.35% | 0 | 0 | 0 | 0 | 0 | 0 | 41.4 | 165.6 | 0 | 0 | 0 | 0 | 0 | 0 | 0 | 13.1913 | 32.7631 | 0 | 0 | 50.5498 | 0 | 227.7 | Unplanned Build | Potential Build Solar PV2030
| 74 | NORT SOLAR PV 2035 | Northern Ghana Group | Sun | Solar PV | 0 | 0 | 0 | 0 | 0 | 0 | 0 | 0 | 0 | 0 | 0 | 0 | 0 | 0 | 0 | 0 | 143.1961 | 859.1766 | 0 | 0 | 0 | 0 | 0 | 0 | 0 | 24.8 | 24.8 | 0 | 0 | 0 | 0 | 0 | 0 | 0 | 0 | 0 | 0 | 0 | 0 | 0 | 0 | 0 | 0 | 0 | 0 | 0 | 0 | 0 | 0 | 0 | 0 | 0 | 100 | 600 | 0% | 0% | 0% | 0% | 0% | 0% | 0% | 16.35% | 16.35% | 0 | 0 | 0 | 0 | 0 | 0 | 0 | 76 | 380 | 0 | 0 | 0 | 0 | 0 | 0 | 0 | 15.0362 | 46.6815 | 0 | 16.5398 | 0 | 83.6 | Unplanned Build | Potential Build Solar PV2035
| 78 | SOUT SOLAR PV 2035 | SouthEast Ghana Group | Sun | Solar PV | 0 | 0 | 0 | 0 | 0 | 0 | 0 | 0 | 0 | 0 | 0 | 0 | 0 | 0 | 0 | 0 | 126.7505 | 570.3773 | 0 | 0 | 0 | 0 | 0 | 0 | 0 | 25 | 25 | 0 | 0 | 0 | 0 | 0 | 0 | 0 | 0 | 0 | 0 | 0 | 0 | 0 | 0 | 0 | 0 | 0 | 0 | 0 | 0 | 0 | 0 | 0 | 0 | 0 | 100 | 450 | 0% | 0% | 0% | 0% | 0% | 0% | 0% | 14.47% | 14.47% | 0 | 0 | 0 | 0 | 0 | 0 | 0 | 76 | 266 | 0 | 0 | 0 | 0 | 0 | 0 | 0 | 15.0362 | 32.677 | 0 | 16.5398 | 0 | 83.6 | Unplanned Build | Potential Build Solar PV2035
| 82 | SOUT SOLAR PV 2035 | SouthWest Ghana Group | Sun | Solar PV | 0 | 0 | 0 | 0 | 0 | 0 | 0 | 0 | 0 | 0 | 0 | 0 | 0 | 0 | 0 | 0 | 25.3501 | 304.2012 | 0 | 0 | 0 | 0 | 0 | 0 | 0 | 25 | 25 | 0 | 0 | 0 | 0 | 0 | 0 | 0 | 0 | 0 | 0 | 0 | 0 | 0 | 0 | 0 | 0 | 0 | 0 | 0 | 0 | 0 | 0 | 0 | 0 | 0 | 20 | 240 | 0% | 0% | 0% | 0% | 0% | 0% | 0% | 14.47% | 14.47% | 0 | 0 | 0 | 0 | 0 | 0 | 0 | 15.2 | 167.2 | 0 | 0 | 0 | 0 | 0 | 0 | 0 | 3.0072 | 20.5398 | 0 | 3.308 | 0 | 16.72 | Unplanned Build | Potential Build Solar PV2035
| 85 | SOUT SOLAR PV 2035 | SouthEast Ghana Group | Sun | Solar PV | 0 | 0 | 0 | 0 | 0 | 0 | 0 | 0 | 0 | 0 | 0 | 0 | 0 | 0 | 0 | 0 | 25.3501 | 76.0503 | 0 | 0 | 0 | 0 | 0 | 0 | 0 | 25 | 25 | 0 | 0 | 0 | 0 | 0 | 0 | 0 | 0 | 0 | 0 | 0 | 0 | 0 | 0 | 0 | 0 | 0 | 0 | 0 | 0 | 0 | 0 | 0 | 0 | 0 | 20 | 60 | 0% | 0% | 0% | 0% | 0% | 0% | 0% | 14.47% | 14.47% | 0 | 0 | 0 | 0 | 0 | 0 | 0 | 15.2 | 30.4 | 0 | 0 | 0 | 0 | 0 | 0 | 0 | 3.0072 | 3.7345 | 0 | 3.308 | 0 | 16.72 | Unplanned Build | Potential Build Solar PV2035
| 104 | SOUT WIND TURBINE 2020 | SouthEast Ghana Group | Wind | Wind | 0 | 0 | 0 | 0 | 0 | 0 | 0 | 0 | 0 | 0 | 0 | 0 | 164.5 | 339.6525 | 689.9575 | 689.9575 | 689.9575 | 689.9575 | 0 | 0 | 0 | 46.71 | 46.71 | 46.71 | 46.71 | 46.71 | 46.71 | 0 | 0 | 0 | 0 | 0 | 0 | 0 | 0 | 0 | 0 | 0 | 0 | 0 | 0 | 0 | 0 | 0 | 0 | 0 | 0 | 0 | 70.4386 | 145.4386 | 295.4386 | 295.4386 | 295.4386 | 295.4386 | 0% | 0% | 0% | 26.66% | 26.66% | 26.66% | 26.66% | 26.66% | 26.66% | 0 | 0 | 0 | 101.2203 | 107.775 | 215.55 | 0 | 0 | 0 | 0 | 0 | 0 | 69.1348 | 60.8362 | 91.4142 | 0 | 0 | 0 | 243.5237 | 243.5237 | 424.5453 | 466.9998 | Unplanned Build | Potential Build Wind2020
| 105 | SOUT WIND TURBINE 2026 | SouthEast Ghana Group | Wind | Wind | 0 | 0 | 0 | 0 | 0 | 0 | 0 | 0 | 0 | 0 | 0 | 0 | 0 | 0 | 350.305 | 817.3784 | 1050.9151 | 1050.9151 | 0 | 0 | 0 | 0 | 0 | 46.71 | 46.71 | 46.71 | 46.71 | 0 | 0 | 0 | 0 | 0 | 0 | 0 | 0 | 0 | 0 | 0 | 0 | 0 | 0 | 0 | 0 | 0 | 0 | 0 | 0 | 0 | 0 | 0 | 150 | 350 | 450 | 450 | 0% | 0% | 0% | 0% | 0% | 26.66% | 26.66% | 26.66% | 26.66% | 0 | 0 | 0 | 0 | 0 | 203.4 | 271.2 | 135.6 | 0 | 0 | 0 | 0 | 0 | 0 | 86.2615 | 86.4127 | 26.8277 | 0 | 94.8876 | 219.4521 | 203.4 | 671.22 | Unplanned Build | Potential Build Wind2026
| 106 | SOUT WIND TURBINE 2035 | SouthEast Ghana Group | Wind | Wind | 0 | 0 | 0 | 0 | 0 | 0 | 0 | 0 | 0 | 0 | 0 | 0 | 0 | 0 | 0 | 0 | 467.0734 | 467.0734 | 0 | 0 | 0 | 0 | 0 | 0 | 0 | 47 | 47 | 0 | 0 | 0 | 0 | 0 | 0 | 0 | 0 | 0 | 0 | 0 | 0 | 0 | 0 | 0 | 0 | 0 | 0 | 0 | 0 | 0 | 0 | 0 | 0 | 0 | 200 | 200 | 0% | 0% | 0% | 0% | 0% | 0% | 0% | 26.66% | 26.66% | 0 | 0 | 0 | 0 | 0 | 0 | 0 | 249.8 | 0 | 0 | 0 | 0 | 0 | 0 | 0 | 0 | 49.4216 | 0 | 0 | 54.3638 | 0 | 274.78 | Unplanned Build | Potential Build Wind2035
[6 empty] | 0 | 0 | 0 | 0 | 0 | 0 | 0 |  |  | 0 | 0 | 0 | 0 | 0 | 0 | 0 |  |  | 0 | 0 | 0 | 0 | 0 | 0 | 0 |  |  | 0 | 0 | 0 | 0 | 0 | 0 | 0 |  |  | 0 | 0 | 0 | 0 | 0 | 0 | 0 |  |  | 0 | 0 | 0 | 0 | 0 | 0 | 0 |  |  | 0 | 0 | 0 | 0 | 0 | 0 | 0 |  |  | #VALUE! | #VALUE! | #VALUE! | #VALUE! | #VALUE! | #VALUE! | #VALUE! |  |  | #VALUE! | #VALUE! | #VALUE! | #VALUE! | #VALUE! | #VALUE! | #VALUE!

## HighRECapCost
Back to Contents | [77 empty] | 90.91% | 82.64% | 75.13% | 68.3% | 56.45% | 42.41% | 31.86% | 19.78% | 12.28% | Cap Cost NPV |  | Cap Cost -- no NPV
|  | Plant Name |  |  |  | FUEL CONSUMPTION | [8 empty] | GENERATION | [8 empty] | FOM (USD/kW-yr | [8 empty] | VOM (USD/MWh) | [8 empty] | Fuel Cost (USD/MWh) | [8 empty] | Available Capacity | [8 empty] | Capacity Factors | [8 empty] | Total Capital Cost | [8 empty] | Total Capital Cost (NPV) | [8 empty] | 1060.0248 | 1872.6146 | 1903.3468 | 5546.3317 | Unplanned? | Plant Name
| UnitID |  | Model Region | Fuel Type | Capacity Type | 2017 | 2018 | 2019 | 2020 | 2023 | 2026 | 2030 | 2035 | 2040 | 2017 | 2018 | 2019 | 2020 | 2023 | 2026 | 2030 | 2035 | 2040 | 2017 | 2018 | 2019 | 2020 | 2023 | 2026 | 2030 | 2035 | 2040 | 2017 | 2018 | 2019 | 2020 | 2023 | 2026 | 2030 | 2035 | 2040 | 2017 | 2018 | 2019 | 2020 | 2023 | 2026 | 2030 | 2035 | 2040 | 2017 | 2018 | 2019 | 2020 | 2023 | 2026 | 2030 | 2035 | 2040 | 2017 | 2018 | 2019 | 2020 | 2023 | 2026 | 2030 | 2035 | 2040 | 2017 | 2018 | 2019 | 2020 | 2023 | 2026 | 2030 | 2035 | 2040 | 2017 | 2018 | 2019 | 2020 | 2023 | 2026 | 2030 | 2035 | 2040 | 10-year | 20-year | 10-year | 20-year
| 1 | CENIT | SouthEast Ghana Group | Oil | Oil Combustion | 0 | 0 | 0 | 0 | 0 | 0 | 0 | 0 | 0 | 0 | 0 | 0 | 0 | 0 | 0 | 0 | 0 | 0 | 11.83 | 11.83 | 11.83 | 11.83 | 11.83 | 11.83 | 11.83 | 0 | 0 | 0 | 0 | 0 | 0 | 0 | 0 | 0 | 0 | 0 | 0 | 0 | 0 | 0 | 0 | 0 | 0 | 0 | 0 | 100 | 100 | 100 | 100 | 100 | 100 | 100 |  |  | 0% | 0% | 0% | 0% | 0% | 0% | 0% | [11 empty] | 0 | 0 | 0 | 0 | 0 | 0 | 0 | 0 | 0 | 0 | 0 | 0 | 0 | Existing & Under Const. Plant
| 2 | Trojan 2B | SouthEast Ghana Group | Oil | Oil Combustion | 1.0933 | 0 | 0 | 0 | 0 | 0 | 0 | 0 | 0 | 129.5385 | 0 | 0 | 0 | 0 | 0 | 0 | 0 | 0 | 34 | 34 | 34 | 34 | 0 | 0 | 0 | 0 | 0 | 5.5 | 0 | 0 | 0 | 0 | 0 | 0 | 0 | 0 | 0 | 0 | 0 | 0 | 0 | 0 | 0 | 0 | 0 | 16.25 | 16.25 | 16.25 | 16.25 | [5 empty] | 91% | 0% | 0% | 0% | [14 empty] | 0 | 0 | 0 | 0 | 0 | 0 | 0 | 0 | 0 | 0 | 0 | 0 | 0 | Existing & Under Const. Plant
| 3 | Trojan 2A | Ashanti Group | Oil | Oil Combustion | 0.26958 | 0 | 0 | 0 | 0 | 0 | 0 | 0 | 0 | 31.941 | 0 | 0 | 0 | 0 | 0 | 0 | 0 | 0 | 34 | 34 | 34 | 34 | 0 | 0 | 0 | 0 | 0 | 5.5 | 0 | 0 | 0 | 0 | 0 | 0 | 0 | 0 | 0 | 0 | 0 | 0 | 0 | 0 | 0 | 0 | 0 | 16.25 | 16.25 | 16.25 | 16.25 | [5 empty] | 22.44% | 0% | 0% | 0% | [14 empty] | 0 | 0 | 0 | 0 | 0 | 0 | 0 | 0 | 0 | 0 | 0 | 0 | 0 | Existing & Under Const. Plant
| 4 | GP Tarkwa Plant | SouthWest Ghana Group | Oil | Oil Combustion | 0 | 0 | 0 | 0 | 0 | 0 | 0 | 0 | 0 | 0 | 0 | 0 | 0 | 0 | 0 | 0 | 0 | 0 | 17.5 | 17.5 | 17.5 | 17.5 | 17.5 | 17.5 | 17.5 | 17.5 | 17.5 | 0 | 0 | 0 | 0 | 0 | 0 | 0 | 0 | 0 | 0 | 0 | 0 | 0 | 0 | 0 | 0 | 0 | 0 | 33 | 33 | 33 | 33 | 33 | 33 | 33 | 33 | 33 | 0% | 0% | 0% | 0% | 0% | 0% | 0% | 0% | 0% | [9 empty] | 0 | 0 | 0 | 0 | 0 | 0 | 0 | 0 | 0 | 0 | 0 | 0 | 0 | Existing & Under Const. Plant
| 5 | GP Chirano Plant | SouthWest Ghana Group | Oil | Oil Combustion | 0 | 0 | 0 | 0 | 0 | 0 | 0 | 0 | 0 | 0 | 0 | 0 | 0 | 0 | 0 | 0 | 0 | 0 | 17.5 | 17.5 | 17.5 | 17.5 | 17.5 | 17.5 | 17.5 | 17.5 | 17.5 | 0 | 0 | 0 | 0 | 0 | 0 | 0 | 0 | 0 | 0 | 0 | 0 | 0 | 0 | 0 | 0 | 0 | 0 | 30 | 30 | 30 | 30 | 30 | 30 | 30 | 30 | 30 | 0% | 0% | 0% | 0% | 0% | 0% | 0% | 0% | 0% | [9 empty] | 0 | 0 | 0 | 0 | 0 | 0 | 0 | 0 | 0 | 0 | 0 | 0 | 0 | Existing & Under Const. Plant
| 6 | GP Darmang Plant | SouthWest Ghana Group | Oil | Oil Combustion | 0 | 0 | 0 | 0 | 0 | 0 | 0 | 0 | 0 | 0 | 0 | 0 | 0 | 0 | 0 | 0 | 0 | 0 | 17.5 | 17.5 | 17.5 | 17.5 | 17.5 | 17.5 | 17.5 | 17.5 | 17.5 | 0 | 0 | 0 | 0 | 0 | 0 | 0 | 0 | 0 | 0 | 0 | 0 | 0 | 0 | 0 | 0 | 0 | 0 | 25.5 | 25.5 | 25.5 | 25.5 | 25.5 | 25.5 | 25.5 | 25.5 | 25.5 | 0% | 0% | 0% | 0% | 0% | 0% | 0% | 0% | 0% | [9 empty] | 0 | 0 | 0 | 0 | 0 | 0 | 0 | 0 | 0 | 0 | 0 | 0 | 0 | Existing & Under Const. Plant
| 7 | SAPP 2 | SouthEast Ghana Group | Oil/Gas | Oil/Gas Combined Cycle | 10.2079 | 22.9737 | 15.6525 | 7.7484 | 23.5117 | 23.5117 | 23.5117 | 23.5117 | 22.7383 | 1308.7033 | 2945.3495 | 2006.729 | 993.3855 | 3014.316 | 3014.3163 | 3014.316 | 3014.316 | 2915.1686 | 16 | 16 | 16 | 16 | 16 | 16 | 16 | 16 | 16 | 3.5 | 3.5 | 3.5 | 3.5 | 3.5 | 3.5 | 3.5 | 3.5 | 3.5 | 0 | 0 | 0 | 0 | 0 | 0 | 0 | 0 | 0 | 370 | 370 | 370 | 370 | 370 | 370 | 370 | 370 | 370 | 40.38% | 90.87% | 61.91% | 30.65% | 93% | 93% | 93% | 93% | 89.94% | [9 empty] | 0 | 0 | 0 | 0 | 0 | 0 | 0 | 0 | 0 | 0 | 0 | 0 | 0 | Existing & Under Const. Plant
| 8 | Cenpower | SouthEast Ghana Group | Oil/Gas | Oil/Gas Combined Cycle | 0 | 0.071594 | 2.9876 | 0 | 21.6884 | 21.6884 | 21.6884 | 21.5448 | 15.356 | 0 | 9.1436 | 381.5618 | 0 | 2769.9117 | 2769.912 | 2769.912 | 2751.5714 | 1961.1704 | 0 | 16 | 16 | 16 | 16 | 16 | 16 | 16 | 16 | 0 | 3.5 | 3.5 | 0 | 3.5 | 3.5 | 3.5 | 3.5 | 3.5 | 0 | 0 | 0 | 0 | 0 | 0 | 0 | 0 | 0 |  | 340 | 340 | 340 | 340 | 340 | 340 | 340 | 340 |  | 0.307% | 12.81% | 0% | 93% | 93% | 93% | 92.38% | 65.85% | [9 empty] | 0 | 0 | 0 | 0 | 0 | 0 | 0 | 0 | 0 | 0 | 0 | 0 | 0 | Existing & Under Const. Plant
| 9 | KarpowerShip 1 | SouthEast Ghana Group | Oil/Gas | Oil/Gas Combined Cycle | 12.3506 | 0 | 0 | 0 | 0 | 0 | 0 | 0 | 0 | 1616.5656 | 0 | 0 | 0 | 0 | 0 | 0 | 0 | 0 | 177.828 | 0 | 0 | 0 | 0 | 0 | 0 | 0 | 0 | 3.5 | 0 | 0 | 0 | 0 | 0 | 0 | 0 | 0 | 0 | 0 | 0 | 0 | 0 | 0 | 0 | 0 | 0 | 247 | [8 empty] | 74.71% | [17 empty] | 0 | 0 | 0 | 0 | 0 | 0 | 0 | 0 | 0 | 0 | 0 | 0 | 0 | Existing & Under Const. Plant
| 10 | AKSA | SouthEast Ghana Group | Oil/Gas | Oil/Gas Combined Cycle | 10.1595 | 0 | 5.1623 | 0 | 13.6407 | 22.085 | 20.0529 | 2.0896 | 2.6991 | 1195.236 | 0 | 607.3252 | 0 | 1604.7844 | 2598.2332 | 2359.1621 | 245.8348 | 317.5425 | 16 | 16 | 16 | 16 | 16 | 16 | 16 | 16 | 16 | 3.5 | 0 | 3.5 | 0 | 3.5 | 3.5 | 3.5 | 3.5 | 3.5 | 0 | 0 | 0 | 0 | 0 | 0 | 0 | 0 | 0 | 250 | 375 | 375 | 375 | 375 | 375 | 375 | 375 | 375 | 54.58% | 0% | 18.49% | 0% | 48.85% | 79.09% | 71.82% | 7.484% | 9.666% | [9 empty] | 0 | 0 | 0 | 0 | 0 | 0 | 0 | 0 | 0 | 0 | 0 | 0 | 0 | Existing & Under Const. Plant
| 11 | TAPCO (T1) | SouthWest Ghana Group | Oil/Gas | Oil/Gas Combined Cycle | 11.645 | 17.1872 | 0 | 17.1872 | 17.1872 | 17.1872 | 17.1872 | 14.4517 | 0.43842 | 1496.2082 | 2208.3 | 0 | 2208.3 | 2208.3 | 2208.3 | 2208.2994 | 1856.8229 | 56.3302 | 18.7 | 18.7 | 18.7 | 18.7 | 18.7 | 18.7 | 18.7 | 18.7 | 18.7 | 5 | 5 | 0 | 5 | 5 | 5 | 5 | 5 | 5 | 0 | 0 | 0 | 0 | 0 | 0 | 0 | 0 | 0 | 305 | 305 | 305 | 305 | 305 | 305 | 305 | 305 | 305 | 56% | 82.65% | 0% | 82.65% | 82.65% | 82.65% | 82.65% | 69.5% | 2.108% | [9 empty] | 0 | 0 | 0 | 0 | 0 | 0 | 0 | 0 | 0 | 0 | 0 | 0 | 0 | Existing & Under Const. Plant
| 12 | TICO (T2) | SouthWest Ghana Group | Oil/Gas | Oil/Gas Combined Cycle | 17.7346 | 17.7346 | 9.5854 | 17.7346 | 17.7346 | 17.7346 | 17.7346 | 17.7346 | 5.7879 | 2382.7204 | 2382.72 | 1287.8385 | 2382.72 | 2382.72 | 2382.72 | 2382.72 | 2382.72 | 777.6251 | 30.94 | 30.94 | 30.94 | 30.94 | 30.94 | 30.94 | 30.94 | 30.94 | 30.94 | 4.9 | 4.9 | 4.9 | 4.9 | 4.9 | 4.9 | 4.9 | 4.9 | 4.9 | 0 | 0 | 0 | 0 | 0 | 0 | 0 | 0 | 0 | 320 | 320 | 320 | 320 | 320 | 320 | 320 | 320 | 320 | 85% | 85% | 45.94% | 85% | 85% | 85% | 85% | 85% | 27.74% | [9 empty] | 0 | 0 | 0 | 0 | 0 | 0 | 0 | 0 | 0 | 0 | 0 | 0 | 0 | Existing & Under Const. Plant
| 13 | Amandi | SouthWest Ghana Group | Oil/Gas | Oil/Gas Combined Cycle | 0 | 0 | 8.0946 | 4.0735 | 12.0103 | 12.0103 | 12.0103 | 5.3225 | 0.090396 | 0 | 0 | 987.1488 | 496.768 | 1464.672 | 1464.672 | 1464.672 | 649.0856 | 11.0239 | 0 | 0 | 30.94 | 30.94 | 30.94 | 30.94 | 30.94 | 30.94 | 30.94 | 0 | 0 | 4.9 | 4.9 | 4.9 | 4.9 | 4.9 | 4.9 | 4.9 | 0 | 0 | 0 | 0 | 0 | 0 | 0 | 0 | 0 |  |  | 190 | 190 | 190 | 190 | 190 | 190 | 190 |  |  | 59.31% | 29.85% | 88% | 88% | 88% | 39% | 0.6623% | [9 empty] | 0 | 0 | 0 | 0 | 0 | 0 | 0 | 0 | 0 | 0 | 0 | 0 | 0 | Existing & Under Const. Plant
| 14 | KarpowerShip 2 | SouthWest Ghana Group | Oil/Gas | Oil/Gas Combined Cycle | 0 | 24.5592 | 31.8841 | 26.4578 | 0 | 0 | 0 | 0 | 0 | 0 | 2884.5631 | 3744.9 | 3107.5615 | 0 | 0 | 0 | 0 | 0 | 0 | 177.828 | 177.828 | 177.828 | 177.828 | 0 | 0 | 0 | 0 | 0 | 3.5 | 3.5 | 3.5 | 0 | 0 | 0 | 0 | 0 | 0 | 0 | 0 | 0 | 0 | 0 | 0 | 0 | 0 |  | 450 | 450 | 450 | 450 | [5 empty] | 73.18% | 95% | 78.83% | 0% | [13 empty] | 0 | 0 | 0 | 0 | 0 | 0 | 0 | 0 | 0 | 0 | 0 | 0 | 0 | Existing & Under Const. Plant
| 15 | Early Power | SouthEast Ghana Group | Oil/Gas | Oil/Gas Combustion | 0 | 0 | 5.9324 | 23.0656 | 23.0656 | 23.0656 | 23.0656 | 23.0656 | 23.0656 | 0 | 0 | 790.9906 | 3075.417 | 3075.4173 | 3075.417 | 3075.417 | 3075.417 | 3075.417 | 0 | 0 | 16 | 16 | 16 | 16 | 16 | 16 | 16 | 0 | 0 | 3.5 | 3.5 | 3.5 | 3.5 | 3.5 | 3.5 | 3.5 | 0 | 0 | 0 | 0 | 0 | 0 | 0 | 0 | 0 |  |  | 377.5 | 377.5 | 377.5 | 377.5 | 377.5 | 377.5 | 377.5 |  |  | 23.92% | 93% | 93% | 93% | 93% | 93% | 93% | [9 empty] | 0 | 0 | 0 | 0 | 0 | 0 | 0 | 0 | 0 | 0 | 0 | 0 | 0 | Existing & Under Const. Plant
| 16 | TT1PP | SouthEast Ghana Group | Oil/Gas | Oil/Gas Combustion | 0 | 0 | 0 | 0 | 0 | 0 | 0 | 0 | 0 | 0 | 0 | 0 | 0 | 0 | 0 | 0 | 0 | 0 | 14.3 | 14.3 | 14.3 | 14.3 | 14.3 | 14.3 | 14.3 | 14.3 | 14.3 | 0 | 0 | 0 | 0 | 0 | 0 | 0 | 0 | 0 | 0 | 0 | 0 | 0 | 0 | 0 | 0 | 0 | 0 | 100 | 100 | 100 | 100 | 100 | 100 | 100 | 100 | 100 | 0% | 0% | 0% | 0% | 0% | 0% | 0% | 0% | 0% | [9 empty] | 0 | 0 | 0 | 0 | 0 | 0 | 0 | 0 | 0 | 0 | 0 | 0 | 0 | Existing & Under Const. Plant
| 17 | KTPP | SouthEast Ghana Group | Oil/Gas | Oil/Gas Combustion | 0.99703 | 0 | 2.1594 | 0 | 0 | 0 | 0 | 0 | 0 | 91.4707 | 0 | 198.1081 | 0 | 0 | 0 | 0 | 0 | 0 | 12.3 | 12.3 | 12.3 | 12.3 | 12.3 | 12.3 | 12.3 | 12.3 | 12.3 | 3.5 | 0 | 3.5 | 0 | 0 | 0 | 0 | 0 | 0 | 0 | 0 | 0 | 0 | 0 | 0 | 0 | 0 | 0 | 200 | 200 | 200 | 200 | 200 | 200 | 200 | 200 | 200 | 5.221% | 0% | 11.31% | 0% | 0% | 0% | 0% | 0% | 0% | [9 empty] | 0 | 0 | 0 | 0 | 0 | 0 | 0 | 0 | 0 | 0 | 0 | 0 | 0 | Existing & Under Const. Plant
| 18 | Trojan 1 | SouthEast Ghana Group | Oil/Gas | Oil/Gas Combustion | 1.6793 | 0 | 0 | 0 | 0 | 0 | 0 | 0 | 0 | 198.9711 | 0 | 0 | 0 | 0 | 0 | 0 | 0 | 0 | 34 | 34 | 34 | 34 | 0 | 0 | 0 | 0 | 0 | 5.5 | 0 | 0 | 0 | 0 | 0 | 0 | 0 | 0 | 0 | 0 | 0 | 0 | 0 | 0 | 0 | 0 | 0 | 24.96 | 24.96 | 24.96 | 24.96 | [5 empty] | 91% | 0% | 0% | 0% | [14 empty] | 0 | 0 | 0 | 0 | 0 | 0 | 0 | 0 | 0 | 0 | 0 | 0 | 0 | Existing & Under Const. Plant
| 19 | MRP | SouthEast Ghana Group | Oil/Gas | Oil/Gas Combustion | 0 | 0 | 0 | 0 | 0 | 0 | 0 | 0 | 0 | 0 | 0 | 0 | 0 | 0 | 0 | 0 | 0 | 0 | 12.5737 | 12.5737 | 12.5737 | 12.5737 | 12.5737 | 12.5737 | 12.5737 | 12.5737 | 12.5737 | 0 | 0 | 0 | 0 | 0 | 0 | 0 | 0 | 0 | 0 | 0 | 0 | 0 | 0 | 0 | 0 | 0 | 0 | 70 | 70 | 70 | 70 | 70 | 70 | 70 | 70 | 70 | 0% | 0% | 0% | 0% | 0% | 0% | 0% | 0% | 0% | [9 empty] | 0 | 0 | 0 | 0 | 0 | 0 | 0 | 0 | 0 | 0 | 0 | 0 | 0 | Existing & Under Const. Plant
| 20 | Safisana | SouthEast Ghana Group | Biogas | Biogas | 0.010052 | 0.010052 | 0.010052 | 0.010052 | 0.010052 | 0.010052 | 0.010052 | 0.010052 | 0.010052 | 0.7446 | 0.7446 | 0.7446 | 0.7446 | 0.7446 | 0.7446 | 0.7446 | 0.7446 | 0.7446 | 35 | 35 | 35 | 35 | 35 | 35 | 35 | 35 | 35 | 4.2 | 4.2 | 4.2 | 4.2 | 4.2 | 4.2 | 4.2 | 4.2 | 4.2 | 0 | 0 | 0 | 0 | 0 | 0 | 0 | 0 | 0 | 0.1 | 0.1 | 0.1 | 0.1 | 0.1 | 0.1 | 0.1 | 0.1 | 0.1 | 85% | 85% | 85% | 85% | 85% | 85% | 85% | 85% | 85% | [9 empty] | 0 | 0 | 0 | 0 | 0 | 0 | 0 | 0 | 0 | 0 | 0 | 0 | 0 | Existing & Under Const. Plant
| 21 | TT2PP | SouthEast Ghana Group | Gas | Gas Combustion Turbine | 0.36289 | 0 | 0 | 0 | 0 | 0 | 0.0037524 | 0 | 0 | 37.3342 | 0 | 0 | 0 | 0 | 0 | 0.38604 | 0 | 0 | 12.1007 | 12.1007 | 12.1007 | 12.1007 | 12.1007 | 12.1007 | 12.1007 | 12.1007 | 12.1007 | 4.5 | 0 | 0 | 0 | 0 | 0 | 4.5 | 0 | 0 | 0 | 0 | 0 | 0 | 0 | 0 | 0 | 0 | 0 | 45 | 45 | 45 | 45 | 45 | 45 | 45 | 45 | 45 | 9.471% | 0% | 0% | 0% | 0% | 0% | 0.09793% | 0% | 0% | [9 empty] | 0 | 0 | 0 | 0 | 0 | 0 | 0 | 0 | 0 | 0 | 0 | 0 | 0 | Existing & Under Const. Plant
| 22 | SAPP 1 | SouthEast Ghana Group | Gas | Gas Combustion Turbine | 3.0668 | 0 | 0 | 0 | 0 | 0.94367 | 1.3927 | 0.04265 | 0.008696 | 328.699 | 0 | 0 | 0 | 0 | 101.1434 | 149.2713 | 4.5712 | 0.93205 | 11.83 | 11.83 | 11.83 | 11.83 | 11.83 | 11.83 | 11.83 | 11.83 | 11.83 | 4.5 | 0 | 0 | 0 | 0 | 4.5 | 4.5 | 4.5 | 4.5 | 0 | 0 | 0 | 0 | 0 | 0 | 0 | 0 | 0 | 180 | 180 | 180 | 180 | 180 | 180 | 180 | 180 | 180 | 20.85% | 0% | 0% | 0% | 0% | 6.414% | 9.467% | 0.2899% | 0.05911% | [9 empty] | 0 | 0 | 0 | 0 | 0 | 0 | 0 | 0 | 0 | 0 | 0 | 0 | 0 | Existing & Under Const. Plant
| 23 | Trojan 3 | SouthEast Ghana Group | Gas | Gas Combustion Turbine | 0 | 0 | 0 | 0 | 0 | 0 | 0 | 0 | 0 | 0 | 0 | 0 | 0 | 0 | 0 | 0 | 0 | 0 | 0 | 34 | 34 | 34 | 0 | 0 | 0 | 0 | 0 | 0 | 0 | 0 | 0 | 0 | 0 | 0 | 0 | 0 | 0 | 0 | 0 | 0 | 0 | 0 | 0 | 0 | 0 | 0 | 49.92 | 49.92 | 49.92 | 0 | 0 | 0 | 0 | 0 | 0% | 0% | 0% | 0% | 0% | 0% | 0% | 0% | 0% | [9 empty] | 0 | 0 | 0 | 0 | 0 | 0 | 0 | 0 | 0 | 0 | 0 | 0 | 0 | Existing & Under Const. Plant
| 24 | Ameri_2016 | SouthWest Ghana Group | Gas | Gas Combustion Turbine | 0 | 0 | 18.427 | 0 | 0 | 0 | 0 | 0 | 0 | 0 | 0 | 1813.32 | 0 | 0 | 0 | 0 | 0 | 0 | 14.54 | 14.54 | 14.54 | 14.54 | 0 | 0 | 0 | 0 | 0 | 0 | 0 | 5 | 0 | 0 | 0 | 0 | 0 | 0 | 0 | 0 | 0 | 0 | 0 | 0 | 0 | 0 | 0 | 230 | 230 | 230 | 230 | 0 | 0 | 0 | 0 | 0 | 0% | 0% | 90% | 0% | 0% | 0% | 0% | 0% | 0% | [9 empty] | 0 | 0 | 0 | 0 | 0 | 0 | 0 | 0 | 0 | 0 | 0 | 0 | 0 | Existing & Under Const. Plant
| 25 | Ameri_2021 | SouthWest Ghana Group | Gas | Gas Combustion Turbine | 0 | 0 | 0 | 0 | 0 | 0 | 0 | 0 | 0 | 0 | 0 | 0 | 0 | 0 | 0 | 0 | 0 | 0 | 0 | 0 | 0 | 0 | 14.54 | 14.54 | 14.54 | 14.54 | 14.54 | 0 | 0 | 0 | 0 | 0 | 0 | 0 | 0 | 0 | 0 | 0 | 0 | 0 | 0 | 0 | 0 | 0 | 0 | 0 | 0 | 0 | 0 | 230 | 230 | 230 | 230 | 230 | 0% | 0% | 0% | 0% | 0% | 0% | 0% | 0% | 0% | [9 empty] | 0 | 0 | 0 | 0 | 0 | 0 | 0 | 0 | 0 | 0 | 0 | 0 | 0 | Existing & Under Const. Plant
| 26 | Bui | Northern Ghana Group | Water | Hydro | 0 | 0 | 0 | 0 | 0 | 0 | 0 | 0 | 0 | 669.5866 | 669.5867 | 669.5862 | 669.5862 | 669.5863 | 669.5858 | 669.5867 | 669.5865 | 669.5863 | 27.74 | 27.74 | 27.74 | 27.74 | 27.74 | 27.74 | 27.74 | 27.74 | 27.74 | 1.63 | 1.63 | 1.63 | 1.63 | 1.63 | 1.63 | 1.63 | 1.63 | 1.63 | 0 | 0 | 0 | 0 | 0 | 0 | 0 | 0 | 0 | 330 | 330 | 330 | 330 | 330 | 330 | 330 | 330 | 330 | 23.16% | 23.16% | 23.16% | 23.16% | 23.16% | 23.16% | 23.16% | 23.16% | 23.16% | [9 empty] | 0 | 0 | 0 | 0 | 0 | 0 | 0 | 0 | 0 | 0 | 0 | 0 | 0 | Existing & Under Const. Plant
| 27 | Akosombo | SouthEast Ghana Group | Water | Hydro | 0 | 0 | 0 | 0 | 0 | 0 | 0 | 0 | 0 | 3681.6894 | 3681.6882 | 4016.3905 | 4016.3903 | 4434.7629 | 4434.7606 | 4434.7625 | 4434.7633 | 4434.7629 | 9.16 | 9.16 | 9.16 | 9.16 | 9.16 | 9.16 | 9.16 | 9.16 | 9.16 | 0.98 | 0.98 | 0.98 | 0.98 | 0.98 | 0.98 | 0.98 | 0.98 | 0.98 | 0 | 0 | 0 | 0 | 0 | 0 | 0 | 0 | 0 | 900 | 900 | 900 | 900 | 900 | 900 | 900 | 900 | 900 | 46.7% | 46.7% | 50.94% | 50.94% | 56.25% | 56.25% | 56.25% | 56.25% | 56.25% | [9 empty] | 0 | 0 | 0 | 0 | 0 | 0 | 0 | 0 | 0 | 0 | 0 | 0 | 0 | Existing & Under Const. Plant
| 28 | Kpong | SouthEast Ghana Group | Water | Hydro | 0 | 0 | 0 | 0 | 0 | 0 | 0 | 0 | 0 | 722.7074 | 722.7073 | 788.4081 | 788.408 | 870.534 | 870.5339 | 870.5339 | 870.5339 | 870.5339 | 9.16 | 9.16 | 9.16 | 9.16 | 9.16 | 9.16 | 9.16 | 9.16 | 9.16 | 0.98 | 0.98 | 0.98 | 0.98 | 0.98 | 0.98 | 0.98 | 0.98 | 0.98 | 0 | 0 | 0 | 0 | 0 | 0 | 0 | 0 | 0 | 140 | 140 | 140 | 140 | 140 | 140 | 140 | 140 | 140 | 58.93% | 58.93% | 64.29% | 64.29% | 70.98% | 70.98% | 70.98% | 70.98% | 70.98% | [9 empty] | 0 | 0 | 0 | 0 | 0 | 0 | 0 | 0 | 0 | 0 | 0 | 0 | 0 | Existing & Under Const. Plant
| 29 | Cote d'Ivoire Dummy | Cote d'Ivoire | Water | Hydro | 0 | 0 | 0 | 0 | 0 | 0 | 0 | 0 | 0 | 814.6799 | 814.6799 | 10 | 814.68 | 814.6802 | 814.68 | 814.6801 | 814.6796 | 814.6801 | 0 | 0 | 0 | 0 | 0 | 0 | 0 | 0 | 0 | 10 | 10 | 10 | 10 | 10 | 10 | 10 | 10 | 10 | 0 | 0 | 0 | 0 | 0 | 0 | 0 | 0 | 0 | 150 | 150 | 150 | 150 | 150 | 150 | 150 | 150 | 150 | 62% | 62% | 0.761% | 62% | 62% | 62% | 62% | 62% | 62% | [9 empty] | 0 | 0 | 0 | 0 | 0 | 0 | 0 | 0 | 0 | 0 | 0 | 0 | 0 | Existing & Under Const. Plant
| 30 | Burkina Dummy | Burkina Group | Water | Hydro | 0 | 0 | 0 | 0 | 0 | 0 | 0 | 0 | 0 | 0.438 | 0.438 | 0.438 | 0.438 | 4.818 | 4.818 | 4.818 | 4.818 | 4.818 | 0 | 0 | 0 | 0 | 0 | 0 | 0 | 0 | 0 | 10 | 10 | 10 | 10 | 10 | 10 | 10 | 10 | 10 | 0 | 0 | 0 | 0 | 0 | 0 | 0 | 0 | 0 | 10 | 10 | 10 | 10 | 110 | 110 | 110 | 110 | 110 | 0.5% | 0.5% | 0.5% | 0.5% | 0.5% | 0.5% | 0.5% | 0.5% | 0.5% | [9 empty] | 0 | 0 | 0 | 0 | 0 | 0 | 0 | 0 | 0 | 0 | 0 | 0 | 0 | Existing & Under Const. Plant
| 31 | VRA Solar_2.5MW | Northern Ghana Group | Sun | Solar PV | 0 | 0 | 0 | 0 | 0 | 0 | 0 | 0 | 0 | 2.7132 | 2.7132 | 2.7132 | 2.7132 | 2.7132 | 2.7132 | 2.7132 | 2.7132 | 2.7132 | 0 | 0 | 0 | 0 | 0 | 0 | 0 | 0 | 0 | 0 | 0 | 0 | 0 | 0 | 0 | 0 | 0 | 0 | 0 | 0 | 0 | 0 | 0 | 0 | 0 | 0 | 0 | 1.8 | 1.8 | 1.8 | 1.8 | 1.8 | 1.8 | 1.8 | 1.8 | 1.8 | 17.21% | 17.21% | 17.21% | 17.21% | 17.21% | 17.21% | 17.21% | 17.21% | 17.21% | [9 empty] | 0 | 0 | 0 | 0 | 0 | 0 | 0 | 0 | 0 | 0 | 0 | 0 | 0 | Existing & Under Const. Plant
| 32 | BXC Solar | SouthEast Ghana Group | Sun | Solar PV | 0 | 0 | 0 | 0 | 0 | 0 | 0 | 0 | 0 | 24.0159 | 24.0159 | 24.0159 | 24.0159 | 24.0159 | 24.0159 | 24.0159 | 24.0159 | 0 | 0 | 0 | 0 | 0 | 0 | 0 | 0 | 0 | 0 | 0 | 0 | 0 | 0 | 0 | 0 | 0 | 0 | 0 | 0 | 0 | 0 | 0 | 0 | 0 | 0 | 0 | 0 | 18 | 18 | 18 | 18 | 18 | 18 | 18 | 18 | 0 | 15.23% | 15.23% | 15.23% | 15.23% | 15.23% | 15.23% | 15.23% | 15.23% | 0% | [9 empty] | 0 | 0 | 0 | 0 | 0 | 0 | 0 | 0 | 0 | 0 | 0 | 0 | 0 | Existing & Under Const. Plant
| 38 | NORT BIOMASS 2018 | Northern Ghana Group | Biomass | Biomass Combustion | 0 | 0 | 0 | 0 | 0 | 6.0313 | 6.0313 | 6.0313 | 6.0313 | 0 | 0 | 0 | 0 | 0 | 446.76 | 446.76 | 446.76 | 446.76 | 0 | 0 | 0 | 0 | 0 | 130 | 130 | 130 | 130 | 0 | 0 | 0 | 0 | 0 | 4.5 | 4.5 | 4.5 | 4.5 | 0 | 0 | 0 | 0 | 0 | 0 | 0 | 0 | 0 | 0 | 0 | 0 | 0 | 0 | 60 | 60 | 60 | 60 | 0% | 0% | 0% | 0% | 0% | 85% | 85% | 85% | 85% | 0 | 0 | 0 | 0 | 0 | 288 | 0 | 0 | 0 | 0 | 0 | 0 | 0 | 0 | 122.1401 | 0 | 0 | 0 | 134.3541 | 134.3541 | 288 | 316.8 | Unplanned Build | Potential Build Biomass Combustion2018
| 43 | SOUT COMBINED CYCLE 2020 | SouthWest Ghana Group | Oil/Gas | Oil/Gas Combined Cycle | 0 | 0 | 0 | 0 | 0 | 2.1712 | 2.1712 | 16.8792 | 70.8467 | 0 | 0 | 0 | 0 | 0 | 299.4711 | 299.4712 | 2328.1715 | 9771.9552 | 0 | 0 | 0 | 0 | 0 | 15 | 15 | 15 | 15 | 0 | 0 | 0 | 0 | 0 | 3.48 | 3.48 | 3.48 | 3.48 | 0 | 0 | 0 | 0 | 0 | 0 | 0 | 0 | 0 | 0 | 0 | 0 | 0 | 0 | 37.9847 | 37.9847 | 295.3027 | 1239.4637 | 0% | 0% | 0% | 0% | 0% | 90% | 90% | 90% | 90% | 0 | 0 | 0 | 0 | 0 | 39.5421 | 0 | 267.868 | 982.8716 | 0 | 0 | 0 | 0 | 0 | 16.7697 | 0 | 52.9963 | 120.7418 | 18.4467 | 76.7426 | 39.5421 | 338.1511 | Unplanned Build | Potential Build Oil/Gas Combined Cycle2020
| 45 | SOUT COMBINED CYCLE 2019 | SouthEast Ghana Group | Oil/Gas | Oil/Gas Combined Cycle | 0 | 0 | 0 | 0 | 0 | 0 | 27.8036 | 76.6775 | 107.0639 | 0 | 0 | 0 | 0 | 0 | 0 | 3834.9784 | 10576.213 | 14767.4328 | 0 | 0 | 0 | 0 | 0 | 0 | 15 | 15 | 15 | 0 | 0 | 0 | 0 | 0 | 0 | 3.48 | 3.48 | 3.48 | 0 | 0 | 0 | 0 | 0 | 0 | 0 | 0 | 0 | 0 | 0 | 0 | 0 | 0 | 0 | 486.425 | 1341.481 | 1873.088 | 0% | 0% | 0% | 0% | 0% | 0% | 90% | 90% | 90% | 0 | 0 | 0 | 0 | 0 | 0 | 506.3684 | 890.1133 | 553.4029 | 0 | 0 | 0 | 0 | 0 | 0 | 161.3446 | 176.1042 | 67.9833 | 0 | 371.1936 | 0 | 1536.1299 | Unplanned Build | Potential Build Oil/Gas Combined Cycle2019
| 51 | NORT HYDRO SMALL 2023 | Northern Ghana Group | Water | Hydro | 0 | 0 | 0 | 0 | 0 | 0 | 0 | 0 | 0 | 0 | 0 | 0 | 0 | 74.46 | 74.46 | 74.46 | 74.46 | 74.46 | 0 | 0 | 0 | 0 | 45 | 45 | 45 | 45 | 45 | 0 | 0 | 0 | 0 | 3 | 3 | 3 | 3 | 3 | 0 | 0 | 0 | 0 | 0 | 0 | 0 | 0 | 0 | 0 | 0 | 0 | 0 | 20 | 20 | 20 | 20 | 20 | 0% | 0% | 0% | 0% | 42.5% | 42.5% | 42.5% | 42.5% | 42.5% | 0 | 0 | 0 | 0 | 144 | 0 | 0 | 0 | 0 | 0 | 0 | 0 | 0 | 81.2842 | 0 | 0 | 0 | 0 | 89.4127 | 89.4127 | 144 | 158.4 | Unplanned Build | Potential Build Hydro Small2023NORT
| 53 | SOUT HYDRO SMALL 2023 | SouthWest Ghana Group | Water | Hydro | 0 | 0 | 0 | 0 | 0 | 0 | 0 | 0 | 0 | 0 | 0 | 0 | 0 | 223.38 | 223.38 | 223.38 | 223.38 | 223.38 | 0 | 0 | 0 | 0 | 45 | 45 | 45 | 45 | 45 | 0 | 0 | 0 | 0 | 3 | 3 | 3 | 3 | 3 | 0 | 0 | 0 | 0 | 0 | 0 | 0 | 0 | 0 | 0 | 0 | 0 | 0 | 60 | 60 | 60 | 60 | 60 | 0% | 0% | 0% | 0% | 42.5% | 42.5% | 42.5% | 42.5% | 42.5% | 0 | 0 | 0 | 0 | 360 | 0 | 0 | 0 | 0 | 0 | 0 | 0 | 0 | 203.2106 | 0 | 0 | 0 | 0 | 223.5317 | 223.5317 | 360 | 396 | Unplanned Build | Potential Build Hydro Small2023SOUT
| 54 | ASHA INTERRUPTIBLE 2016 | Ashanti Group | Interruptible | Interruptible | 0 | 0 | 0 | 0 | 0 | 0 | 0 | 0 | 0 | 0 | 0 | 0 | 0 | 0 | 0 | 0 | 0 | 0 | 0 | 0 | 0 | 0 | 0 | 0 | 0 | 0 | 0 | 0 | 0 | 0 | 0 | 0 | 0 | 0 | 0 | 0 | 0 | 0 | 0 | 0 | 0 | 0 | 0 | 0 | 0 | 129.301 | 217.102 | 0 | 0 | 0 | 0 | 0 | 0 | 0 | 0% | 0% | 0% | 0% | 0% | 0% | 0% | 0% | 0% | [9 empty] | 0 | 0 | 0 | 0 | 0 | 0 | 0 | 0 | 0 | 0 | 0 | 0 | 0 | Unplanned Build | Potential Build Interruptible2016
| 65 | ASHA SOLAR PV 2035 | Ashanti Group | Sun | Solar PV | 0 | 0 | 0 | 0 | 0 | 0 | 0 | 0 | 0 | 0 | 0 | 0 | 0 | 0 | 0 | 0 | 25.3501 | 139.4256 | 0 | 0 | 0 | 0 | 0 | 0 | 0 | 25 | 25 | 0 | 0 | 0 | 0 | 0 | 0 | 0 | 0 | 0 | 0 | 0 | 0 | 0 | 0 | 0 | 0 | 0 | 0 | 0 | 0 | 0 | 0 | 0 | 0 | 0 | 20 | 110 | 0% | 0% | 0% | 0% | 0% | 0% | 0% | 14.47% | 14.47% | 0 | 0 | 0 | 0 | 0 | 0 | 0 | 28.9894 | 130.4521 | 0 | 0 | 0 | 0 | 0 | 0 | 0 | 5.7354 | 16.0255 | 0 | 6.3089 | 0 | 31.8883 | Unplanned Build | Potential Build Solar PV2035
| 68 | SOUT SOLAR PV 2035 | SouthWest Ghana Group | Sun | Solar PV | 0 | 0 | 0 | 0 | 0 | 0 | 0 | 0 | 0 | 0 | 0 | 0 | 0 | 0 | 0 | 0 | 25.3501 | 114.0755 | 0 | 0 | 0 | 0 | 0 | 0 | 0 | 25 | 25 | 0 | 0 | 0 | 0 | 0 | 0 | 0 | 0 | 0 | 0 | 0 | 0 | 0 | 0 | 0 | 0 | 0 | 0 | 0 | 0 | 0 | 0 | 0 | 0 | 0 | 20 | 90 | 0% | 0% | 0% | 0% | 0% | 0% | 0% | 14.47% | 14.47% | 0 | 0 | 0 | 0 | 0 | 0 | 0 | 28.9894 | 101.4628 | 0 | 0 | 0 | 0 | 0 | 0 | 0 | 5.7354 | 12.4643 | 0 | 6.3089 | 0 | 31.8883 | Unplanned Build | Potential Build Solar PV2035
| 69 | NORT SOLAR PV 2018 | Northern Ghana Group | Sun | Solar PV | 0 | 0 | 0 | 0 | 0 | 0 | 0 | 0 | 0 | 0 | 0 | 67.5263 | 67.5263 | 67.5263 | 67.5263 | 67.5263 | 67.5263 | 67.5263 | 0 | 0 | 24.8 | 24.8 | 24.8 | 24.8 | 24.8 | 24.8 | 24.8 | 0 | 0 | 0 | 0 | 0 | 0 | 0 | 0 | 0 | 0 | 0 | 0 | 0 | 0 | 0 | 0 | 0 | 0 | 0 | 0 | 47.1565 | 47.1565 | 47.1565 | 47.1565 | 47.1565 | 47.1565 | 47.1565 | 0% | 0% | 16.35% | 16.35% | 16.35% | 16.35% | 16.35% | 16.35% | 16.35% | 0 | 0 | 58.6155 | 0 | 0 | 0 | 0 | 0 | 0 | 0 | 0 | 44.0387 | 0 | 0 | 0 | 0 | 0 | 0 | 48.4426 | 48.4426 | 58.6155 | 64.4771 | Unplanned Build | Potential Build Solar PV2018
| 71 | NORT SOLAR PV 2023 | Northern Ghana Group | Sun | Solar PV | 0 | 0 | 0 | 0 | 0 | 0 | 0 | 0 | 0 | 0 | 0 | 0 | 0 | 143.1961 | 286.3922 | 286.3922 | 286.3922 | 286.3922 | 0 | 0 | 0 | 0 | 24.8 | 24.8 | 24.8 | 24.8 | 24.8 | 0 | 0 | 0 | 0 | 0 | 0 | 0 | 0 | 0 | 0 | 0 | 0 | 0 | 0 | 0 | 0 | 0 | 0 | 0 | 0 | 0 | 0 | 100 | 200 | 200 | 200 | 200 | 0% | 0% | 0% | 0% | 16.35% | 16.35% | 16.35% | 16.35% | 16.35% | 0 | 0 | 0 | 0 | 116.62 | 116.62 | 0 | 0 | 0 | 0 | 0 | 0 | 0 | 65.829 | 49.4583 | 0 | 0 | 0 | 126.816 | 126.816 | 233.24 | 256.564 | Unplanned Build | Potential Build Solar PV2023
| 72 | NORT SOLAR PV 2026 | Northern Ghana Group | Sun | Solar PV | 0 | 0 | 0 | 0 | 0 | 0 | 0 | 0 | 0 | 0 | 0 | 0 | 0 | 0 | 143.1961 | 429.5883 | 429.5883 | 429.5883 | 0 | 0 | 0 | 0 | 0 | 24.8 | 24.8 | 24.8 | 24.8 | 0 | 0 | 0 | 0 | 0 | 0 | 0 | 0 | 0 | 0 | 0 | 0 | 0 | 0 | 0 | 0 | 0 | 0 | 0 | 0 | 0 | 0 | 0 | 100 | 300 | 300 | 300 | 0% | 0% | 0% | 0% | 0% | 16.35% | 16.35% | 16.35% | 16.35% | 0 | 0 | 0 | 0 | 0 | 102.0031 | 204.0063 | 0 | 0 | 0 | 0 | 0 | 0 | 0 | 43.2593 | 65.0027 | 0 | 0 | 47.5852 | 119.0882 | 102.0031 | 336.6104 | Unplanned Build | Potential Build Solar PV2026
| 73 | NORT SOLAR PV 2030 | Northern Ghana Group | Sun | Solar PV | 0 | 0 | 0 | 0 | 0 | 0 | 0 | 0 | 0 | 0 | 0 | 0 | 0 | 0 | 0 | 71.598 | 357.9902 | 357.9902 | 0 | 0 | 0 | 0 | 0 | 0 | 24.8 | 24.8 | 24.8 | 0 | 0 | 0 | 0 | 0 | 0 | 0 | 0 | 0 | 0 | 0 | 0 | 0 | 0 | 0 | 0 | 0 | 0 | 0 | 0 | 0 | 0 | 0 | 0 | 50 | 250 | 250 | 0% | 0% | 0% | 0% | 0% | 0% | 16.35% | 16.35% | 16.35% | 0 | 0 | 0 | 0 | 0 | 0 | 47.1836 | 188.7343 | 0 | 0 | 0 | 0 | 0 | 0 | 0 | 15.0341 | 37.3401 | 0 | 0 | 57.6116 | 0 | 259.5097 | Unplanned Build | Potential Build Solar PV2030
| 74 | NORT SOLAR PV 2035 | Northern Ghana Group | Sun | Solar PV | 0 | 0 | 0 | 0 | 0 | 0 | 0 | 0 | 0 | 0 | 0 | 0 | 0 | 0 | 0 | 0 | 143.1961 | 859.1766 | 0 | 0 | 0 | 0 | 0 | 0 | 0 | 24.8 | 24.8 | 0 | 0 | 0 | 0 | 0 | 0 | 0 | 0 | 0 | 0 | 0 | 0 | 0 | 0 | 0 | 0 | 0 | 0 | 0 | 0 | 0 | 0 | 0 | 0 | 0 | 100 | 600 | 0% | 0% | 0% | 0% | 0% | 0% | 0% | 16.35% | 16.35% | 0 | 0 | 0 | 0 | 0 | 0 | 0 | 144.9468 | 724.734 | 0 | 0 | 0 | 0 | 0 | 0 | 0 | 28.677 | 89.0307 | 0 | 31.5446 | 0 | 159.4415 | Unplanned Build | Potential Build Solar PV2035
| 78 | SOUT SOLAR PV 2035 | SouthEast Ghana Group | Sun | Solar PV | 0 | 0 | 0 | 0 | 0 | 0 | 0 | 0 | 0 | 0 | 0 | 0 | 0 | 0 | 0 | 0 | 126.7505 | 570.3773 | 0 | 0 | 0 | 0 | 0 | 0 | 0 | 25 | 25 | 0 | 0 | 0 | 0 | 0 | 0 | 0 | 0 | 0 | 0 | 0 | 0 | 0 | 0 | 0 | 0 | 0 | 0 | 0 | 0 | 0 | 0 | 0 | 0 | 0 | 100 | 450 | 0% | 0% | 0% | 0% | 0% | 0% | 0% | 14.47% | 14.47% | 0 | 0 | 0 | 0 | 0 | 0 | 0 | 144.9468 | 507.3138 | 0 | 0 | 0 | 0 | 0 | 0 | 0 | 28.677 | 62.3215 | 0 | 31.5446 | 0 | 159.4415 | Unplanned Build | Potential Build Solar PV2035
| 82 | SOUT SOLAR PV 2035 | SouthWest Ghana Group | Sun | Solar PV | 0 | 0 | 0 | 0 | 0 | 0 | 0 | 0 | 0 | 0 | 0 | 0 | 0 | 0 | 0 | 0 | 25.3501 | 304.2012 | 0 | 0 | 0 | 0 | 0 | 0 | 0 | 25 | 25 | 0 | 0 | 0 | 0 | 0 | 0 | 0 | 0 | 0 | 0 | 0 | 0 | 0 | 0 | 0 | 0 | 0 | 0 | 0 | 0 | 0 | 0 | 0 | 0 | 0 | 20 | 240 | 0% | 0% | 0% | 0% | 0% | 0% | 0% | 14.47% | 14.47% | 0 | 0 | 0 | 0 | 0 | 0 | 0 | 28.9894 | 318.883 | 0 | 0 | 0 | 0 | 0 | 0 | 0 | 5.7354 | 39.1735 | 0 | 6.3089 | 0 | 31.8883 | Unplanned Build | Potential Build Solar PV2035
| 85 | SOUT SOLAR PV 2035 | SouthEast Ghana Group | Sun | Solar PV | 0 | 0 | 0 | 0 | 0 | 0 | 0 | 0 | 0 | 0 | 0 | 0 | 0 | 0 | 0 | 0 | 25.3501 | 76.0503 | 0 | 0 | 0 | 0 | 0 | 0 | 0 | 25 | 25 | 0 | 0 | 0 | 0 | 0 | 0 | 0 | 0 | 0 | 0 | 0 | 0 | 0 | 0 | 0 | 0 | 0 | 0 | 0 | 0 | 0 | 0 | 0 | 0 | 0 | 20 | 60 | 0% | 0% | 0% | 0% | 0% | 0% | 0% | 14.47% | 14.47% | 0 | 0 | 0 | 0 | 0 | 0 | 0 | 28.9894 | 57.9787 | 0 | 0 | 0 | 0 | 0 | 0 | 0 | 5.7354 | 7.1225 | 0 | 6.3089 | 0 | 31.8883 | Unplanned Build | Potential Build Solar PV2035
| 104 | SOUT WIND TURBINE 2020 | SouthEast Ghana Group | Wind | Wind | 0 | 0 | 0 | 0 | 0 | 0 | 0 | 0 | 0 | 0 | 0 | 0 | 164.5 | 339.6525 | 689.9575 | 689.9575 | 689.9575 | 689.9575 | 0 | 0 | 0 | 46.71 | 46.71 | 46.71 | 46.71 | 46.71 | 46.71 | 0 | 0 | 0 | 0 | 0 | 0 | 0 | 0 | 0 | 0 | 0 | 0 | 0 | 0 | 0 | 0 | 0 | 0 | 0 | 0 | 0 | 70.4386 | 145.4386 | 295.4386 | 295.4386 | 295.4386 | 295.4386 | 0% | 0% | 0% | 26.66% | 26.66% | 26.66% | 26.66% | 26.66% | 26.66% | 0 | 0 | 0 | 122.8106 | 130.7634 | 261.5268 | 0 | 0 | 0 | 0 | 0 | 0 | 83.8813 | 73.8125 | 110.9129 | 0 | 0 | 0 | 295.4674 | 295.4674 | 515.1008 | 566.6109 | Unplanned Build | Potential Build Wind2020
| 105 | SOUT WIND TURBINE 2026 | SouthEast Ghana Group | Wind | Wind | 0 | 0 | 0 | 0 | 0 | 0 | 0 | 0 | 0 | 0 | 0 | 0 | 0 | 0 | 350.305 | 817.3784 | 1050.9151 | 1050.9151 | 0 | 0 | 0 | 0 | 0 | 46.71 | 46.71 | 46.71 | 46.71 | 0 | 0 | 0 | 0 | 0 | 0 | 0 | 0 | 0 | 0 | 0 | 0 | 0 | 0 | 0 | 0 | 0 | 0 | 0 | 0 | 0 | 0 | 0 | 150 | 350 | 450 | 450 | 0% | 0% | 0% | 0% | 0% | 26.66% | 26.66% | 26.66% | 26.66% | 0 | 0 | 0 | 0 | 0 | 162.8452 | 217.127 | 108.5635 | 0 | 0 | 0 | 0 | 0 | 0 | 69.0623 | 69.1834 | 21.4787 | 0 | 75.9685 | 175.6968 | 162.8452 | 537.3893 | Unplanned Build | Potential Build Wind2026
| 106 | SOUT WIND TURBINE 2035 | SouthEast Ghana Group | Wind | Wind | 0 | 0 | 0 | 0 | 0 | 0 | 0 | 0 | 0 | 0 | 0 | 0 | 0 | 0 | 0 | 0 | 467.0734 | 467.0734 | 0 | 0 | 0 | 0 | 0 | 0 | 0 | 47 | 47 | 0 | 0 | 0 | 0 | 0 | 0 | 0 | 0 | 0 | 0 | 0 | 0 | 0 | 0 | 0 | 0 | 0 | 0 | 0 | 0 | 0 | 0 | 0 | 0 | 0 | 200 | 200 | 0% | 0% | 0% | 0% | 0% | 0% | 0% | 26.66% | 26.66% | 0 | 0 | 0 | 0 | 0 | 0 | 0 | 302.9574 | 0 | 0 | 0 | 0 | 0 | 0 | 0 | 0 | 59.9385 | 0 | 0 | 65.9324 | 0 | 333.2532 | Unplanned Build | Potential Build Wind2035
[6 empty] | 0 | 0 | 0 | 0 | 0 | 0 | 0 |  |  | 0 | 0 | 0 | 0 | 0 | 0 | 0 |  |  | 0 | 0 | 0 | 0 | 0 | 0 | 0 |  |  | 0 | 0 | 0 | 0 | 0 | 0 | 0 |  |  | 0 | 0 | 0 | 0 | 0 | 0 | 0 |  |  | 0 | 0 | 0 | 0 | 0 | 0 | 0 |  |  | 0 | 0 | 0 | 0 | 0 | 0 | 0 |  |  | #VALUE! | #VALUE! | #VALUE! | #VALUE! | #VALUE! | #VALUE! | #VALUE! |  |  | #VALUE! | #VALUE! | #VALUE! | #VALUE! | #VALUE! | #VALUE! | #VALUE!

## LowRECapCost
Back to Contents | [77 empty] | 90.91% | 82.64% | 75.13% | 68.3% | 56.45% | 42.41% | 31.86% | 19.78% | 12.28% | Cap Cost NPV |  | Cap Cost -- no NPV
|  | Plant Name |  |  |  | FUEL CONSUMPTION | [8 empty] | GENERATION | [8 empty] | FOM (USD/kW-yr | [8 empty] | VOM (USD/MWh) | [8 empty] | Fuel Cost (USD/MWh) | [8 empty] | Available Capacity | [8 empty] | Capacity Factors | [8 empty] | Total Capital Cost | [8 empty] | Total Capital Cost (NPV) | [8 empty] | 683.6993 | 1345.2175 | 1219.9814 | 4147.6803 | Unplanned? | Plant Name
| UnitID |  | Model Region | Fuel Type | Capacity Type | 2017 | 2018 | 2019 | 2020 | 2023 | 2026 | 2030 | 2035 | 2040 | 2017 | 2018 | 2019 | 2020 | 2023 | 2026 | 2030 | 2035 | 2040 | 2017 | 2018 | 2019 | 2020 | 2023 | 2026 | 2030 | 2035 | 2040 | 2017 | 2018 | 2019 | 2020 | 2023 | 2026 | 2030 | 2035 | 2040 | 2017 | 2018 | 2019 | 2020 | 2023 | 2026 | 2030 | 2035 | 2040 | 2017 | 2018 | 2019 | 2020 | 2023 | 2026 | 2030 | 2035 | 2040 | 2017 | 2018 | 2019 | 2020 | 2023 | 2026 | 2030 | 2035 | 2040 | 2017 | 2018 | 2019 | 2020 | 2023 | 2026 | 2030 | 2035 | 2040 | 2017 | 2018 | 2019 | 2020 | 2023 | 2026 | 2030 | 2035 | 2040 | 10-year | 20-year | 10-year | 20-year
| 1 | CENIT | SouthEast Ghana Group | Oil | Oil Combustion | 0 | 0 | 0 | 0 | 0 | 0 | 0 | 0 | 0 | 0 | 0 | 0 | 0 | 0 | 0 | 0 | 0 | 0 | 11.83 | 11.83 | 11.83 | 11.83 | 11.83 | 11.83 | 11.83 | 0 | 0 | 0 | 0 | 0 | 0 | 0 | 0 | 0 | 0 | 0 | 0 | 0 | 0 | 0 | 0 | 0 | 0 | 0 | 0 | 100 | 100 | 100 | 100 | 100 | 100 | 100 |  |  | 0% | 0% | 0% | 0% | 0% | 0% | 0% | [11 empty] | 0 | 0 | 0 | 0 | 0 | 0 | 0 | 0 | 0 | 0 | 0 | 0 | 0 | Existing & Under Const. Plant
| 2 | Trojan 2B | SouthEast Ghana Group | Oil | Oil Combustion | 1.0933 | 0 | 0 | 0 | 0 | 0 | 0 | 0 | 0 | 129.5385 | 0 | 0 | 0 | 0 | 0 | 0 | 0 | 0 | 34 | 34 | 34 | 34 | 0 | 0 | 0 | 0 | 0 | 5.5 | 0 | 0 | 0 | 0 | 0 | 0 | 0 | 0 | 0 | 0 | 0 | 0 | 0 | 0 | 0 | 0 | 0 | 16.25 | 16.25 | 16.25 | 16.25 | [5 empty] | 91% | 0% | 0% | 0% | [14 empty] | 0 | 0 | 0 | 0 | 0 | 0 | 0 | 0 | 0 | 0 | 0 | 0 | 0 | Existing & Under Const. Plant
| 3 | Trojan 2A | Ashanti Group | Oil | Oil Combustion | 0.26958 | 0 | 0 | 0 | 0 | 0 | 0 | 0 | 0 | 31.941 | 0 | 0 | 0 | 0 | 0 | 0 | 0 | 0 | 34 | 34 | 34 | 34 | 0 | 0 | 0 | 0 | 0 | 5.5 | 0 | 0 | 0 | 0 | 0 | 0 | 0 | 0 | 0 | 0 | 0 | 0 | 0 | 0 | 0 | 0 | 0 | 16.25 | 16.25 | 16.25 | 16.25 | [5 empty] | 22.44% | 0% | 0% | 0% | [14 empty] | 0 | 0 | 0 | 0 | 0 | 0 | 0 | 0 | 0 | 0 | 0 | 0 | 0 | Existing & Under Const. Plant
| 4 | GP Tarkwa Plant | SouthWest Ghana Group | Oil | Oil Combustion | 0 | 0 | 0 | 0 | 0 | 0 | 0 | 0 | 0 | 0 | 0 | 0 | 0 | 0 | 0 | 0 | 0 | 0 | 17.5 | 17.5 | 17.5 | 17.5 | 17.5 | 17.5 | 17.5 | 17.5 | 17.5 | 0 | 0 | 0 | 0 | 0 | 0 | 0 | 0 | 0 | 0 | 0 | 0 | 0 | 0 | 0 | 0 | 0 | 0 | 33 | 33 | 33 | 33 | 33 | 33 | 33 | 33 | 33 | 0% | 0% | 0% | 0% | 0% | 0% | 0% | 0% | 0% | [9 empty] | 0 | 0 | 0 | 0 | 0 | 0 | 0 | 0 | 0 | 0 | 0 | 0 | 0 | Existing & Under Const. Plant
| 5 | GP Chirano Plant | SouthWest Ghana Group | Oil | Oil Combustion | 0 | 0 | 0 | 0 | 0 | 0 | 0 | 0 | 0 | 0 | 0 | 0 | 0 | 0 | 0 | 0 | 0 | 0 | 17.5 | 17.5 | 17.5 | 17.5 | 17.5 | 17.5 | 17.5 | 17.5 | 17.5 | 0 | 0 | 0 | 0 | 0 | 0 | 0 | 0 | 0 | 0 | 0 | 0 | 0 | 0 | 0 | 0 | 0 | 0 | 30 | 30 | 30 | 30 | 30 | 30 | 30 | 30 | 30 | 0% | 0% | 0% | 0% | 0% | 0% | 0% | 0% | 0% | [9 empty] | 0 | 0 | 0 | 0 | 0 | 0 | 0 | 0 | 0 | 0 | 0 | 0 | 0 | Existing & Under Const. Plant
| 6 | GP Darmang Plant | SouthWest Ghana Group | Oil | Oil Combustion | 0 | 0 | 0 | 0 | 0 | 0 | 0 | 0 | 0 | 0 | 0 | 0 | 0 | 0 | 0 | 0 | 0 | 0 | 17.5 | 17.5 | 17.5 | 17.5 | 17.5 | 17.5 | 17.5 | 17.5 | 17.5 | 0 | 0 | 0 | 0 | 0 | 0 | 0 | 0 | 0 | 0 | 0 | 0 | 0 | 0 | 0 | 0 | 0 | 0 | 25.5 | 25.5 | 25.5 | 25.5 | 25.5 | 25.5 | 25.5 | 25.5 | 25.5 | 0% | 0% | 0% | 0% | 0% | 0% | 0% | 0% | 0% | [9 empty] | 0 | 0 | 0 | 0 | 0 | 0 | 0 | 0 | 0 | 0 | 0 | 0 | 0 | Existing & Under Const. Plant
| 7 | SAPP 2 | SouthEast Ghana Group | Oil/Gas | Oil/Gas Combined Cycle | 10.2079 | 22.9737 | 15.6525 | 7.7484 | 23.5117 | 23.5117 | 23.5117 | 23.5117 | 22.7383 | 1308.7033 | 2945.3495 | 2006.729 | 993.3855 | 3014.316 | 3014.3163 | 3014.316 | 3014.316 | 2915.1686 | 16 | 16 | 16 | 16 | 16 | 16 | 16 | 16 | 16 | 3.5 | 3.5 | 3.5 | 3.5 | 3.5 | 3.5 | 3.5 | 3.5 | 3.5 | 0 | 0 | 0 | 0 | 0 | 0 | 0 | 0 | 0 | 370 | 370 | 370 | 370 | 370 | 370 | 370 | 370 | 370 | 40.38% | 90.87% | 61.91% | 30.65% | 93% | 93% | 93% | 93% | 89.94% | [9 empty] | 0 | 0 | 0 | 0 | 0 | 0 | 0 | 0 | 0 | 0 | 0 | 0 | 0 | Existing & Under Const. Plant
| 8 | Cenpower | SouthEast Ghana Group | Oil/Gas | Oil/Gas Combined Cycle | 0 | 0.071594 | 2.9876 | 0 | 21.6884 | 21.6884 | 21.6884 | 21.5448 | 15.356 | 0 | 9.1436 | 381.5618 | 0 | 2769.9117 | 2769.912 | 2769.912 | 2751.5714 | 1961.1704 | 0 | 16 | 16 | 16 | 16 | 16 | 16 | 16 | 16 | 0 | 3.5 | 3.5 | 0 | 3.5 | 3.5 | 3.5 | 3.5 | 3.5 | 0 | 0 | 0 | 0 | 0 | 0 | 0 | 0 | 0 |  | 340 | 340 | 340 | 340 | 340 | 340 | 340 | 340 |  | 0.307% | 12.81% | 0% | 93% | 93% | 93% | 92.38% | 65.85% | [9 empty] | 0 | 0 | 0 | 0 | 0 | 0 | 0 | 0 | 0 | 0 | 0 | 0 | 0 | Existing & Under Const. Plant
| 9 | KarpowerShip 1 | SouthEast Ghana Group | Oil/Gas | Oil/Gas Combined Cycle | 12.3506 | 0 | 0 | 0 | 0 | 0 | 0 | 0 | 0 | 1616.5656 | 0 | 0 | 0 | 0 | 0 | 0 | 0 | 0 | 177.828 | 0 | 0 | 0 | 0 | 0 | 0 | 0 | 0 | 3.5 | 0 | 0 | 0 | 0 | 0 | 0 | 0 | 0 | 0 | 0 | 0 | 0 | 0 | 0 | 0 | 0 | 0 | 247 | [8 empty] | 74.71% | [17 empty] | 0 | 0 | 0 | 0 | 0 | 0 | 0 | 0 | 0 | 0 | 0 | 0 | 0 | Existing & Under Const. Plant
| 10 | AKSA | SouthEast Ghana Group | Oil/Gas | Oil/Gas Combined Cycle | 10.1595 | 0 | 5.1623 | 0 | 13.6407 | 22.085 | 20.0529 | 2.0896 | 2.6991 | 1195.236 | 0 | 607.3252 | 0 | 1604.7844 | 2598.2332 | 2359.1621 | 245.8348 | 317.5425 | 16 | 16 | 16 | 16 | 16 | 16 | 16 | 16 | 16 | 3.5 | 0 | 3.5 | 0 | 3.5 | 3.5 | 3.5 | 3.5 | 3.5 | 0 | 0 | 0 | 0 | 0 | 0 | 0 | 0 | 0 | 250 | 375 | 375 | 375 | 375 | 375 | 375 | 375 | 375 | 54.58% | 0% | 18.49% | 0% | 48.85% | 79.09% | 71.82% | 7.484% | 9.666% | [9 empty] | 0 | 0 | 0 | 0 | 0 | 0 | 0 | 0 | 0 | 0 | 0 | 0 | 0 | Existing & Under Const. Plant
| 11 | TAPCO (T1) | SouthWest Ghana Group | Oil/Gas | Oil/Gas Combined Cycle | 11.645 | 17.1872 | 0 | 17.1872 | 17.1872 | 17.1872 | 17.1872 | 14.4517 | 0.43842 | 1496.2082 | 2208.3 | 0 | 2208.3 | 2208.3 | 2208.3 | 2208.2994 | 1856.8229 | 56.3302 | 18.7 | 18.7 | 18.7 | 18.7 | 18.7 | 18.7 | 18.7 | 18.7 | 18.7 | 5 | 5 | 0 | 5 | 5 | 5 | 5 | 5 | 5 | 0 | 0 | 0 | 0 | 0 | 0 | 0 | 0 | 0 | 305 | 305 | 305 | 305 | 305 | 305 | 305 | 305 | 305 | 56% | 82.65% | 0% | 82.65% | 82.65% | 82.65% | 82.65% | 69.5% | 2.108% | [9 empty] | 0 | 0 | 0 | 0 | 0 | 0 | 0 | 0 | 0 | 0 | 0 | 0 | 0 | Existing & Under Const. Plant
| 12 | TICO (T2) | SouthWest Ghana Group | Oil/Gas | Oil/Gas Combined Cycle | 17.7346 | 17.7346 | 9.5854 | 17.7346 | 17.7346 | 17.7346 | 17.7346 | 17.7346 | 5.7879 | 2382.7204 | 2382.72 | 1287.8385 | 2382.72 | 2382.72 | 2382.72 | 2382.72 | 2382.72 | 777.6251 | 30.94 | 30.94 | 30.94 | 30.94 | 30.94 | 30.94 | 30.94 | 30.94 | 30.94 | 4.9 | 4.9 | 4.9 | 4.9 | 4.9 | 4.9 | 4.9 | 4.9 | 4.9 | 0 | 0 | 0 | 0 | 0 | 0 | 0 | 0 | 0 | 320 | 320 | 320 | 320 | 320 | 320 | 320 | 320 | 320 | 85% | 85% | 45.94% | 85% | 85% | 85% | 85% | 85% | 27.74% | [9 empty] | 0 | 0 | 0 | 0 | 0 | 0 | 0 | 0 | 0 | 0 | 0 | 0 | 0 | Existing & Under Const. Plant
| 13 | Amandi | SouthWest Ghana Group | Oil/Gas | Oil/Gas Combined Cycle | 0 | 0 | 8.0946 | 4.0735 | 12.0103 | 12.0103 | 12.0103 | 5.3225 | 0.090396 | 0 | 0 | 987.1488 | 496.768 | 1464.672 | 1464.672 | 1464.672 | 649.0856 | 11.0239 | 0 | 0 | 30.94 | 30.94 | 30.94 | 30.94 | 30.94 | 30.94 | 30.94 | 0 | 0 | 4.9 | 4.9 | 4.9 | 4.9 | 4.9 | 4.9 | 4.9 | 0 | 0 | 0 | 0 | 0 | 0 | 0 | 0 | 0 |  |  | 190 | 190 | 190 | 190 | 190 | 190 | 190 |  |  | 59.31% | 29.85% | 88% | 88% | 88% | 39% | 0.6623% | [9 empty] | 0 | 0 | 0 | 0 | 0 | 0 | 0 | 0 | 0 | 0 | 0 | 0 | 0 | Existing & Under Const. Plant
| 14 | KarpowerShip 2 | SouthWest Ghana Group | Oil/Gas | Oil/Gas Combined Cycle | 0 | 24.5592 | 31.8841 | 26.4578 | 0 | 0 | 0 | 0 | 0 | 0 | 2884.5631 | 3744.9 | 3107.5615 | 0 | 0 | 0 | 0 | 0 | 0 | 177.828 | 177.828 | 177.828 | 177.828 | 0 | 0 | 0 | 0 | 0 | 3.5 | 3.5 | 3.5 | 0 | 0 | 0 | 0 | 0 | 0 | 0 | 0 | 0 | 0 | 0 | 0 | 0 | 0 |  | 450 | 450 | 450 | 450 | [5 empty] | 73.18% | 95% | 78.83% | 0% | [13 empty] | 0 | 0 | 0 | 0 | 0 | 0 | 0 | 0 | 0 | 0 | 0 | 0 | 0 | Existing & Under Const. Plant
| 15 | Early Power | SouthEast Ghana Group | Oil/Gas | Oil/Gas Combustion | 0 | 0 | 5.9324 | 23.0656 | 23.0656 | 23.0656 | 23.0656 | 23.0656 | 23.0656 | 0 | 0 | 790.9906 | 3075.417 | 3075.4173 | 3075.417 | 3075.417 | 3075.417 | 3075.417 | 0 | 0 | 16 | 16 | 16 | 16 | 16 | 16 | 16 | 0 | 0 | 3.5 | 3.5 | 3.5 | 3.5 | 3.5 | 3.5 | 3.5 | 0 | 0 | 0 | 0 | 0 | 0 | 0 | 0 | 0 |  |  | 377.5 | 377.5 | 377.5 | 377.5 | 377.5 | 377.5 | 377.5 |  |  | 23.92% | 93% | 93% | 93% | 93% | 93% | 93% | [9 empty] | 0 | 0 | 0 | 0 | 0 | 0 | 0 | 0 | 0 | 0 | 0 | 0 | 0 | Existing & Under Const. Plant
| 16 | TT1PP | SouthEast Ghana Group | Oil/Gas | Oil/Gas Combustion | 0 | 0 | 0 | 0 | 0 | 0 | 0 | 0 | 0 | 0 | 0 | 0 | 0 | 0 | 0 | 0 | 0 | 0 | 14.3 | 14.3 | 14.3 | 14.3 | 14.3 | 14.3 | 14.3 | 14.3 | 14.3 | 0 | 0 | 0 | 0 | 0 | 0 | 0 | 0 | 0 | 0 | 0 | 0 | 0 | 0 | 0 | 0 | 0 | 0 | 100 | 100 | 100 | 100 | 100 | 100 | 100 | 100 | 100 | 0% | 0% | 0% | 0% | 0% | 0% | 0% | 0% | 0% | [9 empty] | 0 | 0 | 0 | 0 | 0 | 0 | 0 | 0 | 0 | 0 | 0 | 0 | 0 | Existing & Under Const. Plant
| 17 | KTPP | SouthEast Ghana Group | Oil/Gas | Oil/Gas Combustion | 0.99703 | 0 | 2.1594 | 0 | 0 | 0 | 0 | 0 | 0 | 91.4707 | 0 | 198.1081 | 0 | 0 | 0 | 0 | 0 | 0 | 12.3 | 12.3 | 12.3 | 12.3 | 12.3 | 12.3 | 12.3 | 12.3 | 12.3 | 3.5 | 0 | 3.5 | 0 | 0 | 0 | 0 | 0 | 0 | 0 | 0 | 0 | 0 | 0 | 0 | 0 | 0 | 0 | 200 | 200 | 200 | 200 | 200 | 200 | 200 | 200 | 200 | 5.221% | 0% | 11.31% | 0% | 0% | 0% | 0% | 0% | 0% | [9 empty] | 0 | 0 | 0 | 0 | 0 | 0 | 0 | 0 | 0 | 0 | 0 | 0 | 0 | Existing & Under Const. Plant
| 18 | Trojan 1 | SouthEast Ghana Group | Oil/Gas | Oil/Gas Combustion | 1.6793 | 0 | 0 | 0 | 0 | 0 | 0 | 0 | 0 | 198.9711 | 0 | 0 | 0 | 0 | 0 | 0 | 0 | 0 | 34 | 34 | 34 | 34 | 0 | 0 | 0 | 0 | 0 | 5.5 | 0 | 0 | 0 | 0 | 0 | 0 | 0 | 0 | 0 | 0 | 0 | 0 | 0 | 0 | 0 | 0 | 0 | 24.96 | 24.96 | 24.96 | 24.96 | [5 empty] | 91% | 0% | 0% | 0% | [14 empty] | 0 | 0 | 0 | 0 | 0 | 0 | 0 | 0 | 0 | 0 | 0 | 0 | 0 | Existing & Under Const. Plant
| 19 | MRP | SouthEast Ghana Group | Oil/Gas | Oil/Gas Combustion | 0 | 0 | 0 | 0 | 0 | 0 | 0 | 0 | 0 | 0 | 0 | 0 | 0 | 0 | 0 | 0 | 0 | 0 | 12.5737 | 12.5737 | 12.5737 | 12.5737 | 12.5737 | 12.5737 | 12.5737 | 12.5737 | 12.5737 | 0 | 0 | 0 | 0 | 0 | 0 | 0 | 0 | 0 | 0 | 0 | 0 | 0 | 0 | 0 | 0 | 0 | 0 | 70 | 70 | 70 | 70 | 70 | 70 | 70 | 70 | 70 | 0% | 0% | 0% | 0% | 0% | 0% | 0% | 0% | 0% | [9 empty] | 0 | 0 | 0 | 0 | 0 | 0 | 0 | 0 | 0 | 0 | 0 | 0 | 0 | Existing & Under Const. Plant
| 20 | Safisana | SouthEast Ghana Group | Biogas | Biogas | 0.010052 | 0.010052 | 0.010052 | 0.010052 | 0.010052 | 0.010052 | 0.010052 | 0.010052 | 0.010052 | 0.7446 | 0.7446 | 0.7446 | 0.7446 | 0.7446 | 0.7446 | 0.7446 | 0.7446 | 0.7446 | 35 | 35 | 35 | 35 | 35 | 35 | 35 | 35 | 35 | 4.2 | 4.2 | 4.2 | 4.2 | 4.2 | 4.2 | 4.2 | 4.2 | 4.2 | 0 | 0 | 0 | 0 | 0 | 0 | 0 | 0 | 0 | 0.1 | 0.1 | 0.1 | 0.1 | 0.1 | 0.1 | 0.1 | 0.1 | 0.1 | 85% | 85% | 85% | 85% | 85% | 85% | 85% | 85% | 85% | [9 empty] | 0 | 0 | 0 | 0 | 0 | 0 | 0 | 0 | 0 | 0 | 0 | 0 | 0 | Existing & Under Const. Plant
| 21 | TT2PP | SouthEast Ghana Group | Gas | Gas Combustion Turbine | 0.36289 | 0 | 0 | 0 | 0 | 0 | 0.0037524 | 0 | 0 | 37.3342 | 0 | 0 | 0 | 0 | 0 | 0.38604 | 0 | 0 | 12.1007 | 12.1007 | 12.1007 | 12.1007 | 12.1007 | 12.1007 | 12.1007 | 12.1007 | 12.1007 | 4.5 | 0 | 0 | 0 | 0 | 0 | 4.5 | 0 | 0 | 0 | 0 | 0 | 0 | 0 | 0 | 0 | 0 | 0 | 45 | 45 | 45 | 45 | 45 | 45 | 45 | 45 | 45 | 9.471% | 0% | 0% | 0% | 0% | 0% | 0.09793% | 0% | 0% | [9 empty] | 0 | 0 | 0 | 0 | 0 | 0 | 0 | 0 | 0 | 0 | 0 | 0 | 0 | Existing & Under Const. Plant
| 22 | SAPP 1 | SouthEast Ghana Group | Gas | Gas Combustion Turbine | 3.0668 | 0 | 0 | 0 | 0 | 0.94367 | 1.3927 | 0.04265 | 0.008696 | 328.699 | 0 | 0 | 0 | 0 | 101.1434 | 149.2713 | 4.5712 | 0.93205 | 11.83 | 11.83 | 11.83 | 11.83 | 11.83 | 11.83 | 11.83 | 11.83 | 11.83 | 4.5 | 0 | 0 | 0 | 0 | 4.5 | 4.5 | 4.5 | 4.5 | 0 | 0 | 0 | 0 | 0 | 0 | 0 | 0 | 0 | 180 | 180 | 180 | 180 | 180 | 180 | 180 | 180 | 180 | 20.85% | 0% | 0% | 0% | 0% | 6.414% | 9.467% | 0.2899% | 0.05911% | [9 empty] | 0 | 0 | 0 | 0 | 0 | 0 | 0 | 0 | 0 | 0 | 0 | 0 | 0 | Existing & Under Const. Plant
| 23 | Trojan 3 | SouthEast Ghana Group | Gas | Gas Combustion Turbine | 0 | 0 | 0 | 0 | 0 | 0 | 0 | 0 | 0 | 0 | 0 | 0 | 0 | 0 | 0 | 0 | 0 | 0 | 0 | 34 | 34 | 34 | 0 | 0 | 0 | 0 | 0 | 0 | 0 | 0 | 0 | 0 | 0 | 0 | 0 | 0 | 0 | 0 | 0 | 0 | 0 | 0 | 0 | 0 | 0 | 0 | 49.92 | 49.92 | 49.92 | 0 | 0 | 0 | 0 | 0 | 0% | 0% | 0% | 0% | 0% | 0% | 0% | 0% | 0% | [9 empty] | 0 | 0 | 0 | 0 | 0 | 0 | 0 | 0 | 0 | 0 | 0 | 0 | 0 | Existing & Under Const. Plant
| 24 | Ameri_2016 | SouthWest Ghana Group | Gas | Gas Combustion Turbine | 0 | 0 | 18.427 | 0 | 0 | 0 | 0 | 0 | 0 | 0 | 0 | 1813.32 | 0 | 0 | 0 | 0 | 0 | 0 | 14.54 | 14.54 | 14.54 | 14.54 | 0 | 0 | 0 | 0 | 0 | 0 | 0 | 5 | 0 | 0 | 0 | 0 | 0 | 0 | 0 | 0 | 0 | 0 | 0 | 0 | 0 | 0 | 0 | 230 | 230 | 230 | 230 | 0 | 0 | 0 | 0 | 0 | 0% | 0% | 90% | 0% | 0% | 0% | 0% | 0% | 0% | [9 empty] | 0 | 0 | 0 | 0 | 0 | 0 | 0 | 0 | 0 | 0 | 0 | 0 | 0 | Existing & Under Const. Plant
| 25 | Ameri_2021 | SouthWest Ghana Group | Gas | Gas Combustion Turbine | 0 | 0 | 0 | 0 | 0 | 0 | 0 | 0 | 0 | 0 | 0 | 0 | 0 | 0 | 0 | 0 | 0 | 0 | 0 | 0 | 0 | 0 | 14.54 | 14.54 | 14.54 | 14.54 | 14.54 | 0 | 0 | 0 | 0 | 0 | 0 | 0 | 0 | 0 | 0 | 0 | 0 | 0 | 0 | 0 | 0 | 0 | 0 | 0 | 0 | 0 | 0 | 230 | 230 | 230 | 230 | 230 | 0% | 0% | 0% | 0% | 0% | 0% | 0% | 0% | 0% | [9 empty] | 0 | 0 | 0 | 0 | 0 | 0 | 0 | 0 | 0 | 0 | 0 | 0 | 0 | Existing & Under Const. Plant
| 26 | Bui | Northern Ghana Group | Water | Hydro | 0 | 0 | 0 | 0 | 0 | 0 | 0 | 0 | 0 | 669.5866 | 669.5867 | 669.5862 | 669.5862 | 669.5863 | 669.5858 | 669.5867 | 669.5865 | 669.5863 | 27.74 | 27.74 | 27.74 | 27.74 | 27.74 | 27.74 | 27.74 | 27.74 | 27.74 | 1.63 | 1.63 | 1.63 | 1.63 | 1.63 | 1.63 | 1.63 | 1.63 | 1.63 | 0 | 0 | 0 | 0 | 0 | 0 | 0 | 0 | 0 | 330 | 330 | 330 | 330 | 330 | 330 | 330 | 330 | 330 | 23.16% | 23.16% | 23.16% | 23.16% | 23.16% | 23.16% | 23.16% | 23.16% | 23.16% | [9 empty] | 0 | 0 | 0 | 0 | 0 | 0 | 0 | 0 | 0 | 0 | 0 | 0 | 0 | Existing & Under Const. Plant
| 27 | Akosombo | SouthEast Ghana Group | Water | Hydro | 0 | 0 | 0 | 0 | 0 | 0 | 0 | 0 | 0 | 3681.6894 | 3681.6882 | 4016.3905 | 4016.3903 | 4434.7629 | 4434.7606 | 4434.7625 | 4434.7633 | 4434.7629 | 9.16 | 9.16 | 9.16 | 9.16 | 9.16 | 9.16 | 9.16 | 9.16 | 9.16 | 0.98 | 0.98 | 0.98 | 0.98 | 0.98 | 0.98 | 0.98 | 0.98 | 0.98 | 0 | 0 | 0 | 0 | 0 | 0 | 0 | 0 | 0 | 900 | 900 | 900 | 900 | 900 | 900 | 900 | 900 | 900 | 46.7% | 46.7% | 50.94% | 50.94% | 56.25% | 56.25% | 56.25% | 56.25% | 56.25% | [9 empty] | 0 | 0 | 0 | 0 | 0 | 0 | 0 | 0 | 0 | 0 | 0 | 0 | 0 | Existing & Under Const. Plant
| 28 | Kpong | SouthEast Ghana Group | Water | Hydro | 0 | 0 | 0 | 0 | 0 | 0 | 0 | 0 | 0 | 722.7074 | 722.7073 | 788.4081 | 788.408 | 870.534 | 870.5339 | 870.5339 | 870.5339 | 870.5339 | 9.16 | 9.16 | 9.16 | 9.16 | 9.16 | 9.16 | 9.16 | 9.16 | 9.16 | 0.98 | 0.98 | 0.98 | 0.98 | 0.98 | 0.98 | 0.98 | 0.98 | 0.98 | 0 | 0 | 0 | 0 | 0 | 0 | 0 | 0 | 0 | 140 | 140 | 140 | 140 | 140 | 140 | 140 | 140 | 140 | 58.93% | 58.93% | 64.29% | 64.29% | 70.98% | 70.98% | 70.98% | 70.98% | 70.98% | [9 empty] | 0 | 0 | 0 | 0 | 0 | 0 | 0 | 0 | 0 | 0 | 0 | 0 | 0 | Existing & Under Const. Plant
| 29 | Cote d'Ivoire Dummy | Cote d'Ivoire | Water | Hydro | 0 | 0 | 0 | 0 | 0 | 0 | 0 | 0 | 0 | 814.6799 | 814.6799 | 10 | 814.68 | 814.6802 | 814.68 | 814.6801 | 814.6796 | 814.6801 | 0 | 0 | 0 | 0 | 0 | 0 | 0 | 0 | 0 | 10 | 10 | 10 | 10 | 10 | 10 | 10 | 10 | 10 | 0 | 0 | 0 | 0 | 0 | 0 | 0 | 0 | 0 | 150 | 150 | 150 | 150 | 150 | 150 | 150 | 150 | 150 | 62% | 62% | 0.761% | 62% | 62% | 62% | 62% | 62% | 62% | [9 empty] | 0 | 0 | 0 | 0 | 0 | 0 | 0 | 0 | 0 | 0 | 0 | 0 | 0 | Existing & Under Const. Plant
| 30 | Burkina Dummy | Burkina Group | Water | Hydro | 0 | 0 | 0 | 0 | 0 | 0 | 0 | 0 | 0 | 0.438 | 0.438 | 0.438 | 0.438 | 4.818 | 4.818 | 4.818 | 4.818 | 4.818 | 0 | 0 | 0 | 0 | 0 | 0 | 0 | 0 | 0 | 10 | 10 | 10 | 10 | 10 | 10 | 10 | 10 | 10 | 0 | 0 | 0 | 0 | 0 | 0 | 0 | 0 | 0 | 10 | 10 | 10 | 10 | 110 | 110 | 110 | 110 | 110 | 0.5% | 0.5% | 0.5% | 0.5% | 0.5% | 0.5% | 0.5% | 0.5% | 0.5% | [9 empty] | 0 | 0 | 0 | 0 | 0 | 0 | 0 | 0 | 0 | 0 | 0 | 0 | 0 | Existing & Under Const. Plant
| 31 | VRA Solar_2.5MW | Northern Ghana Group | Sun | Solar PV | 0 | 0 | 0 | 0 | 0 | 0 | 0 | 0 | 0 | 2.7132 | 2.7132 | 2.7132 | 2.7132 | 2.7132 | 2.7132 | 2.7132 | 2.7132 | 2.7132 | 0 | 0 | 0 | 0 | 0 | 0 | 0 | 0 | 0 | 0 | 0 | 0 | 0 | 0 | 0 | 0 | 0 | 0 | 0 | 0 | 0 | 0 | 0 | 0 | 0 | 0 | 0 | 1.8 | 1.8 | 1.8 | 1.8 | 1.8 | 1.8 | 1.8 | 1.8 | 1.8 | 17.21% | 17.21% | 17.21% | 17.21% | 17.21% | 17.21% | 17.21% | 17.21% | 17.21% | [9 empty] | 0 | 0 | 0 | 0 | 0 | 0 | 0 | 0 | 0 | 0 | 0 | 0 | 0 | Existing & Under Const. Plant
| 32 | BXC Solar | SouthEast Ghana Group | Sun | Solar PV | 0 | 0 | 0 | 0 | 0 | 0 | 0 | 0 | 0 | 24.0159 | 24.0159 | 24.0159 | 24.0159 | 24.0159 | 24.0159 | 24.0159 | 24.0159 | 0 | 0 | 0 | 0 | 0 | 0 | 0 | 0 | 0 | 0 | 0 | 0 | 0 | 0 | 0 | 0 | 0 | 0 | 0 | 0 | 0 | 0 | 0 | 0 | 0 | 0 | 0 | 0 | 18 | 18 | 18 | 18 | 18 | 18 | 18 | 18 | 0 | 15.23% | 15.23% | 15.23% | 15.23% | 15.23% | 15.23% | 15.23% | 15.23% | 0% | [9 empty] | 0 | 0 | 0 | 0 | 0 | 0 | 0 | 0 | 0 | 0 | 0 | 0 | 0 | Existing & Under Const. Plant
| 38 | NORT BIOMASS 2018 | Northern Ghana Group | Biomass | Biomass Combustion | 0 | 0 | 0 | 0 | 0 | 6.0313 | 6.0313 | 6.0313 | 6.0313 | 0 | 0 | 0 | 0 | 0 | 446.76 | 446.76 | 446.76 | 446.76 | 0 | 0 | 0 | 0 | 0 | 130 | 130 | 130 | 130 | 0 | 0 | 0 | 0 | 0 | 4.5 | 4.5 | 4.5 | 4.5 | 0 | 0 | 0 | 0 | 0 | 0 | 0 | 0 | 0 | 0 | 0 | 0 | 0 | 0 | 60 | 60 | 60 | 60 | 0% | 0% | 0% | 0% | 0% | 85% | 85% | 85% | 85% | 0 | 0 | 0 | 0 | 0 | 192 | 0 | 0 | 0 | 0 | 0 | 0 | 0 | 0 | 81.4267 | 0 | 0 | 0 | 89.5694 | 89.5694 | 192 | 211.2 | Unplanned Build | Potential Build Biomass Combustion2018
| 43 | SOUT COMBINED CYCLE 2020 | SouthWest Ghana Group | Oil/Gas | Oil/Gas Combined Cycle | 0 | 0 | 0 | 0 | 0 | 2.1712 | 2.1712 | 16.8792 | 70.8467 | 0 | 0 | 0 | 0 | 0 | 299.4711 | 299.4712 | 2328.1715 | 9771.9552 | 0 | 0 | 0 | 0 | 0 | 15 | 15 | 15 | 15 | 0 | 0 | 0 | 0 | 0 | 3.48 | 3.48 | 3.48 | 3.48 | 0 | 0 | 0 | 0 | 0 | 0 | 0 | 0 | 0 | 0 | 0 | 0 | 0 | 0 | 37.9847 | 37.9847 | 295.3027 | 1239.4637 | 0% | 0% | 0% | 0% | 0% | 90% | 90% | 90% | 90% | 0 | 0 | 0 | 0 | 0 | 39.5421 | 0 | 267.868 | 982.8716 | 0 | 0 | 0 | 0 | 0 | 16.7697 | 0 | 52.9963 | 120.7418 | 18.4467 | 76.7426 | 39.5421 | 338.1511 | Unplanned Build | Potential Build Oil/Gas Combined Cycle2020
| 45 | SOUT COMBINED CYCLE 2019 | SouthEast Ghana Group | Oil/Gas | Oil/Gas Combined Cycle | 0 | 0 | 0 | 0 | 0 | 0 | 27.8036 | 76.6775 | 107.0639 | 0 | 0 | 0 | 0 | 0 | 0 | 3834.9784 | 10576.213 | 14767.4328 | 0 | 0 | 0 | 0 | 0 | 0 | 15 | 15 | 15 | 0 | 0 | 0 | 0 | 0 | 0 | 3.48 | 3.48 | 3.48 | 0 | 0 | 0 | 0 | 0 | 0 | 0 | 0 | 0 | 0 | 0 | 0 | 0 | 0 | 0 | 486.425 | 1341.481 | 1873.088 | 0% | 0% | 0% | 0% | 0% | 0% | 90% | 90% | 90% | 0 | 0 | 0 | 0 | 0 | 0 | 506.3684 | 890.1133 | 553.4029 | 0 | 0 | 0 | 0 | 0 | 0 | 161.3446 | 176.1042 | 67.9833 | 0 | 371.1936 | 0 | 1536.1299 | Unplanned Build | Potential Build Oil/Gas Combined Cycle2019
| 51 | NORT HYDRO SMALL 2023 | Northern Ghana Group | Water | Hydro | 0 | 0 | 0 | 0 | 0 | 0 | 0 | 0 | 0 | 0 | 0 | 0 | 0 | 74.46 | 74.46 | 74.46 | 74.46 | 74.46 | 0 | 0 | 0 | 0 | 45 | 45 | 45 | 45 | 45 | 0 | 0 | 0 | 0 | 3 | 3 | 3 | 3 | 3 | 0 | 0 | 0 | 0 | 0 | 0 | 0 | 0 | 0 | 0 | 0 | 0 | 0 | 20 | 20 | 20 | 20 | 20 | 0% | 0% | 0% | 0% | 42.5% | 42.5% | 42.5% | 42.5% | 42.5% | 0 | 0 | 0 | 0 | 96 | 0 | 0 | 0 | 0 | 0 | 0 | 0 | 0 | 54.1895 | 0 | 0 | 0 | 0 | 59.6084 | 59.6084 | 96 | 105.6 | Unplanned Build | Potential Build Hydro Small2023NORT
| 53 | SOUT HYDRO SMALL 2023 | SouthWest Ghana Group | Water | Hydro | 0 | 0 | 0 | 0 | 0 | 0 | 0 | 0 | 0 | 0 | 0 | 0 | 0 | 223.38 | 223.38 | 223.38 | 223.38 | 223.38 | 0 | 0 | 0 | 0 | 45 | 45 | 45 | 45 | 45 | 0 | 0 | 0 | 0 | 3 | 3 | 3 | 3 | 3 | 0 | 0 | 0 | 0 | 0 | 0 | 0 | 0 | 0 | 0 | 0 | 0 | 0 | 60 | 60 | 60 | 60 | 60 | 0% | 0% | 0% | 0% | 42.5% | 42.5% | 42.5% | 42.5% | 42.5% | 0 | 0 | 0 | 0 | 240 | 0 | 0 | 0 | 0 | 0 | 0 | 0 | 0 | 135.4737 | 0 | 0 | 0 | 0 | 149.0211 | 149.0211 | 240 | 264 | Unplanned Build | Potential Build Hydro Small2023SOUT
| 54 | ASHA INTERRUPTIBLE 2016 | Ashanti Group | Interruptible | Interruptible | 0 | 0 | 0 | 0 | 0 | 0 | 0 | 0 | 0 | 0 | 0 | 0 | 0 | 0 | 0 | 0 | 0 | 0 | 0 | 0 | 0 | 0 | 0 | 0 | 0 | 0 | 0 | 0 | 0 | 0 | 0 | 0 | 0 | 0 | 0 | 0 | 0 | 0 | 0 | 0 | 0 | 0 | 0 | 0 | 0 | 129.301 | 217.102 | 0 | 0 | 0 | 0 | 0 | 0 | 0 | 0% | 0% | 0% | 0% | 0% | 0% | 0% | 0% | 0% | [9 empty] | 0 | 0 | 0 | 0 | 0 | 0 | 0 | 0 | 0 | 0 | 0 | 0 | 0 | Unplanned Build | Potential Build Interruptible2016
| 65 | ASHA SOLAR PV 2035 | Ashanti Group | Sun | Solar PV | 0 | 0 | 0 | 0 | 0 | 0 | 0 | 0 | 0 | 0 | 0 | 0 | 0 | 0 | 0 | 0 | 25.3501 | 139.4256 | 0 | 0 | 0 | 0 | 0 | 0 | 0 | 25 | 25 | 0 | 0 | 0 | 0 | 0 | 0 | 0 | 0 | 0 | 0 | 0 | 0 | 0 | 0 | 0 | 0 | 0 | 0 | 0 | 0 | 0 | 0 | 0 | 0 | 0 | 20 | 110 | 0% | 0% | 0% | 0% | 0% | 0% | 0% | 14.47% | 14.47% | 0 | 0 | 0 | 0 | 0 | 0 | 0 | 17.2757 | 77.7406 | 0 | 0 | 0 | 0 | 0 | 0 | 0 | 3.4179 | 9.5501 | 0 | 3.7597 | 0 | 19.0032 | Unplanned Build | Potential Build Solar PV2035
| 68 | SOUT SOLAR PV 2035 | SouthWest Ghana Group | Sun | Solar PV | 0 | 0 | 0 | 0 | 0 | 0 | 0 | 0 | 0 | 0 | 0 | 0 | 0 | 0 | 0 | 0 | 25.3501 | 114.0755 | 0 | 0 | 0 | 0 | 0 | 0 | 0 | 25 | 25 | 0 | 0 | 0 | 0 | 0 | 0 | 0 | 0 | 0 | 0 | 0 | 0 | 0 | 0 | 0 | 0 | 0 | 0 | 0 | 0 | 0 | 0 | 0 | 0 | 0 | 20 | 90 | 0% | 0% | 0% | 0% | 0% | 0% | 0% | 14.47% | 14.47% | 0 | 0 | 0 | 0 | 0 | 0 | 0 | 17.2757 | 60.4649 | 0 | 0 | 0 | 0 | 0 | 0 | 0 | 3.4179 | 7.4279 | 0 | 3.7597 | 0 | 19.0032 | Unplanned Build | Potential Build Solar PV2035
| 69 | NORT SOLAR PV 2018 | Northern Ghana Group | Sun | Solar PV | 0 | 0 | 0 | 0 | 0 | 0 | 0 | 0 | 0 | 0 | 0 | 67.5263 | 67.5263 | 67.5263 | 67.5263 | 67.5263 | 67.5263 | 67.5263 | 0 | 0 | 24.8 | 24.8 | 24.8 | 24.8 | 24.8 | 24.8 | 24.8 | 0 | 0 | 0 | 0 | 0 | 0 | 0 | 0 | 0 | 0 | 0 | 0 | 0 | 0 | 0 | 0 | 0 | 0 | 0 | 0 | 47.1565 | 47.1565 | 47.1565 | 47.1565 | 47.1565 | 47.1565 | 47.1565 | 0% | 0% | 16.35% | 16.35% | 16.35% | 16.35% | 16.35% | 16.35% | 16.35% | 0 | 0 | 58.6155 | 0 | 0 | 0 | 0 | 0 | 0 | 0 | 0 | 44.0387 | 0 | 0 | 0 | 0 | 0 | 0 | 48.4426 | 48.4426 | 58.6155 | 64.4771 | Unplanned Build | Potential Build Solar PV2018
| 71 | NORT SOLAR PV 2023 | Northern Ghana Group | Sun | Solar PV | 0 | 0 | 0 | 0 | 0 | 0 | 0 | 0 | 0 | 0 | 0 | 0 | 0 | 143.1961 | 286.3922 | 286.3922 | 286.3922 | 286.3922 | 0 | 0 | 0 | 0 | 24.8 | 24.8 | 24.8 | 24.8 | 24.8 | 0 | 0 | 0 | 0 | 0 | 0 | 0 | 0 | 0 | 0 | 0 | 0 | 0 | 0 | 0 | 0 | 0 | 0 | 0 | 0 | 0 | 0 | 100 | 200 | 200 | 200 | 200 | 0% | 0% | 0% | 0% | 16.35% | 16.35% | 16.35% | 16.35% | 16.35% | 0 | 0 | 0 | 0 | 84.6945 | 84.6945 | 0 | 0 | 0 | 0 | 0 | 0 | 0 | 47.8078 | 35.9187 | 0 | 0 | 0 | 92.0992 | 92.0992 | 169.389 | 186.3279 | Unplanned Build | Potential Build Solar PV2023
| 72 | NORT SOLAR PV 2026 | Northern Ghana Group | Sun | Solar PV | 0 | 0 | 0 | 0 | 0 | 0 | 0 | 0 | 0 | 0 | 0 | 0 | 0 | 0 | 143.1961 | 429.5883 | 429.5883 | 429.5883 | 0 | 0 | 0 | 0 | 0 | 24.8 | 24.8 | 24.8 | 24.8 | 0 | 0 | 0 | 0 | 0 | 0 | 0 | 0 | 0 | 0 | 0 | 0 | 0 | 0 | 0 | 0 | 0 | 0 | 0 | 0 | 0 | 0 | 0 | 100 | 300 | 300 | 300 | 0% | 0% | 0% | 0% | 0% | 16.35% | 16.35% | 16.35% | 16.35% | 0 | 0 | 0 | 0 | 0 | 74.0702 | 148.1404 | 0 | 0 | 0 | 0 | 0 | 0 | 0 | 31.413 | 47.2021 | 0 | 0 | 34.5543 | 86.4766 | 74.0702 | 244.4317 | Unplanned Build | Potential Build Solar PV2026
| 73 | NORT SOLAR PV 2030 | Northern Ghana Group | Sun | Solar PV | 0 | 0 | 0 | 0 | 0 | 0 | 0 | 0 | 0 | 0 | 0 | 0 | 0 | 0 | 0 | 71.598 | 357.9902 | 357.9902 | 0 | 0 | 0 | 0 | 0 | 0 | 24.8 | 24.8 | 24.8 | 0 | 0 | 0 | 0 | 0 | 0 | 0 | 0 | 0 | 0 | 0 | 0 | 0 | 0 | 0 | 0 | 0 | 0 | 0 | 0 | 0 | 0 | 0 | 0 | 50 | 250 | 250 | 0% | 0% | 0% | 0% | 0% | 0% | 16.35% | 16.35% | 16.35% | 0 | 0 | 0 | 0 | 0 | 0 | 34.2626 | 137.0506 | 0 | 0 | 0 | 0 | 0 | 0 | 0 | 10.9171 | 27.1147 | 0 | 0 | 41.835 | 0 | 188.4445 | Unplanned Build | Potential Build Solar PV2030
| 74 | NORT SOLAR PV 2035 | Northern Ghana Group | Sun | Solar PV | 0 | 0 | 0 | 0 | 0 | 0 | 0 | 0 | 0 | 0 | 0 | 0 | 0 | 0 | 0 | 0 | 143.1961 | 859.1766 | 0 | 0 | 0 | 0 | 0 | 0 | 0 | 24.8 | 24.8 | 0 | 0 | 0 | 0 | 0 | 0 | 0 | 0 | 0 | 0 | 0 | 0 | 0 | 0 | 0 | 0 | 0 | 0 | 0 | 0 | 0 | 0 | 0 | 0 | 0 | 100 | 600 | 0% | 0% | 0% | 0% | 0% | 0% | 0% | 16.35% | 16.35% | 0 | 0 | 0 | 0 | 0 | 0 | 0 | 86.3784 | 431.892 | 0 | 0 | 0 | 0 | 0 | 0 | 0 | 17.0895 | 53.0562 | 0 | 18.7985 | 0 | 95.0162 | Unplanned Build | Potential Build Solar PV2035
| 78 | SOUT SOLAR PV 2035 | SouthEast Ghana Group | Sun | Solar PV | 0 | 0 | 0 | 0 | 0 | 0 | 0 | 0 | 0 | 0 | 0 | 0 | 0 | 0 | 0 | 0 | 126.7505 | 570.3773 | 0 | 0 | 0 | 0 | 0 | 0 | 0 | 25 | 25 | 0 | 0 | 0 | 0 | 0 | 0 | 0 | 0 | 0 | 0 | 0 | 0 | 0 | 0 | 0 | 0 | 0 | 0 | 0 | 0 | 0 | 0 | 0 | 0 | 0 | 100 | 450 | 0% | 0% | 0% | 0% | 0% | 0% | 0% | 14.47% | 14.47% | 0 | 0 | 0 | 0 | 0 | 0 | 0 | 86.3784 | 302.3244 | 0 | 0 | 0 | 0 | 0 | 0 | 0 | 17.0895 | 37.1393 | 0 | 18.7985 | 0 | 95.0162 | Unplanned Build | Potential Build Solar PV2035
| 82 | SOUT SOLAR PV 2035 | SouthWest Ghana Group | Sun | Solar PV | 0 | 0 | 0 | 0 | 0 | 0 | 0 | 0 | 0 | 0 | 0 | 0 | 0 | 0 | 0 | 0 | 25.3501 | 304.2012 | 0 | 0 | 0 | 0 | 0 | 0 | 0 | 25 | 25 | 0 | 0 | 0 | 0 | 0 | 0 | 0 | 0 | 0 | 0 | 0 | 0 | 0 | 0 | 0 | 0 | 0 | 0 | 0 | 0 | 0 | 0 | 0 | 0 | 0 | 20 | 240 | 0% | 0% | 0% | 0% | 0% | 0% | 0% | 14.47% | 14.47% | 0 | 0 | 0 | 0 | 0 | 0 | 0 | 17.2757 | 190.0325 | 0 | 0 | 0 | 0 | 0 | 0 | 0 | 3.4179 | 23.3447 | 0 | 3.7597 | 0 | 19.0032 | Unplanned Build | Potential Build Solar PV2035
| 85 | SOUT SOLAR PV 2035 | SouthEast Ghana Group | Sun | Solar PV | 0 | 0 | 0 | 0 | 0 | 0 | 0 | 0 | 0 | 0 | 0 | 0 | 0 | 0 | 0 | 0 | 25.3501 | 76.0503 | 0 | 0 | 0 | 0 | 0 | 0 | 0 | 25 | 25 | 0 | 0 | 0 | 0 | 0 | 0 | 0 | 0 | 0 | 0 | 0 | 0 | 0 | 0 | 0 | 0 | 0 | 0 | 0 | 0 | 0 | 0 | 0 | 0 | 0 | 20 | 60 | 0% | 0% | 0% | 0% | 0% | 0% | 0% | 14.47% | 14.47% | 0 | 0 | 0 | 0 | 0 | 0 | 0 | 17.2757 | 34.5514 | 0 | 0 | 0 | 0 | 0 | 0 | 0 | 3.4179 | 4.2445 | 0 | 3.7597 | 0 | 19.0032 | Unplanned Build | Potential Build Solar PV2035
| 104 | SOUT WIND TURBINE 2020 | SouthEast Ghana Group | Wind | Wind | 0 | 0 | 0 | 0 | 0 | 0 | 0 | 0 | 0 | 0 | 0 | 0 | 164.5 | 339.6525 | 689.9575 | 689.9575 | 689.9575 | 689.9575 | 0 | 0 | 0 | 46.71 | 46.71 | 46.71 | 46.71 | 46.71 | 46.71 | 0 | 0 | 0 | 0 | 0 | 0 | 0 | 0 | 0 | 0 | 0 | 0 | 0 | 0 | 0 | 0 | 0 | 0 | 0 | 0 | 0 | 70.4386 | 145.4386 | 295.4386 | 295.4386 | 295.4386 | 295.4386 | 0% | 0% | 0% | 26.66% | 26.66% | 26.66% | 26.66% | 26.66% | 26.66% | 0 | 0 | 0 | 63.4651 | 67.5749 | 135.1499 | 0 | 0 | 0 | 0 | 0 | 0 | 43.3475 | 38.1443 | 57.3167 | 0 | 0 | 0 | 152.6894 | 152.6894 | 266.1899 | 292.8089 | Unplanned Build | Potential Build Wind2020
| 105 | SOUT WIND TURBINE 2026 | SouthEast Ghana Group | Wind | Wind | 0 | 0 | 0 | 0 | 0 | 0 | 0 | 0 | 0 | 0 | 0 | 0 | 0 | 0 | 350.305 | 817.3784 | 1050.9151 | 1050.9151 | 0 | 0 | 0 | 0 | 0 | 46.71 | 46.71 | 46.71 | 46.71 | 0 | 0 | 0 | 0 | 0 | 0 | 0 | 0 | 0 | 0 | 0 | 0 | 0 | 0 | 0 | 0 | 0 | 0 | 0 | 0 | 0 | 0 | 0 | 150 | 350 | 450 | 450 | 0% | 0% | 0% | 0% | 0% | 26.66% | 26.66% | 26.66% | 26.66% | 0 | 0 | 0 | 0 | 0 | 84.1748 | 112.233 | 56.1165 | 0 | 0 | 0 | 0 | 0 | 0 | 35.6983 | 35.7609 | 11.1024 | 0 | 39.2681 | 90.8177 | 84.1748 | 277.7767 | Unplanned Build | Potential Build Wind2026
| 106 | SOUT WIND TURBINE 2035 | SouthEast Ghana Group | Wind | Wind | 0 | 0 | 0 | 0 | 0 | 0 | 0 | 0 | 0 | 0 | 0 | 0 | 0 | 0 | 0 | 0 | 467.0734 | 467.0734 | 0 | 0 | 0 | 0 | 0 | 0 | 0 | 47 | 47 | 0 | 0 | 0 | 0 | 0 | 0 | 0 | 0 | 0 | 0 | 0 | 0 | 0 | 0 | 0 | 0 | 0 | 0 | 0 | 0 | 0 | 0 | 0 | 0 | 0 | 200 | 200 | 0% | 0% | 0% | 0% | 0% | 0% | 0% | 26.66% | 26.66% | 0 | 0 | 0 | 0 | 0 | 0 | 0 | 156.6246 | 0 | 0 | 0 | 0 | 0 | 0 | 0 | 0 | 30.9873 | 0 | 0 | 34.0861 | 0 | 172.2871 | Unplanned Build | Potential Build Wind2035
[6 empty] | 0 | 0 | 0 | 0 | 0 | 0 | 0 |  |  | 0 | 0 | 0 | 0 | 0 | 0 | 0 |  |  | 0 | 0 | 0 | 0 | 0 | 0 | 0 |  |  | 0 | 0 | 0 | 0 | 0 | 0 | 0 |  |  | 0 | 0 | 0 | 0 | 0 | 0 | 0 |  |  | 0 | 0 | 0 | 0 | 0 | 0 | 0 |  |  | 0 | 0 | 0 | 0 | 0 | 0 | 0 |  |  | #VALUE! | #VALUE! | #VALUE! | #VALUE! | #VALUE! | #VALUE! | #VALUE! |  |  | #VALUE! | #VALUE! | #VALUE! | #VALUE! | #VALUE! | #VALUE! | #VALUE!

## HighDemandHighCostLowWater
Back to Contents | [77 empty] | 90.91% | 82.64% | 75.13% | 68.3% | 56.45% | 42.41% | 31.86% | 19.78% | 12.28% | Cap Cost NPV |  | Cap Cost -- no NPV
|  | Plant Name |  |  |  | FUEL CONSUMPTION | [8 empty] | GENERATION | [8 empty] | FOM (USD/kW-yr | [8 empty] | VOM (USD/MWh) | [8 empty] | Fuel Cost (USD/MWh) | [8 empty] | Available Capacity | [8 empty] | Capacity Factors | [8 empty] | Total Capital Cost | [8 empty] | Total Capital Cost (NPV) | [8 empty] | 1060.0248 | 9205.9562 | 1903.3468 | 36911.5002 | Unplanned? | Plant Name
| UnitID |  | Model Region | Fuel Type | Capacity Type | 2017 | 2018 | 2019 | 2020 | 2023 | 2026 | 2030 | 2035 | 2040 | 2017 | 2018 | 2019 | 2020 | 2023 | 2026 | 2030 | 2035 | 2040 | 2017 | 2018 | 2019 | 2020 | 2023 | 2026 | 2030 | 2035 | 2040 | 2017 | 2018 | 2019 | 2020 | 2023 | 2026 | 2030 | 2035 | 2040 | 2017 | 2018 | 2019 | 2020 | 2023 | 2026 | 2030 | 2035 | 2040 | 2017 | 2018 | 2019 | 2020 | 2023 | 2026 | 2030 | 2035 | 2040 | 2017 | 2018 | 2019 | 2020 | 2023 | 2026 | 2030 | 2035 | 2040 | 2017 | 2018 | 2019 | 2020 | 2023 | 2026 | 2030 | 2035 | 2040 | 2017 | 2018 | 2019 | 2020 | 2023 | 2026 | 2030 | 2035 | 2040 | 10-year | 20-year | 10-year | 20-year
| 1 | CENIT | SouthEast Ghana Group | Oil | Oil Combustion | 0 | 0 | 0 | 0 | 0 | 0.0040801 | 0 | 0 | 0 | 0 | 0 | 0 | 0 | 0 | 0.34001 | 0 | 0 | 0 | 11.83 | 11.83 | 11.83 | 11.83 | 11.83 | 11.83 | 11.83 | 0 | 0 | 0 | 0 | 0 | 0 | 0 | 4.5 | 0 | 0 | 0 | 0 | 0 | 0 | 0 | 0 | 0 | 0 | 0 | 0 | 100 | 100 | 100 | 100 | 100 | 100 | 100 |  |  | 0% | 0% | 0% | 0% | 0% | 0.03881% | 0% | [11 empty] | 0 | 0 | 0 | 0 | 0 | 0 | 0 | 0 | 0 | 0 | 0 | 0 | 0 | Existing & Under Const. Plant
| 2 | Trojan 2B | SouthEast Ghana Group | Oil | Oil Combustion | 1.0933 | 0 | 0 | 0 | 0 | 0 | 0 | 0 | 0 | 129.5385 | 0 | 0 | 0 | 0 | 0 | 0 | 0 | 0 | 34 | 34 | 34 | 34 | 0 | 0 | 0 | 0 | 0 | 5.5 | 0 | 0 | 0 | 0 | 0 | 0 | 0 | 0 | 0 | 0 | 0 | 0 | 0 | 0 | 0 | 0 | 0 | 16.25 | 16.25 | 16.25 | 16.25 | [5 empty] | 91% | 0% | 0% | 0% | [14 empty] | 0 | 0 | 0 | 0 | 0 | 0 | 0 | 0 | 0 | 0 | 0 | 0 | 0 | Existing & Under Const. Plant
| 3 | Trojan 2A | Ashanti Group | Oil | Oil Combustion | 0.26958 | 0 | 0 | 0 | 0 | 0 | 0 | 0 | 0 | 31.941 | 0 | 0 | 0 | 0 | 0 | 0 | 0 | 0 | 34 | 34 | 34 | 34 | 0 | 0 | 0 | 0 | 0 | 5.5 | 0 | 0 | 0 | 0 | 0 | 0 | 0 | 0 | 0 | 0 | 0 | 0 | 0 | 0 | 0 | 0 | 0 | 16.25 | 16.25 | 16.25 | 16.25 | [5 empty] | 22.44% | 0% | 0% | 0% | [14 empty] | 0 | 0 | 0 | 0 | 0 | 0 | 0 | 0 | 0 | 0 | 0 | 0 | 0 | Existing & Under Const. Plant
| 4 | GP Tarkwa Plant | SouthWest Ghana Group | Oil | Oil Combustion | 0 | 0 | 0 | 0 | 0 | 2.7259 | 0 | 0 | 0 | 0 | 0 | 0 | 0 | 0 | 274.626 | 0 | 0 | 0 | 17.5 | 17.5 | 17.5 | 17.5 | 17.5 | 17.5 | 17.5 | 17.5 | 17.5 | 0 | 0 | 0 | 0 | 0 | 3.5 | 0 | 0 | 0 | 0 | 0 | 0 | 0 | 0 | 0 | 0 | 0 | 0 | 33 | 33 | 33 | 33 | 33 | 33 | 33 | 33 | 33 | 0% | 0% | 0% | 0% | 0% | 95% | 0% | 0% | 0% | [9 empty] | 0 | 0 | 0 | 0 | 0 | 0 | 0 | 0 | 0 | 0 | 0 | 0 | 0 | Existing & Under Const. Plant
| 5 | GP Chirano Plant | SouthWest Ghana Group | Oil | Oil Combustion | 0 | 0 | 0 | 0 | 0 | 2.5405 | 0 | 0 | 0 | 0 | 0 | 0 | 0 | 0 | 230.9532 | 0 | 0 | 0 | 17.5 | 17.5 | 17.5 | 17.5 | 17.5 | 17.5 | 17.5 | 17.5 | 17.5 | 0 | 0 | 0 | 0 | 0 | 3.5 | 0 | 0 | 0 | 0 | 0 | 0 | 0 | 0 | 0 | 0 | 0 | 0 | 30 | 30 | 30 | 30 | 30 | 30 | 30 | 30 | 30 | 0% | 0% | 0% | 0% | 0% | 87.88% | 0% | 0% | 0% | [9 empty] | 0 | 0 | 0 | 0 | 0 | 0 | 0 | 0 | 0 | 0 | 0 | 0 | 0 | Existing & Under Const. Plant
| 6 | GP Darmang Plant | SouthWest Ghana Group | Oil | Oil Combustion | 0 | 0 | 0 | 0 | 0 | 2.2558 | 0 | 0 | 0 | 0 | 0 | 0 | 0 | 0 | 212.211 | 0 | 0 | 0 | 17.5 | 17.5 | 17.5 | 17.5 | 17.5 | 17.5 | 17.5 | 17.5 | 17.5 | 0 | 0 | 0 | 0 | 0 | 3.5 | 0 | 0 | 0 | 0 | 0 | 0 | 0 | 0 | 0 | 0 | 0 | 0 | 25.5 | 25.5 | 25.5 | 25.5 | 25.5 | 25.5 | 25.5 | 25.5 | 25.5 | 0% | 0% | 0% | 0% | 0% | 95% | 0% | 0% | 0% | [9 empty] | 0 | 0 | 0 | 0 | 0 | 0 | 0 | 0 | 0 | 0 | 0 | 0 | 0 | Existing & Under Const. Plant
| 7 | SAPP 2 | SouthEast Ghana Group | Oil/Gas | Oil/Gas Combined Cycle | 10.2079 | 23.5117 | 21.0881 | 13.6024 | 23.5117 | 23.5117 | 23.5117 | 0 | 1.999 | 1308.7035 | 3014.3164 | 2703.5986 | 1743.8932 | 3014.316 | 3014.316 | 3014.316 | 0 | 256.2872 | 16 | 16 | 16 | 16 | 16 | 16 | 16 | 16 | 16 | 3.5 | 3.5 | 3.5 | 3.5 | 3.5 | 3.5 | 3.5 | 0 | 3.5 | 0 | 0 | 0 | 0 | 0 | 0 | 0 | 0 | 0 | 370 | 370 | 370 | 370 | 370 | 370 | 370 | 370 | 370 | 40.38% | 93% | 83.41% | 53.8% | 93% | 93% | 93% | 0% | 7.907% | [9 empty] | 0 | 0 | 0 | 0 | 0 | 0 | 0 | 0 | 0 | 0 | 0 | 0 | 0 | Existing & Under Const. Plant
| 8 | Cenpower | SouthEast Ghana Group | Oil/Gas | Oil/Gas Combined Cycle | 0 | 3.4883 | 6.9873 | 0 | 20.9431 | 21.6884 | 17.3859 | 0 | 0.46394 | 0 | 445.5084 | 892.3786 | 0 | 2674.723 | 2769.912 | 2220.4169 | 0 | 59.2514 | 0 | 16 | 16 | 16 | 16 | 16 | 16 | 16 | 16 | 0 | 3.5 | 3.5 | 0 | 3.5 | 3.5 | 3.5 | 0 | 3.5 | 0 | 0 | 0 | 0 | 0 | 0 | 0 | 0 | 0 |  | 340 | 340 | 340 | 340 | 340 | 340 | 340 | 340 |  | 14.96% | 29.96% | 0% | 89.8% | 93% | 74.55% | 0% | 1.989% | [9 empty] | 0 | 0 | 0 | 0 | 0 | 0 | 0 | 0 | 0 | 0 | 0 | 0 | 0 | Existing & Under Const. Plant
| 9 | KarpowerShip 1 | SouthEast Ghana Group | Oil/Gas | Oil/Gas Combined Cycle | 12.3506 | 0 | 0 | 0 | 0 | 0 | 0 | 0 | 0 | 1616.5656 | 0 | 0 | 0 | 0 | 0 | 0 | 0 | 0 | 177.828 | 0 | 0 | 0 | 0 | 0 | 0 | 0 | 0 | 3.5 | 0 | 0 | 0 | 0 | 0 | 0 | 0 | 0 | 0 | 0 | 0 | 0 | 0 | 0 | 0 | 0 | 0 | 247 | [8 empty] | 74.71% | [17 empty] | 0 | 0 | 0 | 0 | 0 | 0 | 0 | 0 | 0 | 0 | 0 | 0 | 0 | Existing & Under Const. Plant
| 10 | AKSA | SouthEast Ghana Group | Oil/Gas | Oil/Gas Combined Cycle | 10.1595 | 0 | 6.2251 | 21.6233 | 25.9679 | 25.9679 | 11.7029 | 0 | 0.014244 | 1195.236 | 0 | 732.3637 | 2543.9179 | 3055.05 | 3055.05 | 1376.8098 | 0 | 1.6758 | 16 | 16 | 16 | 16 | 16 | 16 | 16 | 16 | 16 | 3.5 | 0 | 3.5 | 3.5 | 3.5 | 3.5 | 3.5 | 0 | 3.5 | 0 | 0 | 0 | 0 | 0 | 0 | 0 | 0 | 0 | 250 | 375 | 375 | 375 | 375 | 375 | 375 | 375 | 375 | 54.58% | 0% | 22.29% | 77.44% | 93% | 93% | 41.91% | 0% | 0.05101% | [9 empty] | 0 | 0 | 0 | 0 | 0 | 0 | 0 | 0 | 0 | 0 | 0 | 0 | 0 | Existing & Under Const. Plant
| 11 | TAPCO (T1) | SouthWest Ghana Group | Oil/Gas | Oil/Gas Combined Cycle | 11.645 | 17.1872 | 17.1872 | 17.1872 | 17.1872 | 17.1872 | 11.3653 | 0.083525 | 0.11844 | 1496.2077 | 2208.3 | 2208.3 | 2208.3 | 2208.3 | 2208.3 | 1460.2749 | 10.7318 | 15.2178 | 18.7 | 18.7 | 18.7 | 18.7 | 18.7 | 18.7 | 18.7 | 18.7 | 18.7 | 5 | 5 | 5 | 5 | 5 | 5 | 5 | 5 | 5 | 0 | 0 | 0 | 0 | 0 | 0 | 0 | 0 | 0 | 305 | 305 | 305 | 305 | 305 | 305 | 305 | 305 | 305 | 56% | 82.65% | 82.65% | 82.65% | 82.65% | 82.65% | 54.66% | 0.4017% | 0.5696% | [9 empty] | 0 | 0 | 0 | 0 | 0 | 0 | 0 | 0 | 0 | 0 | 0 | 0 | 0 | Existing & Under Const. Plant
| 12 | TICO (T2) | SouthWest Ghana Group | Oil/Gas | Oil/Gas Combined Cycle | 17.7346 | 17.7346 | 17.7346 | 17.7346 | 17.7346 | 17.7346 | 17.7346 | 11.6998 | 1.8018 | 2382.7199 | 2382.72 | 2382.72 | 2382.72 | 2382.72 | 2382.72 | 2382.72 | 1571.9191 | 242.0846 | 30.94 | 30.94 | 30.94 | 30.94 | 30.94 | 30.94 | 30.94 | 30.94 | 30.94 | 4.9 | 4.9 | 4.9 | 4.9 | 4.9 | 4.9 | 4.9 | 4.9 | 4.9 | 0 | 0 | 0 | 0 | 0 | 0 | 0 | 0 | 0 | 320 | 320 | 320 | 320 | 320 | 320 | 320 | 320 | 320 | 85% | 85% | 85% | 85% | 85% | 85% | 85% | 56.08% | 8.636% | [9 empty] | 0 | 0 | 0 | 0 | 0 | 0 | 0 | 0 | 0 | 0 | 0 | 0 | 0 | Existing & Under Const. Plant
| 13 | Amandi | SouthWest Ghana Group | Oil/Gas | Oil/Gas Combined Cycle | 0 | 0 | 8.0946 | 12.0103 | 3.4796 | 12.0103 | 0.062977 | 0 | 0 | 0 | 0 | 987.1488 | 1464.672 | 424.3366 | 1464.6721 | 7.6802 | 0 | 0 | 0 | 0 | 30.94 | 30.94 | 30.94 | 30.94 | 30.94 | 30.94 | 30.94 | 0 | 0 | 4.9 | 4.9 | 4.9 | 4.9 | 4.9 | 0 | 0 | 0 | 0 | 0 | 0 | 0 | 0 | 0 | 0 | 0 |  |  | 190 | 190 | 190 | 190 | 190 | 190 | 190 |  |  | 59.31% | 88% | 25.49% | 88% | 0.4614% | 0% | 0% | [9 empty] | 0 | 0 | 0 | 0 | 0 | 0 | 0 | 0 | 0 | 0 | 0 | 0 | 0 | Existing & Under Const. Plant
| 14 | KarpowerShip 2 | SouthWest Ghana Group | Oil/Gas | Oil/Gas Combined Cycle | 0 | 29.68 | 31.8841 | 31.8841 | 31.8841 | 0 | 0 | 0 | 0 | 0 | 3486.0259 | 3744.8999 | 3744.9 | 3744.9 | 0 | 0 | 0 | 0 | 0 | 177.828 | 177.828 | 177.828 | 177.828 | 0 | 0 | 0 | 0 | 0 | 3.5 | 3.5 | 3.5 | 3.5 | 0 | 0 | 0 | 0 | 0 | 0 | 0 | 0 | 0 | 0 | 0 | 0 | 0 |  | 450 | 450 | 450 | 450 | [5 empty] | 88.43% | 95% | 95% | 95% | [13 empty] | 0 | 0 | 0 | 0 | 0 | 0 | 0 | 0 | 0 | 0 | 0 | 0 | 0 | Existing & Under Const. Plant
| 15 | Early Power | SouthEast Ghana Group | Oil/Gas | Oil/Gas Combustion | 0 | 0 | 7.7096 | 23.0656 | 23.0656 | 23.0656 | 23.0656 | 0.89628 | 7.4513 | 0 | 0 | 1027.9476 | 3075.417 | 3075.417 | 3075.417 | 3075.417 | 119.504 | 993.5116 | 0 | 0 | 16 | 16 | 16 | 16 | 16 | 16 | 16 | 0 | 0 | 3.5 | 3.5 | 3.5 | 3.5 | 3.5 | 3.5 | 3.5 | 0 | 0 | 0 | 0 | 0 | 0 | 0 | 0 | 0 |  |  | 377.5 | 377.5 | 377.5 | 377.5 | 377.5 | 377.5 | 377.5 |  |  | 31.08% | 93% | 93% | 93% | 93% | 3.614% | 30.04% | [9 empty] | 0 | 0 | 0 | 0 | 0 | 0 | 0 | 0 | 0 | 0 | 0 | 0 | 0 | Existing & Under Const. Plant
| 16 | TT1PP | SouthEast Ghana Group | Oil/Gas | Oil/Gas Combustion | 0 | 0 | 0 | 0 | 0 | 1.6195 | 0 | 0 | 0 | 0 | 0 | 0 | 0 | 0 | 143.1262 | 0 | 0 | 0 | 14.3 | 14.3 | 14.3 | 14.3 | 14.3 | 14.3 | 14.3 | 14.3 | 14.3 | 0 | 0 | 0 | 0 | 0 | 6.5 | 0 | 0 | 0 | 0 | 0 | 0 | 0 | 0 | 0 | 0 | 0 | 0 | 100 | 100 | 100 | 100 | 100 | 100 | 100 | 100 | 100 | 0% | 0% | 0% | 0% | 0% | 16.34% | 0% | 0% | 0% | [9 empty] | 0 | 0 | 0 | 0 | 0 | 0 | 0 | 0 | 0 | 0 | 0 | 0 | 0 | Existing & Under Const. Plant
| 17 | KTPP | SouthEast Ghana Group | Oil/Gas | Oil/Gas Combustion | 3.7941 | 0 | 0 | 0 | 0 | 12.2248 | 0 | 0 | 0 | 348.0856 | 0 | 0 | 0 | 0 | 1121.544 | 0 | 0 | 0 | 12.3 | 12.3 | 12.3 | 12.3 | 12.3 | 12.3 | 12.3 | 12.3 | 12.3 | 3.5 | 0 | 0 | 0 | 0 | 3.5 | 0 | 0 | 0 | 0 | 0 | 0 | 0 | 0 | 0 | 0 | 0 | 0 | 200 | 200 | 200 | 200 | 200 | 200 | 200 | 200 | 200 | 19.87% | 0% | 0% | 0% | 0% | 64.02% | 0% | 0% | 0% | [9 empty] | 0 | 0 | 0 | 0 | 0 | 0 | 0 | 0 | 0 | 0 | 0 | 0 | 0 | Existing & Under Const. Plant
| 18 | Trojan 1 | SouthEast Ghana Group | Oil/Gas | Oil/Gas Combustion | 1.6793 | 0 | 0 | 0 | 0 | 0 | 0 | 0 | 0 | 198.9711 | 0 | 0 | 0 | 0 | 0 | 0 | 0 | 0 | 34 | 34 | 34 | 34 | 0 | 0 | 0 | 0 | 0 | 5.5 | 0 | 0 | 0 | 0 | 0 | 0 | 0 | 0 | 0 | 0 | 0 | 0 | 0 | 0 | 0 | 0 | 0 | 24.96 | 24.96 | 24.96 | 24.96 | [5 empty] | 91% | 0% | 0% | 0% | [14 empty] | 0 | 0 | 0 | 0 | 0 | 0 | 0 | 0 | 0 | 0 | 0 | 0 | 0 | Existing & Under Const. Plant
| 19 | MRP | SouthEast Ghana Group | Oil/Gas | Oil/Gas Combustion | 0 | 0 | 0 | 0 | 0 | 0 | 0 | 0 | 0 | 0 | 0 | 0 | 0 | 0 | 0 | 0 | 0 | 0 | 12.5737 | 12.5737 | 12.5737 | 12.5737 | 12.5737 | 12.5737 | 12.5737 | 12.5737 | 12.5737 | 0 | 0 | 0 | 0 | 0 | 0 | 0 | 0 | 0 | 0 | 0 | 0 | 0 | 0 | 0 | 0 | 0 | 0 | 70 | 70 | 70 | 70 | 70 | 70 | 70 | 70 | 70 | 0% | 0% | 0% | 0% | 0% | 0% | 0% | 0% | 0% | [9 empty] | 0 | 0 | 0 | 0 | 0 | 0 | 0 | 0 | 0 | 0 | 0 | 0 | 0 | Existing & Under Const. Plant
| 20 | Safisana | SouthEast Ghana Group | Biogas | Biogas | 0.010052 | 0.010052 | 0.010052 | 0.010052 | 0.010052 | 0.010052 | 0.010052 | 0.0098157 | 0.010052 | 0.7446 | 0.7446 | 0.7446 | 0.7446 | 0.7446 | 0.7446 | 0.7446 | 0.72709 | 0.7446 | 35 | 35 | 35 | 35 | 35 | 35 | 35 | 35 | 35 | 4.2 | 4.2 | 4.2 | 4.2 | 4.2 | 4.2 | 4.2 | 4.2 | 4.2 | 0 | 0 | 0 | 0 | 0 | 0 | 0 | 0 | 0 | 0.1 | 0.1 | 0.1 | 0.1 | 0.1 | 0.1 | 0.1 | 0.1 | 0.1 | 85% | 85% | 85% | 85% | 85% | 85% | 85% | 83% | 85% | [9 empty] | 0 | 0 | 0 | 0 | 0 | 0 | 0 | 0 | 0 | 0 | 0 | 0 | 0 | Existing & Under Const. Plant
| 21 | TT2PP | SouthEast Ghana Group | Gas | Gas Combustion Turbine | 0 | 0 | 0 | 0 | 0 | 3.4868 | 0 | 0 | 0 | 0 | 0 | 0 | 0 | 0 | 358.722 | 0 | 0 | 0 | 12.1007 | 12.1007 | 12.1007 | 12.1007 | 12.1007 | 12.1007 | 12.1007 | 12.1007 | 12.1007 | 0 | 0 | 0 | 0 | 0 | 4.5 | 0 | 0 | 0 | 0 | 0 | 0 | 0 | 0 | 0 | 0 | 0 | 0 | 45 | 45 | 45 | 45 | 45 | 45 | 45 | 45 | 45 | 0% | 0% | 0% | 0% | 0% | 91% | 0% | 0% | 0% | [9 empty] | 0 | 0 | 0 | 0 | 0 | 0 | 0 | 0 | 0 | 0 | 0 | 0 | 0 | Existing & Under Const. Plant
| 22 | SAPP 1 | SouthEast Ghana Group | Gas | Gas Combustion Turbine | 1.0209 | 0 | 0 | 0 | 0 | 13.3875 | 0 | 0 | 0 | 109.4182 | 0 | 0 | 0 | 0 | 1434.888 | 0 | 0 | 0 | 11.83 | 11.83 | 11.83 | 11.83 | 11.83 | 11.83 | 11.83 | 11.83 | 11.83 | 4.5 | 0 | 0 | 0 | 0 | 4.5 | 0 | 0 | 0 | 0 | 0 | 0 | 0 | 0 | 0 | 0 | 0 | 0 | 180 | 180 | 180 | 180 | 180 | 180 | 180 | 180 | 180 | 6.939% | 0% | 0% | 0% | 0% | 91% | 0% | 0% | 0% | [9 empty] | 0 | 0 | 0 | 0 | 0 | 0 | 0 | 0 | 0 | 0 | 0 | 0 | 0 | Existing & Under Const. Plant
| 23 | Trojan 3 | SouthEast Ghana Group | Gas | Gas Combustion Turbine | 0 | 0 | 0 | 0 | 0 | 0 | 0 | 0 | 0 | 0 | 0 | 0 | 0 | 0 | 0 | 0 | 0 | 0 | 0 | 34 | 34 | 34 | 0 | 0 | 0 | 0 | 0 | 0 | 0 | 0 | 0 | 0 | 0 | 0 | 0 | 0 | 0 | 0 | 0 | 0 | 0 | 0 | 0 | 0 | 0 | 0 | 49.92 | 49.92 | 49.92 | 0 | 0 | 0 | 0 | 0 | 0% | 0% | 0% | 0% | 0% | 0% | 0% | 0% | 0% | [9 empty] | 0 | 0 | 0 | 0 | 0 | 0 | 0 | 0 | 0 | 0 | 0 | 0 | 0 | Existing & Under Const. Plant
| 24 | Ameri_2016 | SouthWest Ghana Group | Gas | Gas Combustion Turbine | 0 | 0 | 0 | 0 | 0 | 0 | 0 | 0 | 0 | 0 | 0 | 0 | 0 | 0 | 0 | 0 | 0 | 0 | 14.54 | 14.54 | 14.54 | 14.54 | 0 | 0 | 0 | 0 | 0 | 0 | 0 | 0 | 0 | 0 | 0 | 0 | 0 | 0 | 0 | 0 | 0 | 0 | 0 | 0 | 0 | 0 | 0 | 230 | 230 | 230 | 230 | 0 | 0 | 0 | 0 | 0 | 0% | 0% | 0% | 0% | 0% | 0% | 0% | 0% | 0% | [9 empty] | 0 | 0 | 0 | 0 | 0 | 0 | 0 | 0 | 0 | 0 | 0 | 0 | 0 | Existing & Under Const. Plant
| 25 | Ameri_2021 | SouthWest Ghana Group | Gas | Gas Combustion Turbine | 0 | 0 | 0 | 0 | 0 | 18.4021 | 0 | 0 | 0 | 0 | 0 | 0 | 0 | 0 | 1810.87 | 0 | 0 | 0 | 0 | 0 | 0 | 0 | 14.54 | 14.54 | 14.54 | 14.54 | 14.54 | 0 | 0 | 0 | 0 | 0 | 4.17 | 0 | 0 | 0 | 0 | 0 | 0 | 0 | 0 | 0 | 0 | 0 | 0 | 0 | 0 | 0 | 0 | 230 | 230 | 230 | 230 | 230 | 0% | 0% | 0% | 0% | 0% | 89.88% | 0% | 0% | 0% | [9 empty] | 0 | 0 | 0 | 0 | 0 | 0 | 0 | 0 | 0 | 0 | 0 | 0 | 0 | Existing & Under Const. Plant
| 26 | Bui | Northern Ghana Group | Water | Hydro | 0 | 0 | 0 | 0 | 0 | 0 | 0 | 0 | 0 | 669.5866 | 669.5864 | 669.5866 | 669.5864 | 660.7763 | 660.776 | 639.6315 | 614.9625 | 614.9624 | 27.74 | 27.74 | 27.74 | 27.74 | 27.74 | 27.74 | 27.74 | 27.74 | 27.74 | 1.63 | 1.63 | 1.63 | 1.63 | 1.63 | 1.63 | 1.63 | 1.63 | 1.63 | 0 | 0 | 0 | 0 | 0 | 0 | 0 | 0 | 0 | 330 | 330 | 330 | 330 | 330 | 330 | 330 | 330 | 330 | 23.16% | 23.16% | 23.16% | 23.16% | 22.86% | 22.86% | 22.13% | 21.27% | 21.27% | [9 empty] | 0 | 0 | 0 | 0 | 0 | 0 | 0 | 0 | 0 | 0 | 0 | 0 | 0 | Existing & Under Const. Plant
| 27 | Akosombo | SouthEast Ghana Group | Water | Hydro | 0 | 0 | 0 | 0 | 0 | 0 | 0 | 0 | 0 | 3681.6883 | 3681.6885 | 4016.3881 | 4016.3892 | 4245.5408 | 4245.5408 | 3791.3371 | 3261.4332 | 3261.4332 | 9.16 | 9.16 | 9.16 | 9.16 | 9.16 | 9.16 | 9.16 | 9.16 | 9.16 | 0.98 | 0.98 | 0.98 | 0.98 | 0.98 | 0.98 | 0.98 | 0.98 | 0.98 | 0 | 0 | 0 | 0 | 0 | 0 | 0 | 0 | 0 | 900 | 900 | 900 | 900 | 900 | 900 | 900 | 900 | 900 | 46.7% | 46.7% | 50.94% | 50.94% | 53.85% | 53.85% | 48.09% | 41.37% | 41.37% | [9 empty] | 0 | 0 | 0 | 0 | 0 | 0 | 0 | 0 | 0 | 0 | 0 | 0 | 0 | Existing & Under Const. Plant
| 28 | Kpong | SouthEast Ghana Group | Water | Hydro | 0 | 0 | 0 | 0 | 0 | 0 | 0 | 0 | 0 | 722.7075 | 722.7075 | 788.4081 | 788.4081 | 833.8611 | 833.861 | 745.8933 | 643.2642 | 643.2642 | 9.16 | 9.16 | 9.16 | 9.16 | 9.16 | 9.16 | 9.16 | 9.16 | 9.16 | 0.98 | 0.98 | 0.98 | 0.98 | 0.98 | 0.98 | 0.98 | 0.98 | 0.98 | 0 | 0 | 0 | 0 | 0 | 0 | 0 | 0 | 0 | 140 | 140 | 140 | 140 | 140 | 140 | 140 | 140 | 140 | 58.93% | 58.93% | 64.29% | 64.29% | 67.99% | 67.99% | 60.82% | 52.45% | 52.45% | [9 empty] | 0 | 0 | 0 | 0 | 0 | 0 | 0 | 0 | 0 | 0 | 0 | 0 | 0 | Existing & Under Const. Plant
| 29 | Cote d'Ivoire Dummy | Cote d'Ivoire | Water | Hydro | 0 | 0 | 0 | 0 | 0 | 0 | 0 | 0 | 0 | 814.6799 | 814.68 | 814.6802 | 814.6803 | 814.6801 | 814.6804 | 814.6803 | 814.6802 | 814.68 | 0 | 0 | 0 | 0 | 0 | 0 | 0 | 0 | 0 | 10 | 10 | 10 | 10 | 10 | 10 | 10 | 10 | 10 | 0 | 0 | 0 | 0 | 0 | 0 | 0 | 0 | 0 | 150 | 150 | 150 | 150 | 150 | 150 | 150 | 150 | 150 | 62% | 62% | 62% | 62% | 62% | 62% | 62% | 62% | 62% | [9 empty] | 0 | 0 | 0 | 0 | 0 | 0 | 0 | 0 | 0 | 0 | 0 | 0 | 0 | Existing & Under Const. Plant
| 30 | Burkina Dummy | Burkina Group | Water | Hydro | 0 | 0 | 0 | 0 | 0 | 0 | 0 | 0 | 0 | 0.438 | 0.438 | 0.438 | 0.438 | 4.818 | 4.818 | 4.818 | 4.818 | 4.818 | 0 | 0 | 0 | 0 | 0 | 0 | 0 | 0 | 0 | 10 | 10 | 10 | 10 | 10 | 10 | 10 | 10 | 10 | 0 | 0 | 0 | 0 | 0 | 0 | 0 | 0 | 0 | 10 | 10 | 10 | 10 | 110 | 110 | 110 | 110 | 110 | 0.5% | 0.5% | 0.5% | 0.5% | 0.5% | 0.5% | 0.5% | 0.5% | 0.5% | [9 empty] | 0 | 0 | 0 | 0 | 0 | 0 | 0 | 0 | 0 | 0 | 0 | 0 | 0 | Existing & Under Const. Plant
| 31 | VRA Solar_2.5MW | Northern Ghana Group | Sun | Solar PV | 0 | 0 | 0 | 0 | 0 | 0 | 0 | 0 | 0 | 2.7132 | 2.7132 | 2.7132 | 2.7132 | 2.7132 | 2.7132 | 2.7132 | 2.7132 | 2.7132 | 0 | 0 | 0 | 0 | 0 | 0 | 0 | 0 | 0 | 0 | 0 | 0 | 0 | 0 | 0 | 0 | 0 | 0 | 0 | 0 | 0 | 0 | 0 | 0 | 0 | 0 | 0 | 1.8 | 1.8 | 1.8 | 1.8 | 1.8 | 1.8 | 1.8 | 1.8 | 1.8 | 17.21% | 17.21% | 17.21% | 17.21% | 17.21% | 17.21% | 17.21% | 17.21% | 17.21% | [9 empty] | 0 | 0 | 0 | 0 | 0 | 0 | 0 | 0 | 0 | 0 | 0 | 0 | 0 | Existing & Under Const. Plant
| 32 | BXC Solar | SouthEast Ghana Group | Sun | Solar PV | 0 | 0 | 0 | 0 | 0 | 0 | 0 | 0 | 0 | 24.0159 | 24.0159 | 24.0159 | 24.0159 | 24.0159 | 24.0159 | 24.0159 | 24.0159 | 0 | 0 | 0 | 0 | 0 | 0 | 0 | 0 | 0 | 0 | 0 | 0 | 0 | 0 | 0 | 0 | 0 | 0 | 0 | 0 | 0 | 0 | 0 | 0 | 0 | 0 | 0 | 0 | 18 | 18 | 18 | 18 | 18 | 18 | 18 | 18 | 0 | 15.23% | 15.23% | 15.23% | 15.23% | 15.23% | 15.23% | 15.23% | 15.23% | 0% | [9 empty] | 0 | 0 | 0 | 0 | 0 | 0 | 0 | 0 | 0 | 0 | 0 | 0 | 0 | Existing & Under Const. Plant
| 38 | NORT BIOMASS 2018 | Northern Ghana Group | Biomass | Biomass Combustion | 0 | 0 | 0 | 0 | 0 | 6.0313 | 6.0313 | 5.7643 | 6.0313 | 0 | 0 | 0 | 0 | 0 | 446.76 | 446.76 | 426.9874 | 446.76 | 0 | 0 | 0 | 0 | 0 | 130 | 130 | 130 | 130 | 0 | 0 | 0 | 0 | 0 | 4.5 | 4.5 | 4.5 | 4.5 | 0 | 0 | 0 | 0 | 0 | 0 | 0 | 0 | 0 | 0 | 0 | 0 | 0 | 0 | 60 | 60 | 60 | 60 | 0% | 0% | 0% | 0% | 0% | 85% | 85% | 81.24% | 85% | 0 | 0 | 0 | 0 | 0 | 288 | 0 | 0 | 0 | 0 | 0 | 0 | 0 | 0 | 122.1401 | 0 | 0 | 0 | 134.3541 | 134.3541 | 288 | 316.8 | Unplanned Build | Potential Build Biomass Combustion2018
| 43 | SOUT COMBINED CYCLE 2020 | SouthWest Ghana Group | Oil/Gas | Oil/Gas Combined Cycle | 0 | 0 | 0 | 0 | 0 | 2.1712 | 5.3492 | 4.9885 | 3.3586 | 0 | 0 | 0 | 0 | 0 | 299.4711 | 737.8163 | 688.0752 | 463.2523 | 0 | 0 | 0 | 0 | 0 | 15 | 15 | 15 | 15 | 0 | 0 | 0 | 0 | 0 | 3.48 | 3.48 | 3.48 | 3.48 | 0 | 0 | 0 | 0 | 0 | 0 | 0 | 0 | 0 | 0 | 0 | 0 | 0 | 0 | 37.9847 | 93.584 | 93.584 | 93.584 | 0% | 0% | 0% | 0% | 0% | 90% | 90% | 83.93% | 56.51% | 0 | 0 | 0 | 0 | 0 | 39.5421 | 57.8789 | 0 | 0 | 0 | 0 | 0 | 0 | 0 | 16.7697 | 18.442 | 0 | 0 | 18.4467 | 38.7329 | 39.5421 | 107.163 | Unplanned Build | Potential Build Oil/Gas Combined Cycle2020
| 45 | SOUT COMBINED CYCLE 2019 | SouthEast Ghana Group | Oil/Gas | Oil/Gas Combined Cycle | 0 | 0 | 0 | 0 | 0 | 0 | 48.4674 | 28.2819 | 156.5743 | 0 | 0 | 0 | 0 | 0 | 0 | 6685.159 | 3900.9575 | 21596.4606 | 0 | 0 | 0 | 0 | 0 | 0 | 15 | 15 | 15 | 0 | 0 | 0 | 0 | 0 | 0 | 3.48 | 3.48 | 3.48 | 0 | 0 | 0 | 0 | 0 | 0 | 0 | 0 | 0 | 0 | 0 | 0 | 0 | 0 | 0 | 847.94 | 847.94 | 3083.32 | 0% | 0% | 0% | 0% | 0% | 0% | 90% | 52.52% | 79.96% | 0 | 0 | 0 | 0 | 0 | 0 | 882.7055 | 0 | 2327.0306 | 0 | 0 | 0 | 0 | 0 | 0 | 281.2572 | 0 | 285.8663 | 0 | 309.3829 | 0 | 970.9761 | Unplanned Build | Potential Build Oil/Gas Combined Cycle2019
| 46 | SOUT COMBINED CYCLE 2018 | SouthWest Ghana Group | Oil/Gas | Oil/Gas Combined Cycle | 0 | 0 | 0 | 0 | 0 | 0 | 1.3468 | 1.2424 | 0.83588 | 0 | 0 | 0 | 0 | 0 | 0 | 185.7593 | 171.3588 | 115.2938 | 0 | 0 | 0 | 0 | 0 | 0 | 15 | 15 | 15 | 0 | 0 | 0 | 0 | 0 | 0 | 3.48 | 3.48 | 3.48 | 0 | 0 | 0 | 0 | 0 | 0 | 0 | 0 | 0 | 0 | 0 | 0 | 0 | 0 | 0 | 23.5615 | 23.5615 | 23.5615 | 0% | 0% | 0% | 0% | 0% | 0% | 90% | 83.02% | 55.86% | 0 | 0 | 0 | 0 | 0 | 0 | 24.5275 | 0 | 0 | 0 | 0 | 0 | 0 | 0 | 0 | 7.8152 | 0 | 0 | 0 | 8.5967 | 0 | 26.9803 | Unplanned Build | Potential Build Oil/Gas Combined Cycle2018
| 51 | NORT HYDRO SMALL 2023 | Northern Ghana Group | Water | Hydro | 0 | 0 | 0 | 0 | 0 | 0 | 0 | 0 | 0 | 0 | 0 | 0 | 0 | 63.291 | 63.291 | 63.291 | 63.291 | 63.291 | 0 | 0 | 0 | 0 | 45 | 45 | 45 | 45 | 45 | 0 | 0 | 0 | 0 | 3 | 3 | 3 | 3 | 3 | 0 | 0 | 0 | 0 | 0 | 0 | 0 | 0 | 0 | 0 | 0 | 0 | 0 | 20 | 20 | 20 | 20 | 20 | 0% | 0% | 0% | 0% | 36.12% | 36.12% | 36.12% | 36.12% | 36.12% | 0 | 0 | 0 | 0 | 144 | 0 | 0 | 0 | 0 | 0 | 0 | 0 | 0 | 81.2842 | 0 | 0 | 0 | 0 | 89.4127 | 89.4127 | 144 | 158.4 | Unplanned Build | Potential Build Hydro Small2023NORT
| 53 | SOUT HYDRO SMALL 2023 | SouthWest Ghana Group | Water | Hydro | 0 | 0 | 0 | 0 | 0 | 0 | 0 | 0 | 0 | 0 | 0 | 0 | 0 | 189.873 | 189.873 | 189.873 | 189.873 | 189.873 | 0 | 0 | 0 | 0 | 45 | 45 | 45 | 45 | 45 | 0 | 0 | 0 | 0 | 3 | 3 | 3 | 3 | 3 | 0 | 0 | 0 | 0 | 0 | 0 | 0 | 0 | 0 | 0 | 0 | 0 | 0 | 60 | 60 | 60 | 60 | 60 | 0% | 0% | 0% | 0% | 36.12% | 36.12% | 36.12% | 36.12% | 36.12% | 0 | 0 | 0 | 0 | 360 | 0 | 0 | 0 | 0 | 0 | 0 | 0 | 0 | 203.2106 | 0 | 0 | 0 | 0 | 223.5317 | 223.5317 | 360 | 396 | Unplanned Build | Potential Build Hydro Small2023SOUT
| 54 | ASHA INTERRUPTIBLE 2016 | Ashanti Group | Interruptible | Interruptible | 0 | 0 | 0 | 0 | 0 | 0 | 0 | 0 | 0 | 0 | 0 | 0 | 0 | 0 | 0 | 0 | 0 | 0 | 0 | 0 | 0 | 0 | 0 | 0 | 0 | 0 | 0 | 0 | 0 | 0 | 0 | 0 | 0 | 0 | 0 | 0 | 0 | 0 | 0 | 0 | 0 | 0 | 0 | 0 | 0 | 129.301 | 221.447 | 0 | 0 | 39.4406 | 338.24 | 0 | 0 | 0 | 0% | 0% | 0% | 0% | 0% | 0% | 0% | 0% | 0% | [9 empty] | 0 | 0 | 0 | 0 | 0 | 0 | 0 | 0 | 0 | 0 | 0 | 0 | 0 | Unplanned Build | Potential Build Interruptible2016
| 55 | BURK INTERRUPTIBLE 2016 | Burkina Group | Interruptible | Interruptible | 0 | 0 | 0 | 0 | 0 | 0 | 0 | 0 | 0 | 0 | 0 | 0 | 0 | 0 | 0 | 0 | 0 | 0 | 0 | 0 | 0 | 0 | 0 | 0 | 0 | 0 | 0 | 0 | 0 | 0 | 0 | 0 | 0 | 0 | 0 | 0 | 0 | 0 | 0 | 0 | 0 | 0 | 0 | 0 | 0 | 0 | 0 | 0 | 0 | 0.9 | 61.7 | 0 | 0 | 0 | 0% | 0% | 0% | 0% | 0% | 0% | 0% | 0% | 0% | [9 empty] | 0 | 0 | 0 | 0 | 0 | 0 | 0 | 0 | 0 | 0 | 0 | 0 | 0 | Unplanned Build | Potential Build Interruptible2016
| 58 | NORT INTERRUPTIBLE 2016 | Northern Ghana Group | Interruptible | Interruptible | 0 | 0 | 0 | 0 | 0 | 0 | 0 | 0 | 0 | 0 | 0 | 0 | 0 | 0 | 0 | 0 | 0 | 0 | 0 | 0 | 0 | 0 | 0 | 0 | 0 | 0 | 0 | 0 | 0 | 0 | 0 | 0 | 0 | 0 | 0 | 0 | 0 | 0 | 0 | 0 | 0 | 0 | 0 | 0 | 0 | 0 | 0 | 0 | 35.4976 | 151.062 | 108.906 | 0 | 0 | 0 | 0% | 0% | 0% | 0% | 0% | 0% | 0% | 0% | 0% | [9 empty] | 0 | 0 | 0 | 0 | 0 | 0 | 0 | 0 | 0 | 0 | 0 | 0 | 0 | Unplanned Build | Potential Build Interruptible2016
| 61 | TOGO INTERRUPTIBLE 2016 | Togo | Interruptible | Interruptible | 0 | 0 | 0 | 0 | 0 | 0 | 0 | 0 | 0 | 0 | 0 | 0 | 0 | 0 | 0 | 0 | 0 | 0 | 0 | 0 | 0 | 0 | 0 | 0 | 0 | 0 | 0 | 0 | 0 | 0 | 0 | 0 | 0 | 0 | 0 | 0 | 0 | 0 | 0 | 0 | 0 | 0 | 0 | 0 | 0 | 0 | 0 | 0 | 0 | 0 | 80.5916 | 0 | 0 | 0 | 0% | 0% | 0% | 0% | 0% | 0% | 0% | 0% | 0% | [9 empty] | 0 | 0 | 0 | 0 | 0 | 0 | 0 | 0 | 0 | 0 | 0 | 0 | 0 | Unplanned Build | Potential Build Interruptible2016
| 62 | SOUT NUCLEAR 2030 | SouthWest Ghana Group | Uranium | Nuclear | 0 | 0 | 0 | 0 | 0 | 0 | 102.8599 | 397.6091 | 397.7521 | 0 | 0 | 0 | 0 | 0 | 0 | 9986.4 | 38602.8251 | 38616.708 | 0 | 0 | 0 | 0 | 0 | 0 | 100 | 100 | 100 | 0 | 0 | 0 | 0 | 0 | 0 | 2.3 | 2.3 | 2.3 | 0 | 0 | 0 | 0 | 0 | 0 | 0 | 0 | 0 | 0 | 0 | 0 | 0 | 0 | 0 | 1200 | 4640.32 | 4640.32 | 0% | 0% | 0% | 0% | 0% | 0% | 95% | 94.97% | 95% | 0 | 0 | 0 | 0 | 0 | 0 | 7479.6 | 21443.5146 | 0 | 0 | 0 | 0 | 0 | 0 | 0 | 2383.2311 | 4242.485 | 0 | 0 | 7288.2877 | 0 | 31815.426 | Unplanned Build | Potential Build Nuclear2030
| 64 | ASHA SOLAR PV 2026 | Ashanti Group | Sun | Solar PV | 0 | 0 | 0 | 0 | 0 | 0 | 0 | 0 | 0 | 0 | 0 | 0 | 0 | 0 | 0 | 50.7002 | 50.7002 | 50.7002 | 0 | 0 | 0 | 0 | 0 | 0 | 24.8 | 24.8 | 24.8 | 0 | 0 | 0 | 0 | 0 | 0 | 0 | 0 | 0 | 0 | 0 | 0 | 0 | 0 | 0 | 0 | 0 | 0 | 0 | 0 | 0 | 0 | 0 | 0 | 40 | 40 | 40 | 0% | 0% | 0% | 0% | 0% | 0% | 14.47% | 14.47% | 14.47% | 0 | 0 | 0 | 0 | 0 | 0 | 40.8013 | 0 | 0 | 0 | 0 | 0 | 0 | 0 | 0 | 13.0005 | 0 | 0 | 0 | 14.3006 | 0 | 44.8814 | Unplanned Build | Potential Build Solar PV2026
| 65 | ASHA SOLAR PV 2035 | Ashanti Group | Sun | Solar PV | 0 | 0 | 0 | 0 | 0 | 0 | 0 | 0 | 0 | 0 | 0 | 0 | 0 | 0 | 0 | 0 | 0 | 114.0755 | 0 | 0 | 0 | 0 | 0 | 0 | 0 | 0 | 25 | 0 | 0 | 0 | 0 | 0 | 0 | 0 | 0 | 0 | 0 | 0 | 0 | 0 | 0 | 0 | 0 | 0 | 0 | 0 | 0 | 0 | 0 | 0 | 0 | 0 | 0 | 90 | 0% | 0% | 0% | 0% | 0% | 0% | 0% | 0% | 14.47% | [9 empty] | 0 | 0 | 0 | 0 | 0 | 0 | 0 | 0 | 0 | 0 | 0 | 0 | 0 | Unplanned Build
| 67 | SOUT SOLAR PV 2026 | SouthWest Ghana Group | Sun | Solar PV | 0 | 0 | 0 | 0 | 0 | 0 | 0 | 0 | 0 | 0 | 0 | 0 | 0 | 0 | 0 | 25.3501 | 25.3501 | 25.3501 | 0 | 0 | 0 | 0 | 0 | 0 | 24.8 | 24.8 | 24.8 | 0 | 0 | 0 | 0 | 0 | 0 | 0 | 0 | 0 | 0 | 0 | 0 | 0 | 0 | 0 | 0 | 0 | 0 | 0 | 0 | 0 | 0 | 0 | 0 | 20 | 20 | 20 | 0% | 0% | 0% | 0% | 0% | 0% | 14.47% | 14.47% | 14.47% | 0 | 0 | 0 | 0 | 0 | 0 | 20.4006 | 0 | 0 | 0 | 0 | 0 | 0 | 0 | 0 | 6.5003 | 0 | 0 | 0 | 7.1503 | 0 | 22.4407 | Unplanned Build | Potential Build Solar PV2026
| 68 | SOUT SOLAR PV 2035 | SouthWest Ghana Group | Sun | Solar PV | 0 | 0 | 0 | 0 | 0 | 0 | 0 | 0 | 0 | 0 | 0 | 0 | 0 | 0 | 0 | 0 | 0 | 88.7254 | 0 | 0 | 0 | 0 | 0 | 0 | 0 | 0 | 25 | 0 | 0 | 0 | 0 | 0 | 0 | 0 | 0 | 0 | 0 | 0 | 0 | 0 | 0 | 0 | 0 | 0 | 0 | 0 | 0 | 0 | 0 | 0 | 0 | 0 | 0 | 70 | 0% | 0% | 0% | 0% | 0% | 0% | 0% | 0% | 14.47% | [9 empty] | 0 | 0 | 0 | 0 | 0 | 0 | 0 | 0 | 0 | 0 | 0 | 0 | 0 | Unplanned Build
| 69 | NORT SOLAR PV 2018 | Northern Ghana Group | Sun | Solar PV | 0 | 0 | 0 | 0 | 0 | 0 | 0 | 0 | 0 | 0 | 0 | 67.5263 | 67.5263 | 67.5263 | 67.5263 | 67.5263 | 67.5263 | 67.5263 | 0 | 0 | 24.8 | 24.8 | 24.8 | 24.8 | 24.8 | 24.8 | 24.8 | 0 | 0 | 0 | 0 | 0 | 0 | 0 | 0 | 0 | 0 | 0 | 0 | 0 | 0 | 0 | 0 | 0 | 0 | 0 | 0 | 47.1565 | 47.1565 | 47.1565 | 47.1565 | 47.1565 | 47.1565 | 47.1565 | 0% | 0% | 16.35% | 16.35% | 16.35% | 16.35% | 16.35% | 16.35% | 16.35% | 0 | 0 | 58.6155 | 0 | 0 | 0 | 0 | 0 | 0 | 0 | 0 | 44.0387 | 0 | 0 | 0 | 0 | 0 | 0 | 48.4426 | 48.4426 | 58.6155 | 64.4771 | Unplanned Build | Potential Build Solar PV2018
| 71 | NORT SOLAR PV 2023 | Northern Ghana Group | Sun | Solar PV | 0 | 0 | 0 | 0 | 0 | 0 | 0 | 0 | 0 | 0 | 0 | 0 | 0 | 143.1961 | 286.3922 | 286.3922 | 286.3922 | 286.3922 | 0 | 0 | 0 | 0 | 24.8 | 24.8 | 24.8 | 24.8 | 24.8 | 0 | 0 | 0 | 0 | 0 | 0 | 0 | 0 | 0 | 0 | 0 | 0 | 0 | 0 | 0 | 0 | 0 | 0 | 0 | 0 | 0 | 0 | 100 | 200 | 200 | 200 | 200 | 0% | 0% | 0% | 0% | 16.35% | 16.35% | 16.35% | 16.35% | 16.35% | 0 | 0 | 0 | 0 | 116.62 | 116.62 | 0 | 0 | 0 | 0 | 0 | 0 | 0 | 65.829 | 49.4583 | 0 | 0 | 0 | 126.816 | 126.816 | 233.24 | 256.564 | Unplanned Build | Potential Build Solar PV2023
| 72 | NORT SOLAR PV 2026 | Northern Ghana Group | Sun | Solar PV | 0 | 0 | 0 | 0 | 0 | 0 | 0 | 0 | 0 | 0 | 0 | 0 | 0 | 0 | 143.1961 | 429.5883 | 429.5883 | 429.5883 | 0 | 0 | 0 | 0 | 0 | 24.8 | 24.8 | 24.8 | 24.8 | 0 | 0 | 0 | 0 | 0 | 0 | 0 | 0 | 0 | 0 | 0 | 0 | 0 | 0 | 0 | 0 | 0 | 0 | 0 | 0 | 0 | 0 | 0 | 100 | 300 | 300 | 300 | 0% | 0% | 0% | 0% | 0% | 16.35% | 16.35% | 16.35% | 16.35% | 0 | 0 | 0 | 0 | 0 | 102.0031 | 204.0063 | 0 | 0 | 0 | 0 | 0 | 0 | 0 | 43.2593 | 65.0027 | 0 | 0 | 47.5852 | 119.0882 | 102.0031 | 336.6104 | Unplanned Build | Potential Build Solar PV2026
| 73 | NORT SOLAR PV 2030 | Northern Ghana Group | Sun | Solar PV | 0 | 0 | 0 | 0 | 0 | 0 | 0 | 0 | 0 | 0 | 0 | 0 | 0 | 0 | 0 | 71.598 | 357.9902 | 357.9902 | 0 | 0 | 0 | 0 | 0 | 0 | 24.8 | 24.8 | 24.8 | 0 | 0 | 0 | 0 | 0 | 0 | 0 | 0 | 0 | 0 | 0 | 0 | 0 | 0 | 0 | 0 | 0 | 0 | 0 | 0 | 0 | 0 | 0 | 0 | 50 | 250 | 250 | 0% | 0% | 0% | 0% | 0% | 0% | 16.35% | 16.35% | 16.35% | 0 | 0 | 0 | 0 | 0 | 0 | 47.1836 | 188.7343 | 0 | 0 | 0 | 0 | 0 | 0 | 0 | 15.0341 | 37.3401 | 0 | 0 | 57.6116 | 0 | 259.5097 | Unplanned Build | Potential Build Solar PV2030
| 74 | NORT SOLAR PV 2035 | Northern Ghana Group | Sun | Solar PV | 0 | 0 | 0 | 0 | 0 | 0 | 0 | 0 | 0 | 0 | 0 | 0 | 0 | 0 | 0 | 0 | 143.1961 | 859.1766 | 0 | 0 | 0 | 0 | 0 | 0 | 0 | 24.8 | 24.8 | 0 | 0 | 0 | 0 | 0 | 0 | 0 | 0 | 0 | 0 | 0 | 0 | 0 | 0 | 0 | 0 | 0 | 0 | 0 | 0 | 0 | 0 | 0 | 0 | 0 | 100 | 600 | 0% | 0% | 0% | 0% | 0% | 0% | 0% | 16.35% | 16.35% | 0 | 0 | 0 | 0 | 0 | 0 | 0 | 144.9468 | 724.734 | 0 | 0 | 0 | 0 | 0 | 0 | 0 | 28.677 | 89.0307 | 0 | 31.5446 | 0 | 159.4415 | Unplanned Build | Potential Build Solar PV2035
| 77 | SOUT SOLAR PV 2026 | SouthEast Ghana Group | Sun | Solar PV | 0 | 0 | 0 | 0 | 0 | 0 | 0 | 0 | 0 | 0 | 0 | 0 | 0 | 0 | 0 | 380.2515 | 380.2515 | 380.2515 | 0 | 0 | 0 | 0 | 0 | 0 | 24.8 | 24.8 | 24.8 | 0 | 0 | 0 | 0 | 0 | 0 | 0 | 0 | 0 | 0 | 0 | 0 | 0 | 0 | 0 | 0 | 0 | 0 | 0 | 0 | 0 | 0 | 0 | 0 | 300 | 300 | 300 | 0% | 0% | 0% | 0% | 0% | 0% | 14.47% | 14.47% | 14.47% | 0 | 0 | 0 | 0 | 0 | 0 | 306.0094 | 0 | 0 | 0 | 0 | 0 | 0 | 0 | 0 | 97.504 | 0 | 0 | 0 | 107.2544 | 0 | 336.6104 | Unplanned Build | Potential Build Solar PV2026
| 78 | SOUT SOLAR PV 2035 | SouthEast Ghana Group | Sun | Solar PV | 0 | 0 | 0 | 0 | 0 | 0 | 0 | 0 | 0 | 0 | 0 | 0 | 0 | 0 | 0 | 0 | 0 | 443.6268 | 0 | 0 | 0 | 0 | 0 | 0 | 0 | 0 | 25 | 0 | 0 | 0 | 0 | 0 | 0 | 0 | 0 | 0 | 0 | 0 | 0 | 0 | 0 | 0 | 0 | 0 | 0 | 0 | 0 | 0 | 0 | 0 | 0 | 0 | 0 | 350 | 0% | 0% | 0% | 0% | 0% | 0% | 0% | 0% | 14.47% | [9 empty] | 0 | 0 | 0 | 0 | 0 | 0 | 0 | 0 | 0 | 0 | 0 | 0 | 0 | Unplanned Build
| 81 | SOUT SOLAR PV 2026 | SouthWest Ghana Group | Sun | Solar PV | 0 | 0 | 0 | 0 | 0 | 0 | 0 | 0 | 0 | 0 | 0 | 0 | 0 | 0 | 0 | 202.8008 | 202.8008 | 202.8008 | 0 | 0 | 0 | 0 | 0 | 0 | 24.8 | 24.8 | 24.8 | 0 | 0 | 0 | 0 | 0 | 0 | 0 | 0 | 0 | 0 | 0 | 0 | 0 | 0 | 0 | 0 | 0 | 0 | 0 | 0 | 0 | 0 | 0 | 0 | 160 | 160 | 160 | 0% | 0% | 0% | 0% | 0% | 0% | 14.47% | 14.47% | 14.47% | 0 | 0 | 0 | 0 | 0 | 0 | 163.205 | 0 | 0 | 0 | 0 | 0 | 0 | 0 | 0 | 52.0022 | 0 | 0 | 0 | 57.2024 | 0 | 179.5255 | Unplanned Build | Potential Build Solar PV2026
| 82 | SOUT SOLAR PV 2035 | SouthWest Ghana Group | Sun | Solar PV | 0 | 0 | 0 | 0 | 0 | 0 | 0 | 0 | 0 | 0 | 0 | 0 | 0 | 0 | 0 | 0 | 0 | 278.8511 | 0 | 0 | 0 | 0 | 0 | 0 | 0 | 0 | 25 | 0 | 0 | 0 | 0 | 0 | 0 | 0 | 0 | 0 | 0 | 0 | 0 | 0 | 0 | 0 | 0 | 0 | 0 | 0 | 0 | 0 | 0 | 0 | 0 | 0 | 0 | 220 | 0% | 0% | 0% | 0% | 0% | 0% | 0% | 0% | 14.47% | [9 empty] | 0 | 0 | 0 | 0 | 0 | 0 | 0 | 0 | 0 | 0 | 0 | 0 | 0 | Unplanned Build
| 84 | SOUT SOLAR PV 2026 | SouthEast Ghana Group | Sun | Solar PV | 0 | 0 | 0 | 0 | 0 | 0 | 0 | 0 | 0 | 0 | 0 | 0 | 0 | 0 | 0 | 25.3501 | 25.3501 | 25.3501 | 0 | 0 | 0 | 0 | 0 | 0 | 24.8 | 24.8 | 24.8 | 0 | 0 | 0 | 0 | 0 | 0 | 0 | 0 | 0 | 0 | 0 | 0 | 0 | 0 | 0 | 0 | 0 | 0 | 0 | 0 | 0 | 0 | 0 | 0 | 20 | 20 | 20 | 0% | 0% | 0% | 0% | 0% | 0% | 14.47% | 14.47% | 14.47% | 0 | 0 | 0 | 0 | 0 | 0 | 20.4006 | 0 | 0 | 0 | 0 | 0 | 0 | 0 | 0 | 6.5003 | 0 | 0 | 0 | 7.1503 | 0 | 22.4407 | Unplanned Build | Potential Build Solar PV2026
| 85 | SOUT SOLAR PV 2035 | SouthEast Ghana Group | Sun | Solar PV | 0 | 0 | 0 | 0 | 0 | 0 | 0 | 0 | 0 | 0 | 0 | 0 | 0 | 0 | 0 | 0 | 0 | 50.7002 | 0 | 0 | 0 | 0 | 0 | 0 | 0 | 0 | 25 | 0 | 0 | 0 | 0 | 0 | 0 | 0 | 0 | 0 | 0 | 0 | 0 | 0 | 0 | 0 | 0 | 0 | 0 | 0 | 0 | 0 | 0 | 0 | 0 | 0 | 0 | 40 | 0% | 0% | 0% | 0% | 0% | 0% | 0% | 0% | 14.47% | [9 empty] | 0 | 0 | 0 | 0 | 0 | 0 | 0 | 0 | 0 | 0 | 0 | 0 | 0 | Unplanned Build
| 88 | ASHA SOLAR PV WITH STORAGE 2035 | Ashanti Group | Sun + storage | Solar PV + Storage | 0 | 0 | 0 | 0 | 0 | 0 | 0 | 0 | 0 | 0 | 0 | 0 | 0 | 0 | 0 | 0 | 0 | 63.3752 | 0 | 0 | 0 | 0 | 0 | 0 | 0 | 0 | 28 | 0 | 0 | 0 | 0 | 0 | 0 | 0 | 0 | 0 | 0 | 0 | 0 | 0 | 0 | 0 | 0 | 0 | 0 | 0 | 0 | 0 | 0 | 0 | 0 | 0 | 0 | 50 | 0% | 0% | 0% | 0% | 0% | 0% | 0% | 0% | 14.47% | [9 empty] | 0 | 0 | 0 | 0 | 0 | 0 | 0 | 0 | 0 | 0 | 0 | 0 | 0 | Unplanned Build
| 91 | SOUT SOLAR PV WITH STORAGE 2035 | SouthWest Ghana Group | Sun + storage | Solar PV + Storage | 0 | 0 | 0 | 0 | 0 | 0 | 0 | 0 | 0 | 0 | 0 | 0 | 0 | 0 | 0 | 0 | 0 | 50.7002 | 0 | 0 | 0 | 0 | 0 | 0 | 0 | 0 | 28 | 0 | 0 | 0 | 0 | 0 | 0 | 0 | 0 | 0 | 0 | 0 | 0 | 0 | 0 | 0 | 0 | 0 | 0 | 0 | 0 | 0 | 0 | 0 | 0 | 0 | 0 | 40 | 0% | 0% | 0% | 0% | 0% | 0% | 0% | 0% | 14.47% | [9 empty] | 0 | 0 | 0 | 0 | 0 | 0 | 0 | 0 | 0 | 0 | 0 | 0 | 0 | Unplanned Build
| 94 | NORT SOLAR PV WITH STORAGE 2035 | Northern Ghana Group | Sun + storage | Solar PV + Storage | 0 | 0 | 0 | 0 | 0 | 0 | 0 | 0 | 0 | 0 | 0 | 0 | 0 | 0 | 0 | 0 | 0 | 316.8762 | 0 | 0 | 0 | 0 | 0 | 0 | 0 | 0 | 28 | 0 | 0 | 0 | 0 | 0 | 0 | 0 | 0 | 0 | 0 | 0 | 0 | 0 | 0 | 0 | 0 | 0 | 0 | 0 | 0 | 0 | 0 | 0 | 0 | 0 | 0 | 250 | 0% | 0% | 0% | 0% | 0% | 0% | 0% | 0% | 14.47% | [9 empty] | 0 | 0 | 0 | 0 | 0 | 0 | 0 | 0 | 0 | 0 | 0 | 0 | 0 | Unplanned Build
| 97 | SOUT SOLAR PV WITH STORAGE 2035 | SouthEast Ghana Group | Sun + storage | Solar PV + Storage | 0 | 0 | 0 | 0 | 0 | 0 | 0 | 0 | 0 | 0 | 0 | 0 | 0 | 0 | 0 | 0 | 0 | 215.4758 | 0 | 0 | 0 | 0 | 0 | 0 | 0 | 0 | 28 | 0 | 0 | 0 | 0 | 0 | 0 | 0 | 0 | 0 | 0 | 0 | 0 | 0 | 0 | 0 | 0 | 0 | 0 | 0 | 0 | 0 | 0 | 0 | 0 | 0 | 0 | 170 | 0% | 0% | 0% | 0% | 0% | 0% | 0% | 0% | 14.47% | [9 empty] | 0 | 0 | 0 | 0 | 0 | 0 | 0 | 0 | 0 | 0 | 0 | 0 | 0 | Unplanned Build
| 100 | SOUT SOLAR PV WITH STORAGE 2035 | SouthWest Ghana Group | Sun + storage | Solar PV + Storage | 0 | 0 | 0 | 0 | 0 | 0 | 0 | 0 | 0 | 0 | 0 | 0 | 0 | 0 | 0 | 0 | 0 | 88.7253 | 0 | 0 | 0 | 0 | 0 | 0 | 0 | 0 | 28 | 0 | 0 | 0 | 0 | 0 | 0 | 0 | 0 | 0 | 0 | 0 | 0 | 0 | 0 | 0 | 0 | 0 | 0 | 0 | 0 | 0 | 0 | 0 | 0 | 0 | 0 | 70 | 0% | 0% | 0% | 0% | 0% | 0% | 0% | 0% | 14.47% | [9 empty] | 0 | 0 | 0 | 0 | 0 | 0 | 0 | 0 | 0 | 0 | 0 | 0 | 0 | Unplanned Build
| 103 | SOUT SOLAR PV WITH STORAGE 2035 | SouthEast Ghana Group | Sun + storage | Solar PV + Storage | 0 | 0 | 0 | 0 | 0 | 0 | 0 | 0 | 0 | 0 | 0 | 0 | 0 | 0 | 0 | 0 | 0 | 38.0251 | 0 | 0 | 0 | 0 | 0 | 0 | 0 | 0 | 28 | 0 | 0 | 0 | 0 | 0 | 0 | 0 | 0 | 0 | 0 | 0 | 0 | 0 | 0 | 0 | 0 | 0 | 0 | 0 | 0 | 0 | 0 | 0 | 0 | 0 | 0 | 30 | 0% | 0% | 0% | 0% | 0% | 0% | 0% | 0% | 14.47% | [9 empty] | 0 | 0 | 0 | 0 | 0 | 0 | 0 | 0 | 0 | 0 | 0 | 0 | 0 | Unplanned Build
| 104 | SOUT WIND TURBINE 2020 | SouthEast Ghana Group | Wind | Wind | 0 | 0 | 0 | 0 | 0 | 0 | 0 | 0 | 0 | 0 | 0 | 0 | 164.5 | 339.6525 | 689.9575 | 689.9575 | 689.9575 | 689.9575 | 0 | 0 | 0 | 46.71 | 46.71 | 46.71 | 46.71 | 46.71 | 46.71 | 0 | 0 | 0 | 0 | 0 | 0 | 0 | 0 | 0 | 0 | 0 | 0 | 0 | 0 | 0 | 0 | 0 | 0 | 0 | 0 | 0 | 70.4386 | 145.4386 | 295.4386 | 295.4386 | 295.4386 | 295.4386 | 0% | 0% | 0% | 26.66% | 26.66% | 26.66% | 26.66% | 26.66% | 26.66% | 0 | 0 | 0 | 122.8106 | 130.7634 | 261.5268 | 0 | 0 | 0 | 0 | 0 | 0 | 83.8813 | 73.8125 | 110.9129 | 0 | 0 | 0 | 295.4674 | 295.4674 | 515.1008 | 566.6109 | Unplanned Build | Potential Build Wind2020
| 105 | SOUT WIND TURBINE 2026 | SouthEast Ghana Group | Wind | Wind | 0 | 0 | 0 | 0 | 0 | 0 | 0 | 0 | 0 | 0 | 0 | 0 | 0 | 0 | 350.305 | 817.3784 | 1050.9151 | 1050.9151 | 0 | 0 | 0 | 0 | 0 | 46.71 | 46.71 | 46.71 | 46.71 | 0 | 0 | 0 | 0 | 0 | 0 | 0 | 0 | 0 | 0 | 0 | 0 | 0 | 0 | 0 | 0 | 0 | 0 | 0 | 0 | 0 | 0 | 0 | 150 | 350 | 450 | 450 | 0% | 0% | 0% | 0% | 0% | 26.66% | 26.66% | 26.66% | 26.66% | 0 | 0 | 0 | 0 | 0 | 162.8452 | 217.127 | 108.5635 | 0 | 0 | 0 | 0 | 0 | 0 | 69.0623 | 69.1834 | 21.4787 | 0 | 75.9685 | 175.6968 | 162.8452 | 537.3893 | Unplanned Build | Potential Build Wind2026
| 106 | SOUT WIND TURBINE 2035 | SouthEast Ghana Group | Wind | Wind | 0 | 0 | 0 | 0 | 0 | 0 | 0 | 0 | 0 | 0 | 0 | 0 | 0 | 0 | 0 | 0 | 467.0734 | 467.0734 | 0 | 0 | 0 | 0 | 0 | 0 | 0 | 47 | 47 | 0 | 0 | 0 | 0 | 0 | 0 | 0 | 0 | 0 | 0 | 0 | 0 | 0 | 0 | 0 | 0 | 0 | 0 | 0 | 0 | 0 | 0 | 0 | 0 | 0 | 200 | 200 | 0% | 0% | 0% | 0% | 0% | 0% | 0% | 26.66% | 26.66% | 0 | 0 | 0 | 0 | 0 | 0 | 0 | 302.9574 | 0 | 0 | 0 | 0 | 0 | 0 | 0 | 0 | 59.9385 | 0 | 0 | 65.9324 | 0 | 333.2532 | Unplanned Build | Potential Build Wind2035
[6 empty] | 0 | 0 | 0 | 0 | 0 | 0 | 0 |  |  | 0 | 0 | 0 | 0 | 0 | 0 | 0 |  |  | 0 | 0 | 0 | 0 | 0 | 0 | 0 |  |  | 0 | 0 | 0 | 0 | 0 | 0 | 0 |  |  | 0 | 0 | 0 | 0 | 0 | 0 | 0 |  |  | 0 | 0 | 0 | 0 | 0 | 0 | 0 |  |  | 0 | 0 | 0 | 0 | 0 | 0 | 0 |  |  | #VALUE! | #VALUE! | #VALUE! | #VALUE! | #VALUE! | #VALUE! | #VALUE! |  |  | #VALUE! | #VALUE! | #VALUE! | #VALUE! | #VALUE! | #VALUE! | #VALUE!

## LowDemandHighCostLowWater
Back to Contents | [77 empty] | 90.91% | 82.64% | 75.13% | 68.3% | 56.45% | 42.41% | 31.86% | 19.78% | 12.28% | Cap Cost NPV |  | Cap Cost -- no NPV
|  | Plant Name |  |  |  | FUEL CONSUMPTION | [8 empty] | GENERATION | [8 empty] | FOM (USD/kW-yr | [8 empty] | VOM (USD/MWh) | [8 empty] | Fuel Cost (USD/MWh) | [8 empty] | Available Capacity | [8 empty] | Capacity Factors | [8 empty] | Total Capital Cost | [8 empty] | Total Capital Cost (NPV) | [8 empty] | 1060.0248 | 2844.4439 | 1903.3468 | 9588.1605 | Unplanned? | Plant Name
| UnitID |  | Model Region | Fuel Type | Capacity Type | 2017 | 2018 | 2019 | 2020 | 2023 | 2026 | 2030 | 2035 | 2040 | 2017 | 2018 | 2019 | 2020 | 2023 | 2026 | 2030 | 2035 | 2040 | 2017 | 2018 | 2019 | 2020 | 2023 | 2026 | 2030 | 2035 | 2040 | 2017 | 2018 | 2019 | 2020 | 2023 | 2026 | 2030 | 2035 | 2040 | 2017 | 2018 | 2019 | 2020 | 2023 | 2026 | 2030 | 2035 | 2040 | 2017 | 2018 | 2019 | 2020 | 2023 | 2026 | 2030 | 2035 | 2040 | 2017 | 2018 | 2019 | 2020 | 2023 | 2026 | 2030 | 2035 | 2040 | 2017 | 2018 | 2019 | 2020 | 2023 | 2026 | 2030 | 2035 | 2040 | 2017 | 2018 | 2019 | 2020 | 2023 | 2026 | 2030 | 2035 | 2040 | 10-year | 20-year | 10-year | 20-year
| 1 | CENIT | SouthEast Ghana Group | Oil | Oil Combustion | 0 | 0 | 0 | 0 | 0 | 0 | 0 | 0 | 0 | 0 | 0 | 0 | 0 | 0 | 0 | 0 | 0 | 0 | 11.83 | 11.83 | 11.83 | 11.83 | 11.83 | 11.83 | 11.83 | 0 | 0 | 0 | 0 | 0 | 0 | 0 | 0 | 0 | 0 | 0 | 0 | 0 | 0 | 0 | 0 | 0 | 0 | 0 | 0 | 100 | 100 | 100 | 100 | 100 | 100 | 100 |  |  | 0% | 0% | 0% | 0% | 0% | 0% | 0% | [11 empty] | 0 | 0 | 0 | 0 | 0 | 0 | 0 | 0 | 0 | 0 | 0 | 0 | 0 | Existing & Under Const. Plant
| 2 | Trojan 2B | SouthEast Ghana Group | Oil | Oil Combustion | 1.0933 | 0 | 0 | 0 | 0 | 0 | 0 | 0 | 0 | 129.5385 | 0 | 0 | 0 | 0 | 0 | 0 | 0 | 0 | 34 | 34 | 34 | 34 | 0 | 0 | 0 | 0 | 0 | 5.5 | 0 | 0 | 0 | 0 | 0 | 0 | 0 | 0 | 0 | 0 | 0 | 0 | 0 | 0 | 0 | 0 | 0 | 16.25 | 16.25 | 16.25 | 16.25 | [5 empty] | 91% | 0% | 0% | 0% | [14 empty] | 0 | 0 | 0 | 0 | 0 | 0 | 0 | 0 | 0 | 0 | 0 | 0 | 0 | Existing & Under Const. Plant
| 3 | Trojan 2A | Ashanti Group | Oil | Oil Combustion | 0.26958 | 0 | 0 | 0 | 0 | 0 | 0 | 0 | 0 | 31.941 | 0 | 0 | 0 | 0 | 0 | 0 | 0 | 0 | 34 | 34 | 34 | 34 | 0 | 0 | 0 | 0 | 0 | 5.5 | 0 | 0 | 0 | 0 | 0 | 0 | 0 | 0 | 0 | 0 | 0 | 0 | 0 | 0 | 0 | 0 | 0 | 16.25 | 16.25 | 16.25 | 16.25 | [5 empty] | 22.44% | 0% | 0% | 0% | [14 empty] | 0 | 0 | 0 | 0 | 0 | 0 | 0 | 0 | 0 | 0 | 0 | 0 | 0 | Existing & Under Const. Plant
| 4 | GP Tarkwa Plant | SouthWest Ghana Group | Oil | Oil Combustion | 0 | 0 | 0 | 0 | 0 | 0 | 0.010506 | 0.015519 | 0.10589 | 0 | 0 | 0 | 0 | 0 | 0 | 1.0584 | 1.5635 | 10.6681 | 17.5 | 17.5 | 17.5 | 17.5 | 17.5 | 17.5 | 17.5 | 17.5 | 17.5 | 0 | 0 | 0 | 0 | 0 | 0 | 3.5 | 3.5 | 3.5 | 0 | 0 | 0 | 0 | 0 | 0 | 0 | 0 | 0 | 33 | 33 | 33 | 33 | 33 | 33 | 33 | 33 | 33 | 0% | 0% | 0% | 0% | 0% | 0% | 0.3661% | 0.5409% | 3.69% | [9 empty] | 0 | 0 | 0 | 0 | 0 | 0 | 0 | 0 | 0 | 0 | 0 | 0 | 0 | Existing & Under Const. Plant
| 5 | GP Chirano Plant | SouthWest Ghana Group | Oil | Oil Combustion | 0 | 0 | 0 | 0 | 0 | 0 | 0 | 0 | 0.023667 | 0 | 0 | 0 | 0 | 0 | 0 | 0 | 0 | 2.1516 | 17.5 | 17.5 | 17.5 | 17.5 | 17.5 | 17.5 | 17.5 | 17.5 | 17.5 | 0 | 0 | 0 | 0 | 0 | 0 | 0 | 0 | 3.5 | 0 | 0 | 0 | 0 | 0 | 0 | 0 | 0 | 0 | 30 | 30 | 30 | 30 | 30 | 30 | 30 | 30 | 30 | 0% | 0% | 0% | 0% | 0% | 0% | 0% | 0% | 0.8187% | [9 empty] | 0 | 0 | 0 | 0 | 0 | 0 | 0 | 0 | 0 | 0 | 0 | 0 | 0 | Existing & Under Const. Plant
| 6 | GP Darmang Plant | SouthWest Ghana Group | Oil | Oil Combustion | 0 | 0 | 0 | 0 | 0 | 0 | 0 | 0 | 0.046906 | 0 | 0 | 0 | 0 | 0 | 0 | 0 | 0 | 4.4126 | 17.5 | 17.5 | 17.5 | 17.5 | 17.5 | 17.5 | 17.5 | 17.5 | 17.5 | 0 | 0 | 0 | 0 | 0 | 0 | 0 | 0 | 3.5 | 0 | 0 | 0 | 0 | 0 | 0 | 0 | 0 | 0 | 25.5 | 25.5 | 25.5 | 25.5 | 25.5 | 25.5 | 25.5 | 25.5 | 25.5 | 0% | 0% | 0% | 0% | 0% | 0% | 0% | 0% | 1.975% | [9 empty] | 0 | 0 | 0 | 0 | 0 | 0 | 0 | 0 | 0 | 0 | 0 | 0 | 0 | Existing & Under Const. Plant
| 7 | SAPP 2 | SouthEast Ghana Group | Oil/Gas | Oil/Gas Combined Cycle | 10.2079 | 23.5117 | 20.965 | 13.6024 | 17.0735 | 22.1015 | 17.8319 | 6.4628 | 13.3668 | 1308.7028 | 3014.3159 | 2687.8259 | 1743.8931 | 2188.9123 | 2833.5271 | 2286.1407 | 828.5606 | 1713.6888 | 16 | 16 | 16 | 16 | 16 | 16 | 16 | 16 | 16 | 3.5 | 3.5 | 3.5 | 3.5 | 3.5 | 3.5 | 3.5 | 3.5 | 3.5 | 0 | 0 | 0 | 0 | 0 | 0 | 0 | 0 | 0 | 370 | 370 | 370 | 370 | 370 | 370 | 370 | 370 | 370 | 40.38% | 93% | 82.93% | 53.8% | 67.53% | 87.42% | 70.53% | 25.56% | 52.87% | [9 empty] | 0 | 0 | 0 | 0 | 0 | 0 | 0 | 0 | 0 | 0 | 0 | 0 | 0 | Existing & Under Const. Plant
| 8 | Cenpower | SouthEast Ghana Group | Oil/Gas | Oil/Gas Combined Cycle | 0 | 3.4883 | 7.1104 | 0 | 0.019195 | 0 | 0 | 0 | 0.00016313 | 0 | 445.5089 | 908.0911 | 0 | 2.4515 | 0 | 0 | 0 | 0.020834 | 0 | 16 | 16 | 16 | 16 | 16 | 16 | 16 | 16 | 0 | 3.5 | 3.5 | 0 | 3.5 | 0 | 0 | 0 | 3.5 | 0 | 0 | 0 | 0 | 0 | 0 | 0 | 0 | 0 |  | 340 | 340 | 340 | 340 | 340 | 340 | 340 | 340 |  | 14.96% | 30.49% | 0% | 0.08231% | 0% | 0% | 0% | 0.0006995% | [9 empty] | 0 | 0 | 0 | 0 | 0 | 0 | 0 | 0 | 0 | 0 | 0 | 0 | 0 | Existing & Under Const. Plant
| 9 | KarpowerShip 1 | SouthEast Ghana Group | Oil/Gas | Oil/Gas Combined Cycle | 12.3506 | 0 | 0 | 0 | 0 | 0 | 0 | 0 | 0 | 1616.5656 | 0 | 0 | 0 | 0 | 0 | 0 | 0 | 0 | 177.828 | 0 | 0 | 0 | 0 | 0 | 0 | 0 | 0 | 3.5 | 0 | 0 | 0 | 0 | 0 | 0 | 0 | 0 | 0 | 0 | 0 | 0 | 0 | 0 | 0 | 0 | 0 | 247 | [8 empty] | 74.71% | [17 empty] | 0 | 0 | 0 | 0 | 0 | 0 | 0 | 0 | 0 | 0 | 0 | 0 | 0 | Existing & Under Const. Plant
| 10 | AKSA | SouthEast Ghana Group | Oil/Gas | Oil/Gas Combined Cycle | 10.1595 | 0 | 0 | 0 | 0 | 0 | 0 | 0 | 0 | 1195.236 | 0 | 0 | 0 | 0 | 0 | 0 | 0 | 0 | 16 | 16 | 16 | 16 | 16 | 16 | 16 | 16 | 16 | 3.5 | 0 | 0 | 0 | 0 | 0 | 0 | 0 | 0 | 0 | 0 | 0 | 0 | 0 | 0 | 0 | 0 | 0 | 250 | 375 | 375 | 375 | 375 | 375 | 375 | 375 | 375 | 54.58% | 0% | 0% | 0% | 0% | 0% | 0% | 0% | 0% | [9 empty] | 0 | 0 | 0 | 0 | 0 | 0 | 0 | 0 | 0 | 0 | 0 | 0 | 0 | Existing & Under Const. Plant
| 11 | TAPCO (T1) | SouthWest Ghana Group | Oil/Gas | Oil/Gas Combined Cycle | 11.645 | 17.1872 | 17.1872 | 14.7195 | 17.1872 | 10.6729 | 9.2571 | 0 | 0 | 1496.2062 | 2208.3 | 2208.3 | 1891.2406 | 2208.3 | 1371.3059 | 1189.4041 | 0 | 0 | 18.7 | 18.7 | 18.7 | 18.7 | 18.7 | 18.7 | 18.7 | 18.7 | 18.7 | 5 | 5 | 5 | 5 | 5 | 5 | 5 | 0 | 0 | 0 | 0 | 0 | 0 | 0 | 0 | 0 | 0 | 0 | 305 | 305 | 305 | 305 | 305 | 305 | 305 | 305 | 305 | 56% | 82.65% | 82.65% | 70.79% | 82.65% | 51.33% | 44.52% | 0% | 0% | [9 empty] | 0 | 0 | 0 | 0 | 0 | 0 | 0 | 0 | 0 | 0 | 0 | 0 | 0 | Existing & Under Const. Plant
| 12 | TICO (T2) | SouthWest Ghana Group | Oil/Gas | Oil/Gas Combined Cycle | 17.7346 | 17.7346 | 17.7346 | 17.7346 | 17.7346 | 17.7346 | 17.7346 | 15.8431 | 1.9203 | 2382.7203 | 2382.72 | 2382.72 | 2382.7199 | 2382.72 | 2382.72 | 2382.72 | 2128.5847 | 257.9979 | 30.94 | 30.94 | 30.94 | 30.94 | 30.94 | 30.94 | 30.94 | 30.94 | 30.94 | 4.9 | 4.9 | 4.9 | 4.9 | 4.9 | 4.9 | 4.9 | 4.9 | 4.9 | 0 | 0 | 0 | 0 | 0 | 0 | 0 | 0 | 0 | 320 | 320 | 320 | 320 | 320 | 320 | 320 | 320 | 320 | 85% | 85% | 85% | 85% | 85% | 85% | 85% | 75.93% | 9.204% | [9 empty] | 0 | 0 | 0 | 0 | 0 | 0 | 0 | 0 | 0 | 0 | 0 | 0 | 0 | Existing & Under Const. Plant
| 13 | Amandi | SouthWest Ghana Group | Oil/Gas | Oil/Gas Combined Cycle | 0 | 0 | 1.4109 | 0 | 0 | 0 | 0 | 0 | 0 | 0 | 0 | 172.0657 | 0 | 0 | 0 | 0 | 0 | 0 | 0 | 0 | 30.94 | 30.94 | 30.94 | 30.94 | 30.94 | 30.94 | 30.94 | 0 | 0 | 4.9 | 0 | 0 | 0 | 0 | 0 | 0 | 0 | 0 | 0 | 0 | 0 | 0 | 0 | 0 | 0 |  |  | 190 | 190 | 190 | 190 | 190 | 190 | 190 |  |  | 10.34% | 0% | 0% | 0% | 0% | 0% | 0% | [9 empty] | 0 | 0 | 0 | 0 | 0 | 0 | 0 | 0 | 0 | 0 | 0 | 0 | 0 | Existing & Under Const. Plant
| 14 | KarpowerShip 2 | SouthWest Ghana Group | Oil/Gas | Oil/Gas Combined Cycle | 0 | 17.1568 | 0 | 0 | 0 | 0 | 0 | 0 | 0 | 0 | 2015.1243 | 0 | 0 | 0 | 0 | 0 | 0 | 0 | 0 | 177.828 | 177.828 | 177.828 | 177.828 | 0 | 0 | 0 | 0 | 0 | 3.5 | 0 | 0 | 0 | 0 | 0 | 0 | 0 | 0 | 0 | 0 | 0 | 0 | 0 | 0 | 0 | 0 |  | 450 | 450 | 450 | 450 | [5 empty] | 51.12% | 0% | 0% | 0% | [13 empty] | 0 | 0 | 0 | 0 | 0 | 0 | 0 | 0 | 0 | 0 | 0 | 0 | 0 | Existing & Under Const. Plant
| 15 | Early Power | SouthEast Ghana Group | Oil/Gas | Oil/Gas Combustion | 0 | 0 | 7.7096 | 23.0656 | 23.0656 | 23.0656 | 23.0656 | 22.7155 | 21.6192 | 0 | 0 | 1027.9476 | 3075.4171 | 3075.417 | 3075.417 | 3075.417 | 3028.7283 | 2882.557 | 0 | 0 | 16 | 16 | 16 | 16 | 16 | 16 | 16 | 0 | 0 | 3.5 | 3.5 | 3.5 | 3.5 | 3.5 | 3.5 | 3.5 | 0 | 0 | 0 | 0 | 0 | 0 | 0 | 0 | 0 |  |  | 377.5 | 377.5 | 377.5 | 377.5 | 377.5 | 377.5 | 377.5 |  |  | 31.08% | 93% | 93% | 93% | 93% | 91.59% | 87.17% | [9 empty] | 0 | 0 | 0 | 0 | 0 | 0 | 0 | 0 | 0 | 0 | 0 | 0 | 0 | Existing & Under Const. Plant
| 16 | TT1PP | SouthEast Ghana Group | Oil/Gas | Oil/Gas Combustion | 0 | 0 | 0 | 0 | 0 | 0 | 0 | 0 | 0 | 0 | 0 | 0 | 0 | 0 | 0 | 0 | 0 | 0 | 14.3 | 14.3 | 14.3 | 14.3 | 14.3 | 14.3 | 14.3 | 14.3 | 14.3 | 0 | 0 | 0 | 0 | 0 | 0 | 0 | 0 | 0 | 0 | 0 | 0 | 0 | 0 | 0 | 0 | 0 | 0 | 100 | 100 | 100 | 100 | 100 | 100 | 100 | 100 | 100 | 0% | 0% | 0% | 0% | 0% | 0% | 0% | 0% | 0% | [9 empty] | 0 | 0 | 0 | 0 | 0 | 0 | 0 | 0 | 0 | 0 | 0 | 0 | 0 | Existing & Under Const. Plant
| 17 | KTPP | SouthEast Ghana Group | Oil/Gas | Oil/Gas Combustion | 3.7941 | 0 | 0 | 0 | 0 | 0 | 0 | 0 | 0 | 348.0855 | 0 | 0 | 0 | 0 | 0 | 0 | 0 | 0 | 12.3 | 12.3 | 12.3 | 12.3 | 12.3 | 12.3 | 12.3 | 12.3 | 12.3 | 3.5 | 0 | 0 | 0 | 0 | 0 | 0 | 0 | 0 | 0 | 0 | 0 | 0 | 0 | 0 | 0 | 0 | 0 | 200 | 200 | 200 | 200 | 200 | 200 | 200 | 200 | 200 | 19.87% | 0% | 0% | 0% | 0% | 0% | 0% | 0% | 0% | [9 empty] | 0 | 0 | 0 | 0 | 0 | 0 | 0 | 0 | 0 | 0 | 0 | 0 | 0 | Existing & Under Const. Plant
| 18 | Trojan 1 | SouthEast Ghana Group | Oil/Gas | Oil/Gas Combustion | 1.6793 | 0 | 0 | 0 | 0 | 0 | 0 | 0 | 0 | 198.9711 | 0 | 0 | 0 | 0 | 0 | 0 | 0 | 0 | 34 | 34 | 34 | 34 | 0 | 0 | 0 | 0 | 0 | 5.5 | 0 | 0 | 0 | 0 | 0 | 0 | 0 | 0 | 0 | 0 | 0 | 0 | 0 | 0 | 0 | 0 | 0 | 24.96 | 24.96 | 24.96 | 24.96 | [5 empty] | 91% | 0% | 0% | 0% | [14 empty] | 0 | 0 | 0 | 0 | 0 | 0 | 0 | 0 | 0 | 0 | 0 | 0 | 0 | Existing & Under Const. Plant
| 19 | MRP | SouthEast Ghana Group | Oil/Gas | Oil/Gas Combustion | 0 | 0 | 0 | 0 | 0 | 0 | 0 | 0 | 0.009313 | 0 | 0 | 0 | 0 | 0 | 0 | 0 | 0 | 0.74696 | 12.5737 | 12.5737 | 12.5737 | 12.5737 | 12.5737 | 12.5737 | 12.5737 | 12.5737 | 12.5737 | 0 | 0 | 0 | 0 | 0 | 0 | 0 | 0 | 4.5 | 0 | 0 | 0 | 0 | 0 | 0 | 0 | 0 | 0 | 70 | 70 | 70 | 70 | 70 | 70 | 70 | 70 | 70 | 0% | 0% | 0% | 0% | 0% | 0% | 0% | 0% | 0.1218% | [9 empty] | 0 | 0 | 0 | 0 | 0 | 0 | 0 | 0 | 0 | 0 | 0 | 0 | 0 | Existing & Under Const. Plant
| 20 | Safisana | SouthEast Ghana Group | Biogas | Biogas | 0.010052 | 0.010052 | 0.010052 | 0.010052 | 0.010052 | 0.010052 | 0.010052 | 0.010052 | 0.010052 | 0.7446 | 0.7446 | 0.7446 | 0.7446 | 0.7446 | 0.7446 | 0.7446 | 0.7446 | 0.7446 | 35 | 35 | 35 | 35 | 35 | 35 | 35 | 35 | 35 | 4.2 | 4.2 | 4.2 | 4.2 | 4.2 | 4.2 | 4.2 | 4.2 | 4.2 | 0 | 0 | 0 | 0 | 0 | 0 | 0 | 0 | 0 | 0.1 | 0.1 | 0.1 | 0.1 | 0.1 | 0.1 | 0.1 | 0.1 | 0.1 | 85% | 85% | 85% | 85% | 85% | 85% | 85% | 85% | 85% | [9 empty] | 0 | 0 | 0 | 0 | 0 | 0 | 0 | 0 | 0 | 0 | 0 | 0 | 0 | Existing & Under Const. Plant
| 21 | TT2PP | SouthEast Ghana Group | Gas | Gas Combustion Turbine | 0 | 0 | 0 | 0 | 0 | 0 | 0 | 0 | 0 | 0 | 0 | 0 | 0 | 0 | 0 | 0 | 0 | 0 | 12.1007 | 12.1007 | 12.1007 | 12.1007 | 12.1007 | 12.1007 | 12.1007 | 12.1007 | 12.1007 | 0 | 0 | 0 | 0 | 0 | 0 | 0 | 0 | 0 | 0 | 0 | 0 | 0 | 0 | 0 | 0 | 0 | 0 | 45 | 45 | 45 | 45 | 45 | 45 | 45 | 45 | 45 | 0% | 0% | 0% | 0% | 0% | 0% | 0% | 0% | 0% | [9 empty] | 0 | 0 | 0 | 0 | 0 | 0 | 0 | 0 | 0 | 0 | 0 | 0 | 0 | Existing & Under Const. Plant
| 22 | SAPP 1 | SouthEast Ghana Group | Gas | Gas Combustion Turbine | 1.0209 | 0 | 0 | 0 | 0 | 0 | 0 | 0 | 0 | 109.4188 | 0 | 0 | 0 | 0 | 0 | 0 | 0 | 0 | 11.83 | 11.83 | 11.83 | 11.83 | 11.83 | 11.83 | 11.83 | 11.83 | 11.83 | 4.5 | 0 | 0 | 0 | 0 | 0 | 0 | 0 | 0 | 0 | 0 | 0 | 0 | 0 | 0 | 0 | 0 | 0 | 180 | 180 | 180 | 180 | 180 | 180 | 180 | 180 | 180 | 6.939% | 0% | 0% | 0% | 0% | 0% | 0% | 0% | 0% | [9 empty] | 0 | 0 | 0 | 0 | 0 | 0 | 0 | 0 | 0 | 0 | 0 | 0 | 0 | Existing & Under Const. Plant
| 23 | Trojan 3 | SouthEast Ghana Group | Gas | Gas Combustion Turbine | 0 | 0 | 0 | 0 | 0 | 0 | 0 | 0 | 0 | 0 | 0 | 0 | 0 | 0 | 0 | 0 | 0 | 0 | 0 | 34 | 34 | 34 | 0 | 0 | 0 | 0 | 0 | 0 | 0 | 0 | 0 | 0 | 0 | 0 | 0 | 0 | 0 | 0 | 0 | 0 | 0 | 0 | 0 | 0 | 0 | 0 | 49.92 | 49.92 | 49.92 | 0 | 0 | 0 | 0 | 0 | 0% | 0% | 0% | 0% | 0% | 0% | 0% | 0% | 0% | [9 empty] | 0 | 0 | 0 | 0 | 0 | 0 | 0 | 0 | 0 | 0 | 0 | 0 | 0 | Existing & Under Const. Plant
| 24 | Ameri_2016 | SouthWest Ghana Group | Gas | Gas Combustion Turbine | 0 | 0 | 0 | 0 | 0 | 0 | 0 | 0 | 0 | 0 | 0 | 0 | 0 | 0 | 0 | 0 | 0 | 0 | 14.54 | 14.54 | 14.54 | 14.54 | 0 | 0 | 0 | 0 | 0 | 0 | 0 | 0 | 0 | 0 | 0 | 0 | 0 | 0 | 0 | 0 | 0 | 0 | 0 | 0 | 0 | 0 | 0 | 230 | 230 | 230 | 230 | 0 | 0 | 0 | 0 | 0 | 0% | 0% | 0% | 0% | 0% | 0% | 0% | 0% | 0% | [9 empty] | 0 | 0 | 0 | 0 | 0 | 0 | 0 | 0 | 0 | 0 | 0 | 0 | 0 | Existing & Under Const. Plant
| 25 | Ameri_2021 | SouthWest Ghana Group | Gas | Gas Combustion Turbine | 0 | 0 | 0 | 0 | 0 | 0 | 0 | 0 | 0 | 0 | 0 | 0 | 0 | 0 | 0 | 0 | 0 | 0 | 0 | 0 | 0 | 0 | 14.54 | 14.54 | 14.54 | 14.54 | 14.54 | 0 | 0 | 0 | 0 | 0 | 0 | 0 | 0 | 0 | 0 | 0 | 0 | 0 | 0 | 0 | 0 | 0 | 0 | 0 | 0 | 0 | 0 | 230 | 230 | 230 | 230 | 230 | 0% | 0% | 0% | 0% | 0% | 0% | 0% | 0% | 0% | [9 empty] | 0 | 0 | 0 | 0 | 0 | 0 | 0 | 0 | 0 | 0 | 0 | 0 | 0 | Existing & Under Const. Plant
| 26 | Bui | Northern Ghana Group | Water | Hydro | 0 | 0 | 0 | 0 | 0 | 0 | 0 | 0 | 0 | 669.5864 | 669.5863 | 669.5865 | 669.5864 | 660.7759 | 660.7763 | 639.6313 | 614.9622 | 614.9628 | 27.74 | 27.74 | 27.74 | 27.74 | 27.74 | 27.74 | 27.74 | 27.74 | 27.74 | 1.63 | 1.63 | 1.63 | 1.63 | 1.63 | 1.63 | 1.63 | 1.63 | 1.63 | 0 | 0 | 0 | 0 | 0 | 0 | 0 | 0 | 0 | 330 | 330 | 330 | 330 | 330 | 330 | 330 | 330 | 330 | 23.16% | 23.16% | 23.16% | 23.16% | 22.86% | 22.86% | 22.13% | 21.27% | 21.27% | [9 empty] | 0 | 0 | 0 | 0 | 0 | 0 | 0 | 0 | 0 | 0 | 0 | 0 | 0 | Existing & Under Const. Plant
| 27 | Akosombo | SouthEast Ghana Group | Water | Hydro | 0 | 0 | 0 | 0 | 0 | 0 | 0 | 0 | 0 | 3681.6899 | 3681.6889 | 4016.3899 | 4016.3894 | 4245.5404 | 4245.5401 | 3791.3373 | 3261.433 | 3261.4333 | 9.16 | 9.16 | 9.16 | 9.16 | 9.16 | 9.16 | 9.16 | 9.16 | 9.16 | 0.98 | 0.98 | 0.98 | 0.98 | 0.98 | 0.98 | 0.98 | 0.98 | 0.98 | 0 | 0 | 0 | 0 | 0 | 0 | 0 | 0 | 0 | 900 | 900 | 900 | 900 | 900 | 900 | 900 | 900 | 900 | 46.7% | 46.7% | 50.94% | 50.94% | 53.85% | 53.85% | 48.09% | 41.37% | 41.37% | [9 empty] | 0 | 0 | 0 | 0 | 0 | 0 | 0 | 0 | 0 | 0 | 0 | 0 | 0 | Existing & Under Const. Plant
| 28 | Kpong | SouthEast Ghana Group | Water | Hydro | 0 | 0 | 0 | 0 | 0 | 0 | 0 | 0 | 0 | 722.7074 | 722.7074 | 788.4082 | 788.4082 | 833.861 | 833.861 | 745.8932 | 643.2643 | 643.2643 | 9.16 | 9.16 | 9.16 | 9.16 | 9.16 | 9.16 | 9.16 | 9.16 | 9.16 | 0.98 | 0.98 | 0.98 | 0.98 | 0.98 | 0.98 | 0.98 | 0.98 | 0.98 | 0 | 0 | 0 | 0 | 0 | 0 | 0 | 0 | 0 | 140 | 140 | 140 | 140 | 140 | 140 | 140 | 140 | 140 | 58.93% | 58.93% | 64.29% | 64.29% | 67.99% | 67.99% | 60.82% | 52.45% | 52.45% | [9 empty] | 0 | 0 | 0 | 0 | 0 | 0 | 0 | 0 | 0 | 0 | 0 | 0 | 0 | Existing & Under Const. Plant
| 29 | Cote d'Ivoire Dummy | Cote d'Ivoire | Water | Hydro | 0 | 0 | 0 | 0 | 0 | 0 | 0 | 0 | 0 | 814.68 | 814.68 | 814.6802 | 814.6801 | 814.6801 | 814.6797 | 814.6794 | 814.6802 | 814.6801 | 0 | 0 | 0 | 0 | 0 | 0 | 0 | 0 | 0 | 10 | 10 | 10 | 10 | 10 | 10 | 10 | 10 | 10 | 0 | 0 | 0 | 0 | 0 | 0 | 0 | 0 | 0 | 150 | 150 | 150 | 150 | 150 | 150 | 150 | 150 | 150 | 62% | 62% | 62% | 62% | 62% | 62% | 62% | 62% | 62% | [9 empty] | 0 | 0 | 0 | 0 | 0 | 0 | 0 | 0 | 0 | 0 | 0 | 0 | 0 | Existing & Under Const. Plant
| 30 | Burkina Dummy | Burkina Group | Water | Hydro | 0 | 0 | 0 | 0 | 0 | 0 | 0 | 0 | 0 | 0.438 | 0.438 | 0.438 | 0.438 | 4.818 | 4.818 | 4.818 | 4.818 | 4.818 | 0 | 0 | 0 | 0 | 0 | 0 | 0 | 0 | 0 | 10 | 10 | 10 | 10 | 10 | 10 | 10 | 10 | 10 | 0 | 0 | 0 | 0 | 0 | 0 | 0 | 0 | 0 | 10 | 10 | 10 | 10 | 110 | 110 | 110 | 110 | 110 | 0.5% | 0.5% | 0.5% | 0.5% | 0.5% | 0.5% | 0.5% | 0.5% | 0.5% | [9 empty] | 0 | 0 | 0 | 0 | 0 | 0 | 0 | 0 | 0 | 0 | 0 | 0 | 0 | Existing & Under Const. Plant
| 31 | VRA Solar_2.5MW | Northern Ghana Group | Sun | Solar PV | 0 | 0 | 0 | 0 | 0 | 0 | 0 | 0 | 0 | 2.7132 | 2.7132 | 2.7132 | 2.7132 | 2.7132 | 2.7132 | 2.7132 | 2.7132 | 2.7132 | 0 | 0 | 0 | 0 | 0 | 0 | 0 | 0 | 0 | 0 | 0 | 0 | 0 | 0 | 0 | 0 | 0 | 0 | 0 | 0 | 0 | 0 | 0 | 0 | 0 | 0 | 0 | 1.8 | 1.8 | 1.8 | 1.8 | 1.8 | 1.8 | 1.8 | 1.8 | 1.8 | 17.21% | 17.21% | 17.21% | 17.21% | 17.21% | 17.21% | 17.21% | 17.21% | 17.21% | [9 empty] | 0 | 0 | 0 | 0 | 0 | 0 | 0 | 0 | 0 | 0 | 0 | 0 | 0 | Existing & Under Const. Plant
| 32 | BXC Solar | SouthEast Ghana Group | Sun | Solar PV | 0 | 0 | 0 | 0 | 0 | 0 | 0 | 0 | 0 | 24.0159 | 24.0159 | 24.0159 | 24.0159 | 24.0159 | 24.0159 | 24.0159 | 24.0159 | 0 | 0 | 0 | 0 | 0 | 0 | 0 | 0 | 0 | 0 | 0 | 0 | 0 | 0 | 0 | 0 | 0 | 0 | 0 | 0 | 0 | 0 | 0 | 0 | 0 | 0 | 0 | 0 | 18 | 18 | 18 | 18 | 18 | 18 | 18 | 18 | 0 | 15.23% | 15.23% | 15.23% | 15.23% | 15.23% | 15.23% | 15.23% | 15.23% | 0% | [9 empty] | 0 | 0 | 0 | 0 | 0 | 0 | 0 | 0 | 0 | 0 | 0 | 0 | 0 | Existing & Under Const. Plant
| 38 | NORT BIOMASS 2018 | Northern Ghana Group | Biomass | Biomass Combustion | 0 | 0 | 0 | 0 | 0 | 4.218 | 6.0313 | 6.0313 | 6.0313 | 0 | 0 | 0 | 0 | 0 | 312.4465 | 446.76 | 446.76 | 446.76 | 0 | 0 | 0 | 0 | 0 | 130 | 130 | 130 | 130 | 0 | 0 | 0 | 0 | 0 | 4.5 | 4.5 | 4.5 | 4.5 | 0 | 0 | 0 | 0 | 0 | 0 | 0 | 0 | 0 | 0 | 0 | 0 | 0 | 0 | 60 | 60 | 60 | 60 | 0% | 0% | 0% | 0% | 0% | 59.45% | 85% | 85% | 85% | 0 | 0 | 0 | 0 | 0 | 288 | 0 | 0 | 0 | 0 | 0 | 0 | 0 | 0 | 122.1401 | 0 | 0 | 0 | 134.3541 | 134.3541 | 288 | 316.8 | Unplanned Build | Potential Build Biomass Combustion2018
| 43 | SOUT COMBINED CYCLE 2020 | SouthWest Ghana Group | Oil/Gas | Oil/Gas Combined Cycle | 0 | 0 | 0 | 0 | 0 | 2.1712 | 2.1712 | 2.1712 | 2.1712 | 0 | 0 | 0 | 0 | 0 | 299.4711 | 299.4711 | 299.4711 | 299.4711 | 0 | 0 | 0 | 0 | 0 | 15 | 15 | 15 | 15 | 0 | 0 | 0 | 0 | 0 | 3.48 | 3.48 | 3.48 | 3.48 | 0 | 0 | 0 | 0 | 0 | 0 | 0 | 0 | 0 | 0 | 0 | 0 | 0 | 0 | 37.9847 | 37.9847 | 37.9847 | 37.9847 | 0% | 0% | 0% | 0% | 0% | 90% | 90% | 90% | 90% | 0 | 0 | 0 | 0 | 0 | 39.5421 | 0 | 0 | 0 | 0 | 0 | 0 | 0 | 0 | 16.7697 | 0 | 0 | 0 | 18.4467 | 18.4467 | 39.5421 | 43.4963 | Unplanned Build | Potential Build Oil/Gas Combined Cycle2020
| 45 | SOUT COMBINED CYCLE 2019 | SouthEast Ghana Group | Oil/Gas | Oil/Gas Combined Cycle | 0 | 0 | 0 | 0 | 0 | 0 | 0 | 0 | 8.0091 | 0 | 0 | 0 | 0 | 0 | 0 | 0 | 0 | 1104.6973 | 0 | 0 | 0 | 0 | 0 | 0 | 0 | 0 | 15 | 0 | 0 | 0 | 0 | 0 | 0 | 0 | 0 | 3.48 | 0 | 0 | 0 | 0 | 0 | 0 | 0 | 0 | 0 | 0 | 0 | 0 | 0 | 0 | 0 | 0 | 0 | 140.119 | 0% | 0% | 0% | 0% | 0% | 0% | 0% | 0% | 90% | 0 | 0 | 0 | 0 | 0 | 0 | 0 | 0 | 145.8639 | 0 | 0 | 0 | 0 | 0 | 0 | 0 | 0 | 17.9188 | 0 | 0 | 0 | 0 | Unplanned Build | Potential Build Oil/Gas Combined Cycle2019
| 51 | NORT HYDRO SMALL 2023 | Northern Ghana Group | Water | Hydro | 0 | 0 | 0 | 0 | 0 | 0 | 0 | 0 | 0 | 0 | 0 | 0 | 0 | 63.291 | 63.291 | 63.291 | 63.291 | 63.291 | 0 | 0 | 0 | 0 | 45 | 45 | 45 | 45 | 45 | 0 | 0 | 0 | 0 | 3 | 3 | 3 | 3 | 3 | 0 | 0 | 0 | 0 | 0 | 0 | 0 | 0 | 0 | 0 | 0 | 0 | 0 | 20 | 20 | 20 | 20 | 20 | 0% | 0% | 0% | 0% | 36.12% | 36.12% | 36.12% | 36.12% | 36.12% | 0 | 0 | 0 | 0 | 144 | 0 | 0 | 0 | 0 | 0 | 0 | 0 | 0 | 81.2842 | 0 | 0 | 0 | 0 | 89.4127 | 89.4127 | 144 | 158.4 | Unplanned Build | Potential Build Hydro Small2023NORT
| 53 | SOUT HYDRO SMALL 2023 | SouthWest Ghana Group | Water | Hydro | 0 | 0 | 0 | 0 | 0 | 0 | 0 | 0 | 0 | 0 | 0 | 0 | 0 | 189.873 | 189.873 | 189.873 | 189.873 | 189.873 | 0 | 0 | 0 | 0 | 45 | 45 | 45 | 45 | 45 | 0 | 0 | 0 | 0 | 3 | 3 | 3 | 3 | 3 | 0 | 0 | 0 | 0 | 0 | 0 | 0 | 0 | 0 | 0 | 0 | 0 | 0 | 60 | 60 | 60 | 60 | 60 | 0% | 0% | 0% | 0% | 36.12% | 36.12% | 36.12% | 36.12% | 36.12% | 0 | 0 | 0 | 0 | 360 | 0 | 0 | 0 | 0 | 0 | 0 | 0 | 0 | 203.2106 | 0 | 0 | 0 | 0 | 223.5317 | 223.5317 | 360 | 396 | Unplanned Build | Potential Build Hydro Small2023SOUT
| 54 | ASHA INTERRUPTIBLE 2016 | Ashanti Group | Interruptible | Interruptible | 0 | 0 | 0 | 0 | 0 | 0 | 0 | 0 | 0 | 0 | 0 | 0 | 0 | 0 | 0 | 0 | 0 | 0 | 0 | 0 | 0 | 0 | 0 | 0 | 0 | 0 | 0 | 0 | 0 | 0 | 0 | 0 | 0 | 0 | 0 | 0 | 0 | 0 | 0 | 0 | 0 | 0 | 0 | 0 | 0 | 129.301 | 212.753 | 0 | 0 | 0 | 0 | 0 | 0 | 0 | 0% | 0% | 0% | 0% | 0% | 0% | 0% | 0% | 0% | [9 empty] | 0 | 0 | 0 | 0 | 0 | 0 | 0 | 0 | 0 | 0 | 0 | 0 | 0 | Unplanned Build | Potential Build Interruptible2016
| 62 | SOUT NUCLEAR 2030 | SouthWest Ghana Group | Uranium | Nuclear | 0 | 0 | 0 | 0 | 0 | 0 | 17.2096 | 65.8438 | 65.8438 | 0 | 0 | 0 | 0 | 0 | 0 | 1670.8386 | 6392.6012 | 6392.6012 | 0 | 0 | 0 | 0 | 0 | 0 | 100 | 100 | 100 | 0 | 0 | 0 | 0 | 0 | 0 | 2.3 | 2.3 | 2.3 | 0 | 0 | 0 | 0 | 0 | 0 | 0 | 0 | 0 | 0 | 0 | 0 | 0 | 0 | 0 | 200.773 | 768.157 | 768.157 | 0% | 0% | 0% | 0% | 0% | 0% | 95% | 95% | 95% | 0 | 0 | 0 | 0 | 0 | 0 | 1251.4181 | 3536.5045 | 0 | 0 | 0 | 0 | 0 | 0 | 0 | 398.7404 | 699.6786 | 0 | 0 | 1208.2608 | 0 | 5266.7148 | Unplanned Build | Potential Build Nuclear2030
| 64 | ASHA SOLAR PV 2026 | Ashanti Group | Sun | Solar PV | 0 | 0 | 0 | 0 | 0 | 0 | 0 | 0 | 0 | 0 | 0 | 0 | 0 | 0 | 0 | 50.7002 | 50.7002 | 50.7002 | 0 | 0 | 0 | 0 | 0 | 0 | 24.8 | 24.8 | 24.8 | 0 | 0 | 0 | 0 | 0 | 0 | 0 | 0 | 0 | 0 | 0 | 0 | 0 | 0 | 0 | 0 | 0 | 0 | 0 | 0 | 0 | 0 | 0 | 0 | 40 | 40 | 40 | 0% | 0% | 0% | 0% | 0% | 0% | 14.47% | 14.47% | 14.47% | 0 | 0 | 0 | 0 | 0 | 0 | 40.8013 | 0 | 0 | 0 | 0 | 0 | 0 | 0 | 0 | 13.0005 | 0 | 0 | 0 | 14.3006 | 0 | 44.8814 | Unplanned Build | Potential Build Solar PV2026
| 65 | ASHA SOLAR PV 2035 | Ashanti Group | Sun | Solar PV | 0 | 0 | 0 | 0 | 0 | 0 | 0 | 0 | 0 | 0 | 0 | 0 | 0 | 0 | 0 | 0 | 25.3501 | 139.4256 | 0 | 0 | 0 | 0 | 0 | 0 | 0 | 25 | 25 | 0 | 0 | 0 | 0 | 0 | 0 | 0 | 0 | 0 | 0 | 0 | 0 | 0 | 0 | 0 | 0 | 0 | 0 | 0 | 0 | 0 | 0 | 0 | 0 | 0 | 20 | 110 | 0% | 0% | 0% | 0% | 0% | 0% | 0% | 14.47% | 14.47% | 0 | 0 | 0 | 0 | 0 | 0 | 0 | 28.9894 | 130.4521 | 0 | 0 | 0 | 0 | 0 | 0 | 0 | 5.7354 | 16.0255 | 0 | 6.3089 | 0 | 31.8883 | Unplanned Build | Potential Build Solar PV2035
| 67 | SOUT SOLAR PV 2026 | SouthWest Ghana Group | Sun | Solar PV | 0 | 0 | 0 | 0 | 0 | 0 | 0 | 0 | 0 | 0 | 0 | 0 | 0 | 0 | 0 | 25.3501 | 25.3501 | 25.3501 | 0 | 0 | 0 | 0 | 0 | 0 | 24.8 | 24.8 | 24.8 | 0 | 0 | 0 | 0 | 0 | 0 | 0 | 0 | 0 | 0 | 0 | 0 | 0 | 0 | 0 | 0 | 0 | 0 | 0 | 0 | 0 | 0 | 0 | 0 | 20 | 20 | 20 | 0% | 0% | 0% | 0% | 0% | 0% | 14.47% | 14.47% | 14.47% | 0 | 0 | 0 | 0 | 0 | 0 | 20.4006 | 0 | 0 | 0 | 0 | 0 | 0 | 0 | 0 | 6.5003 | 0 | 0 | 0 | 7.1503 | 0 | 22.4407 | Unplanned Build | Potential Build Solar PV2026
| 68 | SOUT SOLAR PV 2035 | SouthWest Ghana Group | Sun | Solar PV | 0 | 0 | 0 | 0 | 0 | 0 | 0 | 0 | 0 | 0 | 0 | 0 | 0 | 0 | 0 | 0 | 25.3501 | 114.0755 | 0 | 0 | 0 | 0 | 0 | 0 | 0 | 25 | 25 | 0 | 0 | 0 | 0 | 0 | 0 | 0 | 0 | 0 | 0 | 0 | 0 | 0 | 0 | 0 | 0 | 0 | 0 | 0 | 0 | 0 | 0 | 0 | 0 | 0 | 20 | 90 | 0% | 0% | 0% | 0% | 0% | 0% | 0% | 14.47% | 14.47% | 0 | 0 | 0 | 0 | 0 | 0 | 0 | 28.9894 | 101.4628 | 0 | 0 | 0 | 0 | 0 | 0 | 0 | 5.7354 | 12.4643 | 0 | 6.3089 | 0 | 31.8883 | Unplanned Build | Potential Build Solar PV2035
| 69 | NORT SOLAR PV 2018 | Northern Ghana Group | Sun | Solar PV | 0 | 0 | 0 | 0 | 0 | 0 | 0 | 0 | 0 | 0 | 0 | 67.5263 | 67.5263 | 67.5263 | 67.5263 | 67.5263 | 67.5263 | 67.5263 | 0 | 0 | 24.8 | 24.8 | 24.8 | 24.8 | 24.8 | 24.8 | 24.8 | 0 | 0 | 0 | 0 | 0 | 0 | 0 | 0 | 0 | 0 | 0 | 0 | 0 | 0 | 0 | 0 | 0 | 0 | 0 | 0 | 47.1565 | 47.1565 | 47.1565 | 47.1565 | 47.1565 | 47.1565 | 47.1565 | 0% | 0% | 16.35% | 16.35% | 16.35% | 16.35% | 16.35% | 16.35% | 16.35% | 0 | 0 | 58.6155 | 0 | 0 | 0 | 0 | 0 | 0 | 0 | 0 | 44.0387 | 0 | 0 | 0 | 0 | 0 | 0 | 48.4426 | 48.4426 | 58.6155 | 64.4771 | Unplanned Build | Potential Build Solar PV2018
| 71 | NORT SOLAR PV 2023 | Northern Ghana Group | Sun | Solar PV | 0 | 0 | 0 | 0 | 0 | 0 | 0 | 0 | 0 | 0 | 0 | 0 | 0 | 143.1961 | 286.3922 | 286.3922 | 286.3922 | 286.3922 | 0 | 0 | 0 | 0 | 24.8 | 24.8 | 24.8 | 24.8 | 24.8 | 0 | 0 | 0 | 0 | 0 | 0 | 0 | 0 | 0 | 0 | 0 | 0 | 0 | 0 | 0 | 0 | 0 | 0 | 0 | 0 | 0 | 0 | 100 | 200 | 200 | 200 | 200 | 0% | 0% | 0% | 0% | 16.35% | 16.35% | 16.35% | 16.35% | 16.35% | 0 | 0 | 0 | 0 | 116.62 | 116.62 | 0 | 0 | 0 | 0 | 0 | 0 | 0 | 65.829 | 49.4583 | 0 | 0 | 0 | 126.816 | 126.816 | 233.24 | 256.564 | Unplanned Build | Potential Build Solar PV2023
| 72 | NORT SOLAR PV 2026 | Northern Ghana Group | Sun | Solar PV | 0 | 0 | 0 | 0 | 0 | 0 | 0 | 0 | 0 | 0 | 0 | 0 | 0 | 0 | 143.1961 | 429.5883 | 429.5883 | 429.5883 | 0 | 0 | 0 | 0 | 0 | 24.8 | 24.8 | 24.8 | 24.8 | 0 | 0 | 0 | 0 | 0 | 0 | 0 | 0 | 0 | 0 | 0 | 0 | 0 | 0 | 0 | 0 | 0 | 0 | 0 | 0 | 0 | 0 | 0 | 100 | 300 | 300 | 300 | 0% | 0% | 0% | 0% | 0% | 16.35% | 16.35% | 16.35% | 16.35% | 0 | 0 | 0 | 0 | 0 | 102.0031 | 204.0063 | 0 | 0 | 0 | 0 | 0 | 0 | 0 | 43.2593 | 65.0027 | 0 | 0 | 47.5852 | 119.0882 | 102.0031 | 336.6104 | Unplanned Build | Potential Build Solar PV2026
| 73 | NORT SOLAR PV 2030 | Northern Ghana Group | Sun | Solar PV | 0 | 0 | 0 | 0 | 0 | 0 | 0 | 0 | 0 | 0 | 0 | 0 | 0 | 0 | 0 | 71.598 | 357.9902 | 357.9902 | 0 | 0 | 0 | 0 | 0 | 0 | 24.8 | 24.8 | 24.8 | 0 | 0 | 0 | 0 | 0 | 0 | 0 | 0 | 0 | 0 | 0 | 0 | 0 | 0 | 0 | 0 | 0 | 0 | 0 | 0 | 0 | 0 | 0 | 0 | 50 | 250 | 250 | 0% | 0% | 0% | 0% | 0% | 0% | 16.35% | 16.35% | 16.35% | 0 | 0 | 0 | 0 | 0 | 0 | 47.1836 | 188.7343 | 0 | 0 | 0 | 0 | 0 | 0 | 0 | 15.0341 | 37.3401 | 0 | 0 | 57.6116 | 0 | 259.5097 | Unplanned Build | Potential Build Solar PV2030
| 74 | NORT SOLAR PV 2035 | Northern Ghana Group | Sun | Solar PV | 0 | 0 | 0 | 0 | 0 | 0 | 0 | 0 | 0 | 0 | 0 | 0 | 0 | 0 | 0 | 0 | 143.1961 | 859.1766 | 0 | 0 | 0 | 0 | 0 | 0 | 0 | 24.8 | 24.8 | 0 | 0 | 0 | 0 | 0 | 0 | 0 | 0 | 0 | 0 | 0 | 0 | 0 | 0 | 0 | 0 | 0 | 0 | 0 | 0 | 0 | 0 | 0 | 0 | 0 | 100 | 600 | 0% | 0% | 0% | 0% | 0% | 0% | 0% | 16.35% | 16.35% | 0 | 0 | 0 | 0 | 0 | 0 | 0 | 144.9468 | 724.734 | 0 | 0 | 0 | 0 | 0 | 0 | 0 | 28.677 | 89.0307 | 0 | 31.5446 | 0 | 159.4415 | Unplanned Build | Potential Build Solar PV2035
| 77 | SOUT SOLAR PV 2026 | SouthEast Ghana Group | Sun | Solar PV | 0 | 0 | 0 | 0 | 0 | 0 | 0 | 0 | 0 | 0 | 0 | 0 | 0 | 0 | 0 | 380.2515 | 380.2515 | 380.2515 | 0 | 0 | 0 | 0 | 0 | 0 | 24.8 | 24.8 | 24.8 | 0 | 0 | 0 | 0 | 0 | 0 | 0 | 0 | 0 | 0 | 0 | 0 | 0 | 0 | 0 | 0 | 0 | 0 | 0 | 0 | 0 | 0 | 0 | 0 | 300 | 300 | 300 | 0% | 0% | 0% | 0% | 0% | 0% | 14.47% | 14.47% | 14.47% | 0 | 0 | 0 | 0 | 0 | 0 | 306.0094 | 0 | 0 | 0 | 0 | 0 | 0 | 0 | 0 | 97.504 | 0 | 0 | 0 | 107.2544 | 0 | 336.6104 | Unplanned Build | Potential Build Solar PV2026
| 78 | SOUT SOLAR PV 2035 | SouthEast Ghana Group | Sun | Solar PV | 0 | 0 | 0 | 0 | 0 | 0 | 0 | 0 | 0 | 0 | 0 | 0 | 0 | 0 | 0 | 0 | 126.7505 | 570.3773 | 0 | 0 | 0 | 0 | 0 | 0 | 0 | 25 | 25 | 0 | 0 | 0 | 0 | 0 | 0 | 0 | 0 | 0 | 0 | 0 | 0 | 0 | 0 | 0 | 0 | 0 | 0 | 0 | 0 | 0 | 0 | 0 | 0 | 0 | 100 | 450 | 0% | 0% | 0% | 0% | 0% | 0% | 0% | 14.47% | 14.47% | 0 | 0 | 0 | 0 | 0 | 0 | 0 | 144.9468 | 507.3138 | 0 | 0 | 0 | 0 | 0 | 0 | 0 | 28.677 | 62.3215 | 0 | 31.5446 | 0 | 159.4415 | Unplanned Build | Potential Build Solar PV2035
| 81 | SOUT SOLAR PV 2026 | SouthWest Ghana Group | Sun | Solar PV | 0 | 0 | 0 | 0 | 0 | 0 | 0 | 0 | 0 | 0 | 0 | 0 | 0 | 0 | 0 | 202.8008 | 202.8008 | 202.8008 | 0 | 0 | 0 | 0 | 0 | 0 | 24.8 | 24.8 | 24.8 | 0 | 0 | 0 | 0 | 0 | 0 | 0 | 0 | 0 | 0 | 0 | 0 | 0 | 0 | 0 | 0 | 0 | 0 | 0 | 0 | 0 | 0 | 0 | 0 | 160 | 160 | 160 | 0% | 0% | 0% | 0% | 0% | 0% | 14.47% | 14.47% | 14.47% | 0 | 0 | 0 | 0 | 0 | 0 | 163.205 | 0 | 0 | 0 | 0 | 0 | 0 | 0 | 0 | 52.0022 | 0 | 0 | 0 | 57.2024 | 0 | 179.5255 | Unplanned Build | Potential Build Solar PV2026
| 82 | SOUT SOLAR PV 2035 | SouthWest Ghana Group | Sun | Solar PV | 0 | 0 | 0 | 0 | 0 | 0 | 0 | 0 | 0 | 0 | 0 | 0 | 0 | 0 | 0 | 0 | 25.3501 | 304.2012 | 0 | 0 | 0 | 0 | 0 | 0 | 0 | 25 | 25 | 0 | 0 | 0 | 0 | 0 | 0 | 0 | 0 | 0 | 0 | 0 | 0 | 0 | 0 | 0 | 0 | 0 | 0 | 0 | 0 | 0 | 0 | 0 | 0 | 0 | 20 | 240 | 0% | 0% | 0% | 0% | 0% | 0% | 0% | 14.47% | 14.47% | 0 | 0 | 0 | 0 | 0 | 0 | 0 | 28.9894 | 318.883 | 0 | 0 | 0 | 0 | 0 | 0 | 0 | 5.7354 | 39.1735 | 0 | 6.3089 | 0 | 31.8883 | Unplanned Build | Potential Build Solar PV2035
| 84 | SOUT SOLAR PV 2026 | SouthEast Ghana Group | Sun | Solar PV | 0 | 0 | 0 | 0 | 0 | 0 | 0 | 0 | 0 | 0 | 0 | 0 | 0 | 0 | 0 | 25.3501 | 25.3501 | 25.3501 | 0 | 0 | 0 | 0 | 0 | 0 | 24.8 | 24.8 | 24.8 | 0 | 0 | 0 | 0 | 0 | 0 | 0 | 0 | 0 | 0 | 0 | 0 | 0 | 0 | 0 | 0 | 0 | 0 | 0 | 0 | 0 | 0 | 0 | 0 | 20 | 20 | 20 | 0% | 0% | 0% | 0% | 0% | 0% | 14.47% | 14.47% | 14.47% | 0 | 0 | 0 | 0 | 0 | 0 | 20.4006 | 0 | 0 | 0 | 0 | 0 | 0 | 0 | 0 | 6.5003 | 0 | 0 | 0 | 7.1503 | 0 | 22.4407 | Unplanned Build | Potential Build Solar PV2026
| 85 | SOUT SOLAR PV 2035 | SouthEast Ghana Group | Sun | Solar PV | 0 | 0 | 0 | 0 | 0 | 0 | 0 | 0 | 0 | 0 | 0 | 0 | 0 | 0 | 0 | 0 | 25.3501 | 76.0503 | 0 | 0 | 0 | 0 | 0 | 0 | 0 | 25 | 25 | 0 | 0 | 0 | 0 | 0 | 0 | 0 | 0 | 0 | 0 | 0 | 0 | 0 | 0 | 0 | 0 | 0 | 0 | 0 | 0 | 0 | 0 | 0 | 0 | 0 | 20 | 60 | 0% | 0% | 0% | 0% | 0% | 0% | 0% | 14.47% | 14.47% | 0 | 0 | 0 | 0 | 0 | 0 | 0 | 28.9894 | 57.9787 | 0 | 0 | 0 | 0 | 0 | 0 | 0 | 5.7354 | 7.1225 | 0 | 6.3089 | 0 | 31.8883 | Unplanned Build | Potential Build Solar PV2035
| 88 | ASHA SOLAR PV WITH STORAGE 2035 | Ashanti Group | Sun + storage | Solar PV + Storage | 0 | 0 | 0 | 0 | 0 | 0 | 0 | 0 | 0 | 0 | 0 | 0 | 0 | 0 | 0 | 0 | 0 | 63.3752 | 0 | 0 | 0 | 0 | 0 | 0 | 0 | 0 | 28 | 0 | 0 | 0 | 0 | 0 | 0 | 0 | 0 | 0 | 0 | 0 | 0 | 0 | 0 | 0 | 0 | 0 | 0 | 0 | 0 | 0 | 0 | 0 | 0 | 0 | 0 | 50 | 0% | 0% | 0% | 0% | 0% | 0% | 0% | 0% | 14.47% | [9 empty] | 0 | 0 | 0 | 0 | 0 | 0 | 0 | 0 | 0 | 0 | 0 | 0 | 0 | Unplanned Build
| 91 | SOUT SOLAR PV WITH STORAGE 2035 | SouthWest Ghana Group | Sun + storage | Solar PV + Storage | 0 | 0 | 0 | 0 | 0 | 0 | 0 | 0 | 0 | 0 | 0 | 0 | 0 | 0 | 0 | 0 | 0 | 50.7002 | 0 | 0 | 0 | 0 | 0 | 0 | 0 | 0 | 28 | 0 | 0 | 0 | 0 | 0 | 0 | 0 | 0 | 0 | 0 | 0 | 0 | 0 | 0 | 0 | 0 | 0 | 0 | 0 | 0 | 0 | 0 | 0 | 0 | 0 | 0 | 40 | 0% | 0% | 0% | 0% | 0% | 0% | 0% | 0% | 14.47% | [9 empty] | 0 | 0 | 0 | 0 | 0 | 0 | 0 | 0 | 0 | 0 | 0 | 0 | 0 | Unplanned Build
| 94 | NORT SOLAR PV WITH STORAGE 2035 | Northern Ghana Group | Sun + storage | Solar PV + Storage | 0 | 0 | 0 | 0 | 0 | 0 | 0 | 0 | 0 | 0 | 0 | 0 | 0 | 0 | 0 | 0 | 0 | 316.8762 | 0 | 0 | 0 | 0 | 0 | 0 | 0 | 0 | 28 | 0 | 0 | 0 | 0 | 0 | 0 | 0 | 0 | 0 | 0 | 0 | 0 | 0 | 0 | 0 | 0 | 0 | 0 | 0 | 0 | 0 | 0 | 0 | 0 | 0 | 0 | 250 | 0% | 0% | 0% | 0% | 0% | 0% | 0% | 0% | 14.47% | [9 empty] | 0 | 0 | 0 | 0 | 0 | 0 | 0 | 0 | 0 | 0 | 0 | 0 | 0 | Unplanned Build
| 97 | SOUT SOLAR PV WITH STORAGE 2035 | SouthEast Ghana Group | Sun + storage | Solar PV + Storage | 0 | 0 | 0 | 0 | 0 | 0 | 0 | 0 | 0 | 0 | 0 | 0 | 0 | 0 | 0 | 0 | 0 | 215.4758 | 0 | 0 | 0 | 0 | 0 | 0 | 0 | 0 | 28 | 0 | 0 | 0 | 0 | 0 | 0 | 0 | 0 | 0 | 0 | 0 | 0 | 0 | 0 | 0 | 0 | 0 | 0 | 0 | 0 | 0 | 0 | 0 | 0 | 0 | 0 | 170 | 0% | 0% | 0% | 0% | 0% | 0% | 0% | 0% | 14.47% | [9 empty] | 0 | 0 | 0 | 0 | 0 | 0 | 0 | 0 | 0 | 0 | 0 | 0 | 0 | Unplanned Build
| 100 | SOUT SOLAR PV WITH STORAGE 2035 | SouthWest Ghana Group | Sun + storage | Solar PV + Storage | 0 | 0 | 0 | 0 | 0 | 0 | 0 | 0 | 0 | 0 | 0 | 0 | 0 | 0 | 0 | 0 | 0 | 88.7253 | 0 | 0 | 0 | 0 | 0 | 0 | 0 | 0 | 28 | 0 | 0 | 0 | 0 | 0 | 0 | 0 | 0 | 0 | 0 | 0 | 0 | 0 | 0 | 0 | 0 | 0 | 0 | 0 | 0 | 0 | 0 | 0 | 0 | 0 | 0 | 70 | 0% | 0% | 0% | 0% | 0% | 0% | 0% | 0% | 14.47% | [9 empty] | 0 | 0 | 0 | 0 | 0 | 0 | 0 | 0 | 0 | 0 | 0 | 0 | 0 | Unplanned Build
| 103 | SOUT SOLAR PV WITH STORAGE 2035 | SouthEast Ghana Group | Sun + storage | Solar PV + Storage | 0 | 0 | 0 | 0 | 0 | 0 | 0 | 0 | 0 | 0 | 0 | 0 | 0 | 0 | 0 | 0 | 0 | 38.0251 | 0 | 0 | 0 | 0 | 0 | 0 | 0 | 0 | 28 | 0 | 0 | 0 | 0 | 0 | 0 | 0 | 0 | 0 | 0 | 0 | 0 | 0 | 0 | 0 | 0 | 0 | 0 | 0 | 0 | 0 | 0 | 0 | 0 | 0 | 0 | 30 | 0% | 0% | 0% | 0% | 0% | 0% | 0% | 0% | 14.47% | [9 empty] | 0 | 0 | 0 | 0 | 0 | 0 | 0 | 0 | 0 | 0 | 0 | 0 | 0 | Unplanned Build
| 104 | SOUT WIND TURBINE 2020 | SouthEast Ghana Group | Wind | Wind | 0 | 0 | 0 | 0 | 0 | 0 | 0 | 0 | 0 | 0 | 0 | 0 | 164.5 | 339.6525 | 689.9575 | 689.9575 | 689.9575 | 689.9575 | 0 | 0 | 0 | 46.71 | 46.71 | 46.71 | 46.71 | 46.71 | 46.71 | 0 | 0 | 0 | 0 | 0 | 0 | 0 | 0 | 0 | 0 | 0 | 0 | 0 | 0 | 0 | 0 | 0 | 0 | 0 | 0 | 0 | 70.4386 | 145.4386 | 295.4386 | 295.4386 | 295.4386 | 295.4386 | 0% | 0% | 0% | 26.66% | 26.66% | 26.66% | 26.66% | 26.66% | 26.66% | 0 | 0 | 0 | 122.8106 | 130.7634 | 261.5268 | 0 | 0 | 0 | 0 | 0 | 0 | 83.8813 | 73.8125 | 110.9129 | 0 | 0 | 0 | 295.4674 | 295.4674 | 515.1008 | 566.6109 | Unplanned Build | Potential Build Wind2020
| 105 | SOUT WIND TURBINE 2026 | SouthEast Ghana Group | Wind | Wind | 0 | 0 | 0 | 0 | 0 | 0 | 0 | 0 | 0 | 0 | 0 | 0 | 0 | 0 | 350.305 | 817.3784 | 1050.9151 | 1050.9151 | 0 | 0 | 0 | 0 | 0 | 46.71 | 46.71 | 46.71 | 46.71 | 0 | 0 | 0 | 0 | 0 | 0 | 0 | 0 | 0 | 0 | 0 | 0 | 0 | 0 | 0 | 0 | 0 | 0 | 0 | 0 | 0 | 0 | 0 | 150 | 350 | 450 | 450 | 0% | 0% | 0% | 0% | 0% | 26.66% | 26.66% | 26.66% | 26.66% | 0 | 0 | 0 | 0 | 0 | 162.8452 | 217.127 | 108.5635 | 0 | 0 | 0 | 0 | 0 | 0 | 69.0623 | 69.1834 | 21.4787 | 0 | 75.9685 | 175.6968 | 162.8452 | 537.3893 | Unplanned Build | Potential Build Wind2026
| 106 | SOUT WIND TURBINE 2035 | SouthEast Ghana Group | Wind | Wind | 0 | 0 | 0 | 0 | 0 | 0 | 0 | 0 | 0 | 0 | 0 | 0 | 0 | 0 | 0 | 0 | 467.0734 | 467.0734 | 0 | 0 | 0 | 0 | 0 | 0 | 0 | 47 | 47 | 0 | 0 | 0 | 0 | 0 | 0 | 0 | 0 | 0 | 0 | 0 | 0 | 0 | 0 | 0 | 0 | 0 | 0 | 0 | 0 | 0 | 0 | 0 | 0 | 0 | 200 | 200 | 0% | 0% | 0% | 0% | 0% | 0% | 0% | 26.66% | 26.66% | 0 | 0 | 0 | 0 | 0 | 0 | 0 | 302.9574 | 0 | 0 | 0 | 0 | 0 | 0 | 0 | 0 | 59.9385 | 0 | 0 | 65.9324 | 0 | 333.2532 | Unplanned Build | Potential Build Wind2035
[6 empty] | 0 | 0 | 0 | 0 | 0 | 0 | 0 |  |  | 0 | 0 | 0 | 0 | 0 | 0 | 0 |  |  | 0 | 0 | 0 | 0 | 0 | 0 | 0 |  |  | 0 | 0 | 0 | 0 | 0 | 0 | 0 |  |  | 0 | 0 | 0 | 0 | 0 | 0 | 0 |  |  | 0 | 0 | 0 | 0 | 0 | 0 | 0 |  |  | 0 | 0 | 0 | 0 | 0 | 0 | 0 |  |  | #VALUE! | #VALUE! | #VALUE! | #VALUE! | #VALUE! | #VALUE! | #VALUE! |  |  | #VALUE! | #VALUE! | #VALUE! | #VALUE! | #VALUE! | #VALUE! | #VALUE!

## LowREHighCost
Back to Contents | [77 empty] | 90.91% | 82.64% | 75.13% | 68.3% | 56.45% | 42.41% | 31.86% | 19.78% | 12.28% | Cap Cost NPV |  | Cap Cost -- no NPV
|  | Plant Name |  |  |  | FUEL CONSUMPTION | [8 empty] | GENERATION | [8 empty] | FOM (USD/kW-yr | [8 empty] | VOM (USD/MWh) | [8 empty] | Fuel Cost (USD/MWh) | [8 empty] | Available Capacity | [8 empty] | Capacity Factors | [8 empty] | Total Capital Cost | [8 empty] | Total Capital Cost (NPV) | [8 empty] | 683.6993 | 1345.2175 | 1219.9814 | 4147.6803 | Unplanned? | Plant Name
| UnitID |  | Model Region | Fuel Type | Capacity Type | 2017 | 2018 | 2019 | 2020 | 2023 | 2026 | 2030 | 2035 | 2040 | 2017 | 2018 | 2019 | 2020 | 2023 | 2026 | 2030 | 2035 | 2040 | 2017 | 2018 | 2019 | 2020 | 2023 | 2026 | 2030 | 2035 | 2040 | 2017 | 2018 | 2019 | 2020 | 2023 | 2026 | 2030 | 2035 | 2040 | 2017 | 2018 | 2019 | 2020 | 2023 | 2026 | 2030 | 2035 | 2040 | 2017 | 2018 | 2019 | 2020 | 2023 | 2026 | 2030 | 2035 | 2040 | 2017 | 2018 | 2019 | 2020 | 2023 | 2026 | 2030 | 2035 | 2040 | 2017 | 2018 | 2019 | 2020 | 2023 | 2026 | 2030 | 2035 | 2040 | 2017 | 2018 | 2019 | 2020 | 2023 | 2026 | 2030 | 2035 | 2040 | 10-year | 20-year | 10-year | 20-year
| 1 | CENIT | SouthEast Ghana Group | Oil | Oil Combustion | 0 | 0 | 0 | 0 | 0 | 0 | 0 | 0 | 0 | 0 | 0 | 0 | 0 | 0 | 0 | 0 | 0 | 0 | 11.83 | 11.83 | 11.83 | 11.83 | 11.83 | 11.83 | 11.83 | 0 | 0 | 0 | 0 | 0 | 0 | 0 | 0 | 0 | 0 | 0 | 0 | 0 | 0 | 0 | 0 | 0 | 0 | 0 | 0 | 100 | 100 | 100 | 100 | 100 | 100 | 100 |  |  | 0% | 0% | 0% | 0% | 0% | 0% | 0% | [11 empty] | 0 | 0 | 0 | 0 | 0 | 0 | 0 | 0 | 0 | 0 | 0 | 0 | 0 | Existing & Under Const. Plant
| 2 | Trojan 2B | SouthEast Ghana Group | Oil | Oil Combustion | 1.0933 | 0 | 0 | 0 | 0 | 0 | 0 | 0 | 0 | 129.5385 | 0 | 0 | 0 | 0 | 0 | 0 | 0 | 0 | 34 | 34 | 34 | 34 | 0 | 0 | 0 | 0 | 0 | 5.5 | 0 | 0 | 0 | 0 | 0 | 0 | 0 | 0 | 0 | 0 | 0 | 0 | 0 | 0 | 0 | 0 | 0 | 16.25 | 16.25 | 16.25 | 16.25 | [5 empty] | 91% | 0% | 0% | 0% | [14 empty] | 0 | 0 | 0 | 0 | 0 | 0 | 0 | 0 | 0 | 0 | 0 | 0 | 0 | Existing & Under Const. Plant
| 3 | Trojan 2A | Ashanti Group | Oil | Oil Combustion | 0.26958 | 0 | 0 | 0 | 0 | 0 | 0 | 0 | 0 | 31.941 | 0 | 0 | 0 | 0 | 0 | 0 | 0 | 0 | 34 | 34 | 34 | 34 | 0 | 0 | 0 | 0 | 0 | 5.5 | 0 | 0 | 0 | 0 | 0 | 0 | 0 | 0 | 0 | 0 | 0 | 0 | 0 | 0 | 0 | 0 | 0 | 16.25 | 16.25 | 16.25 | 16.25 | [5 empty] | 22.44% | 0% | 0% | 0% | [14 empty] | 0 | 0 | 0 | 0 | 0 | 0 | 0 | 0 | 0 | 0 | 0 | 0 | 0 | Existing & Under Const. Plant
| 4 | GP Tarkwa Plant | SouthWest Ghana Group | Oil | Oil Combustion | 0 | 0 | 0 | 0 | 0 | 0 | 0 | 0 | 0 | 0 | 0 | 0 | 0 | 0 | 0 | 0 | 0 | 0 | 17.5 | 17.5 | 17.5 | 17.5 | 17.5 | 17.5 | 17.5 | 17.5 | 17.5 | 0 | 0 | 0 | 0 | 0 | 0 | 0 | 0 | 0 | 0 | 0 | 0 | 0 | 0 | 0 | 0 | 0 | 0 | 33 | 33 | 33 | 33 | 33 | 33 | 33 | 33 | 33 | 0% | 0% | 0% | 0% | 0% | 0% | 0% | 0% | 0% | [9 empty] | 0 | 0 | 0 | 0 | 0 | 0 | 0 | 0 | 0 | 0 | 0 | 0 | 0 | Existing & Under Const. Plant
| 5 | GP Chirano Plant | SouthWest Ghana Group | Oil | Oil Combustion | 0 | 0 | 0 | 0 | 0 | 0 | 0 | 0 | 0 | 0 | 0 | 0 | 0 | 0 | 0 | 0 | 0 | 0 | 17.5 | 17.5 | 17.5 | 17.5 | 17.5 | 17.5 | 17.5 | 17.5 | 17.5 | 0 | 0 | 0 | 0 | 0 | 0 | 0 | 0 | 0 | 0 | 0 | 0 | 0 | 0 | 0 | 0 | 0 | 0 | 30 | 30 | 30 | 30 | 30 | 30 | 30 | 30 | 30 | 0% | 0% | 0% | 0% | 0% | 0% | 0% | 0% | 0% | [9 empty] | 0 | 0 | 0 | 0 | 0 | 0 | 0 | 0 | 0 | 0 | 0 | 0 | 0 | Existing & Under Const. Plant
| 6 | GP Darmang Plant | SouthWest Ghana Group | Oil | Oil Combustion | 0 | 0 | 0 | 0 | 0 | 0 | 0 | 0 | 0 | 0 | 0 | 0 | 0 | 0 | 0 | 0 | 0 | 0 | 17.5 | 17.5 | 17.5 | 17.5 | 17.5 | 17.5 | 17.5 | 17.5 | 17.5 | 0 | 0 | 0 | 0 | 0 | 0 | 0 | 0 | 0 | 0 | 0 | 0 | 0 | 0 | 0 | 0 | 0 | 0 | 25.5 | 25.5 | 25.5 | 25.5 | 25.5 | 25.5 | 25.5 | 25.5 | 25.5 | 0% | 0% | 0% | 0% | 0% | 0% | 0% | 0% | 0% | [9 empty] | 0 | 0 | 0 | 0 | 0 | 0 | 0 | 0 | 0 | 0 | 0 | 0 | 0 | Existing & Under Const. Plant
| 7 | SAPP 2 | SouthEast Ghana Group | Oil/Gas | Oil/Gas Combined Cycle | 10.2079 | 22.9737 | 13.2877 | 7.7484 | 23.5117 | 23.5117 | 23.5117 | 23.5117 | 22.7383 | 1308.7026 | 2945.349 | 1703.5527 | 993.3857 | 3014.316 | 3014.316 | 3014.316 | 3014.316 | 2915.169 | 16 | 16 | 16 | 16 | 16 | 16 | 16 | 16 | 16 | 3.5 | 3.5 | 3.5 | 3.5 | 3.5 | 3.5 | 3.5 | 3.5 | 3.5 | 0 | 0 | 0 | 0 | 0 | 0 | 0 | 0 | 0 | 370 | 370 | 370 | 370 | 370 | 370 | 370 | 370 | 370 | 40.38% | 90.87% | 52.56% | 30.65% | 93% | 93% | 93% | 93% | 89.94% | [9 empty] | 0 | 0 | 0 | 0 | 0 | 0 | 0 | 0 | 0 | 0 | 0 | 0 | 0 | Existing & Under Const. Plant
| 8 | Cenpower | SouthEast Ghana Group | Oil/Gas | Oil/Gas Combined Cycle | 0 | 0.071594 | 3.5839 | 0 | 21.6884 | 21.6884 | 21.6884 | 21.5448 | 15.356 | 0 | 9.1436 | 457.7087 | 0 | 2769.912 | 2769.912 | 2769.9123 | 2751.5714 | 1961.1711 | 0 | 16 | 16 | 16 | 16 | 16 | 16 | 16 | 16 | 0 | 3.5 | 3.5 | 0 | 3.5 | 3.5 | 3.5 | 3.5 | 3.5 | 0 | 0 | 0 | 0 | 0 | 0 | 0 | 0 | 0 |  | 340 | 340 | 340 | 340 | 340 | 340 | 340 | 340 |  | 0.307% | 15.37% | 0% | 93% | 93% | 93% | 92.38% | 65.85% | [9 empty] | 0 | 0 | 0 | 0 | 0 | 0 | 0 | 0 | 0 | 0 | 0 | 0 | 0 | Existing & Under Const. Plant
| 9 | KarpowerShip 1 | SouthEast Ghana Group | Oil/Gas | Oil/Gas Combined Cycle | 12.3506 | 0 | 0 | 0 | 0 | 0 | 0 | 0 | 0 | 1616.5656 | 0 | 0 | 0 | 0 | 0 | 0 | 0 | 0 | 177.828 | 0 | 0 | 0 | 0 | 0 | 0 | 0 | 0 | 3.5 | 0 | 0 | 0 | 0 | 0 | 0 | 0 | 0 | 0 | 0 | 0 | 0 | 0 | 0 | 0 | 0 | 0 | 247 | [8 empty] | 74.71% | [17 empty] | 0 | 0 | 0 | 0 | 0 | 0 | 0 | 0 | 0 | 0 | 0 | 0 | 0 | Existing & Under Const. Plant
| 10 | AKSA | SouthEast Ghana Group | Oil/Gas | Oil/Gas Combined Cycle | 10.1595 | 0 | 6.701 | 0 | 13.6407 | 22.085 | 20.0529 | 2.0896 | 2.5959 | 1195.236 | 0 | 788.3495 | 0 | 1604.7832 | 2598.2345 | 2359.1627 | 245.8349 | 305.3975 | 16 | 16 | 16 | 16 | 16 | 16 | 16 | 16 | 16 | 3.5 | 0 | 3.5 | 0 | 3.5 | 3.5 | 3.5 | 3.5 | 3.5 | 0 | 0 | 0 | 0 | 0 | 0 | 0 | 0 | 0 | 250 | 375 | 375 | 375 | 375 | 375 | 375 | 375 | 375 | 54.58% | 0% | 24% | 0% | 48.85% | 79.09% | 71.82% | 7.484% | 9.297% | [9 empty] | 0 | 0 | 0 | 0 | 0 | 0 | 0 | 0 | 0 | 0 | 0 | 0 | 0 | Existing & Under Const. Plant
| 11 | TAPCO (T1) | SouthWest Ghana Group | Oil/Gas | Oil/Gas Combined Cycle | 11.645 | 17.1872 | 0 | 17.1872 | 17.1872 | 17.1872 | 17.1872 | 14.4517 | 0.43842 | 1496.2066 | 2208.3 | 0 | 2208.3 | 2208.3 | 2208.2999 | 2208.3002 | 1856.8229 | 56.3302 | 18.7 | 18.7 | 18.7 | 18.7 | 18.7 | 18.7 | 18.7 | 18.7 | 18.7 | 5 | 5 | 0 | 5 | 5 | 5 | 5 | 5 | 5 | 0 | 0 | 0 | 0 | 0 | 0 | 0 | 0 | 0 | 305 | 305 | 305 | 305 | 305 | 305 | 305 | 305 | 305 | 56% | 82.65% | 0% | 82.65% | 82.65% | 82.65% | 82.65% | 69.5% | 2.108% | [9 empty] | 0 | 0 | 0 | 0 | 0 | 0 | 0 | 0 | 0 | 0 | 0 | 0 | 0 | Existing & Under Const. Plant
| 12 | TICO (T2) | SouthWest Ghana Group | Oil/Gas | Oil/Gas Combined Cycle | 17.7346 | 17.7346 | 9.5854 | 17.7346 | 17.7346 | 17.7346 | 17.7346 | 17.7346 | 5.8783 | 2382.72 | 2382.72 | 1287.8385 | 2382.72 | 2382.72 | 2382.72 | 2382.72 | 2382.72 | 789.7701 | 30.94 | 30.94 | 30.94 | 30.94 | 30.94 | 30.94 | 30.94 | 30.94 | 30.94 | 4.9 | 4.9 | 4.9 | 4.9 | 4.9 | 4.9 | 4.9 | 4.9 | 4.9 | 0 | 0 | 0 | 0 | 0 | 0 | 0 | 0 | 0 | 320 | 320 | 320 | 320 | 320 | 320 | 320 | 320 | 320 | 85% | 85% | 45.94% | 85% | 85% | 85% | 85% | 85% | 28.17% | [9 empty] | 0 | 0 | 0 | 0 | 0 | 0 | 0 | 0 | 0 | 0 | 0 | 0 | 0 | Existing & Under Const. Plant
| 13 | Amandi | SouthWest Ghana Group | Oil/Gas | Oil/Gas Combined Cycle | 0 | 0 | 8.0946 | 4.0735 | 12.0103 | 12.0103 | 12.0103 | 5.3225 | 0.090396 | 0 | 0 | 987.1488 | 496.7681 | 1464.6719 | 1464.672 | 1464.672 | 649.0861 | 11.0239 | 0 | 0 | 30.94 | 30.94 | 30.94 | 30.94 | 30.94 | 30.94 | 30.94 | 0 | 0 | 4.9 | 4.9 | 4.9 | 4.9 | 4.9 | 4.9 | 4.9 | 0 | 0 | 0 | 0 | 0 | 0 | 0 | 0 | 0 |  |  | 190 | 190 | 190 | 190 | 190 | 190 | 190 |  |  | 59.31% | 29.85% | 88% | 88% | 88% | 39% | 0.6623% | [9 empty] | 0 | 0 | 0 | 0 | 0 | 0 | 0 | 0 | 0 | 0 | 0 | 0 | 0 | Existing & Under Const. Plant
| 14 | KarpowerShip 2 | SouthWest Ghana Group | Oil/Gas | Oil/Gas Combined Cycle | 0 | 24.5592 | 31.8841 | 26.4578 | 0 | 0 | 0 | 0 | 0 | 0 | 2884.5621 | 3744.9 | 3107.5614 | 0 | 0 | 0 | 0 | 0 | 0 | 177.828 | 177.828 | 177.828 | 177.828 | 0 | 0 | 0 | 0 | 0 | 3.5 | 3.5 | 3.5 | 0 | 0 | 0 | 0 | 0 | 0 | 0 | 0 | 0 | 0 | 0 | 0 | 0 | 0 |  | 450 | 450 | 450 | 450 | [5 empty] | 73.18% | 95% | 78.83% | 0% | [13 empty] | 0 | 0 | 0 | 0 | 0 | 0 | 0 | 0 | 0 | 0 | 0 | 0 | 0 | Existing & Under Const. Plant
| 15 | Early Power | SouthEast Ghana Group | Oil/Gas | Oil/Gas Combustion | 0 | 0 | 6.5316 | 23.0656 | 23.0656 | 23.0656 | 23.0656 | 23.0656 | 23.0656 | 0 | 0 | 870.8785 | 3075.417 | 3075.417 | 3075.417 | 3075.417 | 3075.417 | 3075.417 | 0 | 0 | 16 | 16 | 16 | 16 | 16 | 16 | 16 | 0 | 0 | 3.5 | 3.5 | 3.5 | 3.5 | 3.5 | 3.5 | 3.5 | 0 | 0 | 0 | 0 | 0 | 0 | 0 | 0 | 0 |  |  | 377.5 | 377.5 | 377.5 | 377.5 | 377.5 | 377.5 | 377.5 |  |  | 26.34% | 93% | 93% | 93% | 93% | 93% | 93% | [9 empty] | 0 | 0 | 0 | 0 | 0 | 0 | 0 | 0 | 0 | 0 | 0 | 0 | 0 | Existing & Under Const. Plant
| 16 | TT1PP | SouthEast Ghana Group | Oil/Gas | Oil/Gas Combustion | 0 | 0 | 0 | 0 | 0 | 0 | 0 | 0 | 0 | 0 | 0 | 0 | 0 | 0 | 0 | 0 | 0 | 0 | 14.3 | 14.3 | 14.3 | 14.3 | 14.3 | 14.3 | 14.3 | 14.3 | 14.3 | 0 | 0 | 0 | 0 | 0 | 0 | 0 | 0 | 0 | 0 | 0 | 0 | 0 | 0 | 0 | 0 | 0 | 0 | 100 | 100 | 100 | 100 | 100 | 100 | 100 | 100 | 100 | 0% | 0% | 0% | 0% | 0% | 0% | 0% | 0% | 0% | [9 empty] | 0 | 0 | 0 | 0 | 0 | 0 | 0 | 0 | 0 | 0 | 0 | 0 | 0 | Existing & Under Const. Plant
| 17 | KTPP | SouthEast Ghana Group | Oil/Gas | Oil/Gas Combustion | 0.99703 | 0 | 1.7901 | 0 | 0 | 0 | 0 | 0 | 0 | 91.471 | 0 | 164.226 | 0 | 0 | 0 | 0 | 0 | 0 | 12.3 | 12.3 | 12.3 | 12.3 | 12.3 | 12.3 | 12.3 | 12.3 | 12.3 | 3.5 | 0 | 3.5 | 0 | 0 | 0 | 0 | 0 | 0 | 0 | 0 | 0 | 0 | 0 | 0 | 0 | 0 | 0 | 200 | 200 | 200 | 200 | 200 | 200 | 200 | 200 | 200 | 5.221% | 0% | 9.374% | 0% | 0% | 0% | 0% | 0% | 0% | [9 empty] | 0 | 0 | 0 | 0 | 0 | 0 | 0 | 0 | 0 | 0 | 0 | 0 | 0 | Existing & Under Const. Plant
| 18 | Trojan 1 | SouthEast Ghana Group | Oil/Gas | Oil/Gas Combustion | 1.6793 | 0 | 0 | 0 | 0 | 0 | 0 | 0 | 0 | 198.9711 | 0 | 0 | 0 | 0 | 0 | 0 | 0 | 0 | 34 | 34 | 34 | 34 | 0 | 0 | 0 | 0 | 0 | 5.5 | 0 | 0 | 0 | 0 | 0 | 0 | 0 | 0 | 0 | 0 | 0 | 0 | 0 | 0 | 0 | 0 | 0 | 24.96 | 24.96 | 24.96 | 24.96 | [5 empty] | 91% | 0% | 0% | 0% | [14 empty] | 0 | 0 | 0 | 0 | 0 | 0 | 0 | 0 | 0 | 0 | 0 | 0 | 0 | Existing & Under Const. Plant
| 19 | MRP | SouthEast Ghana Group | Oil/Gas | Oil/Gas Combustion | 0 | 0 | 0 | 0 | 0 | 0 | 0 | 0 | 0 | 0 | 0 | 0 | 0 | 0 | 0 | 0 | 0 | 0 | 12.5737 | 12.5737 | 12.5737 | 12.5737 | 12.5737 | 12.5737 | 12.5737 | 12.5737 | 12.5737 | 0 | 0 | 0 | 0 | 0 | 0 | 0 | 0 | 0 | 0 | 0 | 0 | 0 | 0 | 0 | 0 | 0 | 0 | 70 | 70 | 70 | 70 | 70 | 70 | 70 | 70 | 70 | 0% | 0% | 0% | 0% | 0% | 0% | 0% | 0% | 0% | [9 empty] | 0 | 0 | 0 | 0 | 0 | 0 | 0 | 0 | 0 | 0 | 0 | 0 | 0 | Existing & Under Const. Plant
| 20 | Safisana | SouthEast Ghana Group | Biogas | Biogas | 0.010052 | 0.010052 | 0.010052 | 0.010052 | 0.010052 | 0.010052 | 0.010052 | 0.010052 | 0.010052 | 0.7446 | 0.7446 | 0.7446 | 0.7446 | 0.7446 | 0.7446 | 0.7446 | 0.7446 | 0.7446 | 35 | 35 | 35 | 35 | 35 | 35 | 35 | 35 | 35 | 4.2 | 4.2 | 4.2 | 4.2 | 4.2 | 4.2 | 4.2 | 4.2 | 4.2 | 0 | 0 | 0 | 0 | 0 | 0 | 0 | 0 | 0 | 0.1 | 0.1 | 0.1 | 0.1 | 0.1 | 0.1 | 0.1 | 0.1 | 0.1 | 85% | 85% | 85% | 85% | 85% | 85% | 85% | 85% | 85% | [9 empty] | 0 | 0 | 0 | 0 | 0 | 0 | 0 | 0 | 0 | 0 | 0 | 0 | 0 | Existing & Under Const. Plant
| 21 | TT2PP | SouthEast Ghana Group | Gas | Gas Combustion Turbine | 0.36289 | 0 | 0 | 0 | 0 | 0 | 0.0037524 | 0 | 0 | 37.3342 | 0 | 0 | 0 | 0 | 0 | 0.38604 | 0 | 0 | 12.1007 | 12.1007 | 12.1007 | 12.1007 | 12.1007 | 12.1007 | 12.1007 | 12.1007 | 12.1007 | 4.5 | 0 | 0 | 0 | 0 | 0 | 4.5 | 0 | 0 | 0 | 0 | 0 | 0 | 0 | 0 | 0 | 0 | 0 | 45 | 45 | 45 | 45 | 45 | 45 | 45 | 45 | 45 | 9.471% | 0% | 0% | 0% | 0% | 0% | 0.09793% | 0% | 0% | [9 empty] | 0 | 0 | 0 | 0 | 0 | 0 | 0 | 0 | 0 | 0 | 0 | 0 | 0 | Existing & Under Const. Plant
| 22 | SAPP 1 | SouthEast Ghana Group | Gas | Gas Combustion Turbine | 3.0668 | 0 | 0 | 0 | 0 | 0.94367 | 1.3927 | 0.04265 | 0.008696 | 328.699 | 0 | 0 | 0 | 0 | 101.1435 | 149.2713 | 4.5712 | 0.93205 | 11.83 | 11.83 | 11.83 | 11.83 | 11.83 | 11.83 | 11.83 | 11.83 | 11.83 | 4.5 | 0 | 0 | 0 | 0 | 4.5 | 4.5 | 4.5 | 4.5 | 0 | 0 | 0 | 0 | 0 | 0 | 0 | 0 | 0 | 180 | 180 | 180 | 180 | 180 | 180 | 180 | 180 | 180 | 20.85% | 0% | 0% | 0% | 0% | 6.414% | 9.467% | 0.2899% | 0.05911% | [9 empty] | 0 | 0 | 0 | 0 | 0 | 0 | 0 | 0 | 0 | 0 | 0 | 0 | 0 | Existing & Under Const. Plant
| 23 | Trojan 3 | SouthEast Ghana Group | Gas | Gas Combustion Turbine | 0 | 0 | 0 | 0 | 0 | 0 | 0 | 0 | 0 | 0 | 0 | 0 | 0 | 0 | 0 | 0 | 0 | 0 | 0 | 34 | 34 | 34 | 0 | 0 | 0 | 0 | 0 | 0 | 0 | 0 | 0 | 0 | 0 | 0 | 0 | 0 | 0 | 0 | 0 | 0 | 0 | 0 | 0 | 0 | 0 | 0 | 49.92 | 49.92 | 49.92 | 0 | 0 | 0 | 0 | 0 | 0% | 0% | 0% | 0% | 0% | 0% | 0% | 0% | 0% | [9 empty] | 0 | 0 | 0 | 0 | 0 | 0 | 0 | 0 | 0 | 0 | 0 | 0 | 0 | Existing & Under Const. Plant
| 24 | Ameri_2016 | SouthWest Ghana Group | Gas | Gas Combustion Turbine | 0 | 0 | 18.427 | 0 | 0 | 0 | 0 | 0 | 0 | 0 | 0 | 1813.32 | 0 | 0 | 0 | 0 | 0 | 0 | 14.54 | 14.54 | 14.54 | 14.54 | 0 | 0 | 0 | 0 | 0 | 0 | 0 | 5 | 0 | 0 | 0 | 0 | 0 | 0 | 0 | 0 | 0 | 0 | 0 | 0 | 0 | 0 | 0 | 230 | 230 | 230 | 230 | 0 | 0 | 0 | 0 | 0 | 0% | 0% | 90% | 0% | 0% | 0% | 0% | 0% | 0% | [9 empty] | 0 | 0 | 0 | 0 | 0 | 0 | 0 | 0 | 0 | 0 | 0 | 0 | 0 | Existing & Under Const. Plant
| 25 | Ameri_2021 | SouthWest Ghana Group | Gas | Gas Combustion Turbine | 0 | 0 | 0 | 0 | 0 | 0 | 0 | 0 | 0 | 0 | 0 | 0 | 0 | 0 | 0 | 0 | 0 | 0 | 0 | 0 | 0 | 0 | 14.54 | 14.54 | 14.54 | 14.54 | 14.54 | 0 | 0 | 0 | 0 | 0 | 0 | 0 | 0 | 0 | 0 | 0 | 0 | 0 | 0 | 0 | 0 | 0 | 0 | 0 | 0 | 0 | 0 | 230 | 230 | 230 | 230 | 230 | 0% | 0% | 0% | 0% | 0% | 0% | 0% | 0% | 0% | [9 empty] | 0 | 0 | 0 | 0 | 0 | 0 | 0 | 0 | 0 | 0 | 0 | 0 | 0 | Existing & Under Const. Plant
| 26 | Bui | Northern Ghana Group | Water | Hydro | 0 | 0 | 0 | 0 | 0 | 0 | 0 | 0 | 0 | 669.5864 | 669.5865 | 669.5866 | 669.5861 | 669.5859 | 669.5862 | 669.5866 | 669.5863 | 669.5863 | 27.74 | 27.74 | 27.74 | 27.74 | 27.74 | 27.74 | 27.74 | 27.74 | 27.74 | 1.63 | 1.63 | 1.63 | 1.63 | 1.63 | 1.63 | 1.63 | 1.63 | 1.63 | 0 | 0 | 0 | 0 | 0 | 0 | 0 | 0 | 0 | 330 | 330 | 330 | 330 | 330 | 330 | 330 | 330 | 330 | 23.16% | 23.16% | 23.16% | 23.16% | 23.16% | 23.16% | 23.16% | 23.16% | 23.16% | [9 empty] | 0 | 0 | 0 | 0 | 0 | 0 | 0 | 0 | 0 | 0 | 0 | 0 | 0 | Existing & Under Const. Plant
| 27 | Akosombo | SouthEast Ghana Group | Water | Hydro | 0 | 0 | 0 | 0 | 0 | 0 | 0 | 0 | 0 | 3681.6892 | 3681.6885 | 4016.3899 | 4016.3901 | 4434.7624 | 4434.7623 | 4434.7629 | 4434.7633 | 4434.7621 | 9.16 | 9.16 | 9.16 | 9.16 | 9.16 | 9.16 | 9.16 | 9.16 | 9.16 | 0.98 | 0.98 | 0.98 | 0.98 | 0.98 | 0.98 | 0.98 | 0.98 | 0.98 | 0 | 0 | 0 | 0 | 0 | 0 | 0 | 0 | 0 | 900 | 900 | 900 | 900 | 900 | 900 | 900 | 900 | 900 | 46.7% | 46.7% | 50.94% | 50.94% | 56.25% | 56.25% | 56.25% | 56.25% | 56.25% | [9 empty] | 0 | 0 | 0 | 0 | 0 | 0 | 0 | 0 | 0 | 0 | 0 | 0 | 0 | Existing & Under Const. Plant
| 28 | Kpong | SouthEast Ghana Group | Water | Hydro | 0 | 0 | 0 | 0 | 0 | 0 | 0 | 0 | 0 | 722.7075 | 722.7074 | 788.4081 | 788.4081 | 870.534 | 870.534 | 870.534 | 870.5339 | 870.534 | 9.16 | 9.16 | 9.16 | 9.16 | 9.16 | 9.16 | 9.16 | 9.16 | 9.16 | 0.98 | 0.98 | 0.98 | 0.98 | 0.98 | 0.98 | 0.98 | 0.98 | 0.98 | 0 | 0 | 0 | 0 | 0 | 0 | 0 | 0 | 0 | 140 | 140 | 140 | 140 | 140 | 140 | 140 | 140 | 140 | 58.93% | 58.93% | 64.29% | 64.29% | 70.98% | 70.98% | 70.98% | 70.98% | 70.98% | [9 empty] | 0 | 0 | 0 | 0 | 0 | 0 | 0 | 0 | 0 | 0 | 0 | 0 | 0 | Existing & Under Const. Plant
| 29 | Cote d'Ivoire Dummy | Cote d'Ivoire | Water | Hydro | 0 | 0 | 0 | 0 | 0 | 0 | 0 | 0 | 0 | 814.6799 | 814.6801 | 10 | 814.6799 | 814.68 | 814.6796 | 814.6801 | 814.6801 | 814.6797 | 0 | 0 | 0 | 0 | 0 | 0 | 0 | 0 | 0 | 10 | 10 | 10 | 10 | 10 | 10 | 10 | 10 | 10 | 0 | 0 | 0 | 0 | 0 | 0 | 0 | 0 | 0 | 150 | 150 | 150 | 150 | 150 | 150 | 150 | 150 | 150 | 62% | 62% | 0.761% | 62% | 62% | 62% | 62% | 62% | 62% | [9 empty] | 0 | 0 | 0 | 0 | 0 | 0 | 0 | 0 | 0 | 0 | 0 | 0 | 0 | Existing & Under Const. Plant
| 30 | Burkina Dummy | Burkina Group | Water | Hydro | 0 | 0 | 0 | 0 | 0 | 0 | 0 | 0 | 0 | 0.438 | 0.438 | 0.438 | 0.438 | 4.818 | 4.818 | 4.818 | 4.818 | 4.818 | 0 | 0 | 0 | 0 | 0 | 0 | 0 | 0 | 0 | 10 | 10 | 10 | 10 | 10 | 10 | 10 | 10 | 10 | 0 | 0 | 0 | 0 | 0 | 0 | 0 | 0 | 0 | 10 | 10 | 10 | 10 | 110 | 110 | 110 | 110 | 110 | 0.5% | 0.5% | 0.5% | 0.5% | 0.5% | 0.5% | 0.5% | 0.5% | 0.5% | [9 empty] | 0 | 0 | 0 | 0 | 0 | 0 | 0 | 0 | 0 | 0 | 0 | 0 | 0 | Existing & Under Const. Plant
| 31 | VRA Solar_2.5MW | Northern Ghana Group | Sun | Solar PV | 0 | 0 | 0 | 0 | 0 | 0 | 0 | 0 | 0 | 2.7132 | 2.7132 | 2.7132 | 2.7132 | 2.7132 | 2.7132 | 2.7132 | 2.7132 | 2.7132 | 0 | 0 | 0 | 0 | 0 | 0 | 0 | 0 | 0 | 0 | 0 | 0 | 0 | 0 | 0 | 0 | 0 | 0 | 0 | 0 | 0 | 0 | 0 | 0 | 0 | 0 | 0 | 1.8 | 1.8 | 1.8 | 1.8 | 1.8 | 1.8 | 1.8 | 1.8 | 1.8 | 17.21% | 17.21% | 17.21% | 17.21% | 17.21% | 17.21% | 17.21% | 17.21% | 17.21% | [9 empty] | 0 | 0 | 0 | 0 | 0 | 0 | 0 | 0 | 0 | 0 | 0 | 0 | 0 | Existing & Under Const. Plant
| 32 | BXC Solar | SouthEast Ghana Group | Sun | Solar PV | 0 | 0 | 0 | 0 | 0 | 0 | 0 | 0 | 0 | 24.0159 | 24.0159 | 24.0159 | 24.0159 | 24.0159 | 24.0159 | 24.0159 | 24.0159 | 0 | 0 | 0 | 0 | 0 | 0 | 0 | 0 | 0 | 0 | 0 | 0 | 0 | 0 | 0 | 0 | 0 | 0 | 0 | 0 | 0 | 0 | 0 | 0 | 0 | 0 | 0 | 0 | 18 | 18 | 18 | 18 | 18 | 18 | 18 | 18 | 0 | 15.23% | 15.23% | 15.23% | 15.23% | 15.23% | 15.23% | 15.23% | 15.23% | 0% | [9 empty] | 0 | 0 | 0 | 0 | 0 | 0 | 0 | 0 | 0 | 0 | 0 | 0 | 0 | Existing & Under Const. Plant
| 38 | NORT BIOMASS 2018 | Northern Ghana Group | Biomass | Biomass Combustion | 0 | 0 | 0 | 0 | 0 | 6.0313 | 6.0313 | 6.0313 | 6.0313 | 0 | 0 | 0 | 0 | 0 | 446.76 | 446.76 | 446.76 | 446.76 | 0 | 0 | 0 | 0 | 0 | 130 | 130 | 130 | 130 | 0 | 0 | 0 | 0 | 0 | 4.5 | 4.5 | 4.5 | 4.5 | 0 | 0 | 0 | 0 | 0 | 0 | 0 | 0 | 0 | 0 | 0 | 0 | 0 | 0 | 60 | 60 | 60 | 60 | 0% | 0% | 0% | 0% | 0% | 85% | 85% | 85% | 85% | 0 | 0 | 0 | 0 | 0 | 192 | 0 | 0 | 0 | 0 | 0 | 0 | 0 | 0 | 81.4267 | 0 | 0 | 0 | 89.5694 | 89.5694 | 192 | 211.2 | Unplanned Build | Potential Build Biomass Combustion2018
| 43 | SOUT COMBINED CYCLE 2020 | SouthWest Ghana Group | Oil/Gas | Oil/Gas Combined Cycle | 0 | 0 | 0 | 0 | 0 | 2.1712 | 2.1712 | 16.8792 | 70.8467 | 0 | 0 | 0 | 0 | 0 | 299.4711 | 299.4712 | 2328.1715 | 9771.9552 | 0 | 0 | 0 | 0 | 0 | 15 | 15 | 15 | 15 | 0 | 0 | 0 | 0 | 0 | 3.48 | 3.48 | 3.48 | 3.48 | 0 | 0 | 0 | 0 | 0 | 0 | 0 | 0 | 0 | 0 | 0 | 0 | 0 | 0 | 37.9847 | 37.9847 | 295.3027 | 1239.4637 | 0% | 0% | 0% | 0% | 0% | 90% | 90% | 90% | 90% | 0 | 0 | 0 | 0 | 0 | 39.5421 | 0 | 267.868 | 982.8716 | 0 | 0 | 0 | 0 | 0 | 16.7697 | 0 | 52.9963 | 120.7418 | 18.4467 | 76.7426 | 39.5421 | 338.1511 | Unplanned Build | Potential Build Oil/Gas Combined Cycle2020
| 45 | SOUT COMBINED CYCLE 2019 | SouthEast Ghana Group | Oil/Gas | Oil/Gas Combined Cycle | 0 | 0 | 0 | 0 | 0 | 0 | 27.8036 | 76.6775 | 107.0639 | 0 | 0 | 0 | 0 | 0 | 0 | 3834.9777 | 10576.213 | 14767.4328 | 0 | 0 | 0 | 0 | 0 | 0 | 15 | 15 | 15 | 0 | 0 | 0 | 0 | 0 | 0 | 3.48 | 3.48 | 3.48 | 0 | 0 | 0 | 0 | 0 | 0 | 0 | 0 | 0 | 0 | 0 | 0 | 0 | 0 | 0 | 486.425 | 1341.481 | 1873.088 | 0% | 0% | 0% | 0% | 0% | 0% | 90% | 90% | 90% | 0 | 0 | 0 | 0 | 0 | 0 | 506.3684 | 890.1133 | 553.4029 | 0 | 0 | 0 | 0 | 0 | 0 | 161.3446 | 176.1042 | 67.9833 | 0 | 371.1936 | 0 | 1536.1299 | Unplanned Build | Potential Build Oil/Gas Combined Cycle2019
| 51 | NORT HYDRO SMALL 2023 | Northern Ghana Group | Water | Hydro | 0 | 0 | 0 | 0 | 0 | 0 | 0 | 0 | 0 | 0 | 0 | 0 | 0 | 74.46 | 74.46 | 74.46 | 74.46 | 74.46 | 0 | 0 | 0 | 0 | 45 | 45 | 45 | 45 | 45 | 0 | 0 | 0 | 0 | 3 | 3 | 3 | 3 | 3 | 0 | 0 | 0 | 0 | 0 | 0 | 0 | 0 | 0 | 0 | 0 | 0 | 0 | 20 | 20 | 20 | 20 | 20 | 0% | 0% | 0% | 0% | 42.5% | 42.5% | 42.5% | 42.5% | 42.5% | 0 | 0 | 0 | 0 | 96 | 0 | 0 | 0 | 0 | 0 | 0 | 0 | 0 | 54.1895 | 0 | 0 | 0 | 0 | 59.6084 | 59.6084 | 96 | 105.6 | Unplanned Build | Potential Build Hydro Small2023NORT
| 53 | SOUT HYDRO SMALL 2023 | SouthWest Ghana Group | Water | Hydro | 0 | 0 | 0 | 0 | 0 | 0 | 0 | 0 | 0 | 0 | 0 | 0 | 0 | 223.38 | 223.38 | 223.38 | 223.38 | 223.38 | 0 | 0 | 0 | 0 | 45 | 45 | 45 | 45 | 45 | 0 | 0 | 0 | 0 | 3 | 3 | 3 | 3 | 3 | 0 | 0 | 0 | 0 | 0 | 0 | 0 | 0 | 0 | 0 | 0 | 0 | 0 | 60 | 60 | 60 | 60 | 60 | 0% | 0% | 0% | 0% | 42.5% | 42.5% | 42.5% | 42.5% | 42.5% | 0 | 0 | 0 | 0 | 240 | 0 | 0 | 0 | 0 | 0 | 0 | 0 | 0 | 135.4737 | 0 | 0 | 0 | 0 | 149.0211 | 149.0211 | 240 | 264 | Unplanned Build | Potential Build Hydro Small2023SOUT
| 54 | ASHA INTERRUPTIBLE 2016 | Ashanti Group | Interruptible | Interruptible | 0 | 0 | 0 | 0 | 0 | 0 | 0 | 0 | 0 | 0 | 0 | 0 | 0 | 0 | 0 | 0 | 0 | 0 | 0 | 0 | 0 | 0 | 0 | 0 | 0 | 0 | 0 | 0 | 0 | 0 | 0 | 0 | 0 | 0 | 0 | 0 | 0 | 0 | 0 | 0 | 0 | 0 | 0 | 0 | 0 | 129.301 | 217.102 | 0 | 0 | 0 | 0 | 0 | 0 | 0 | 0% | 0% | 0% | 0% | 0% | 0% | 0% | 0% | 0% | [9 empty] | 0 | 0 | 0 | 0 | 0 | 0 | 0 | 0 | 0 | 0 | 0 | 0 | 0 | Unplanned Build | Potential Build Interruptible2016
| 65 | ASHA SOLAR PV 2035 | Ashanti Group | Sun | Solar PV | 0 | 0 | 0 | 0 | 0 | 0 | 0 | 0 | 0 | 0 | 0 | 0 | 0 | 0 | 0 | 0 | 25.3501 | 139.4256 | 0 | 0 | 0 | 0 | 0 | 0 | 0 | 25 | 25 | 0 | 0 | 0 | 0 | 0 | 0 | 0 | 0 | 0 | 0 | 0 | 0 | 0 | 0 | 0 | 0 | 0 | 0 | 0 | 0 | 0 | 0 | 0 | 0 | 0 | 20 | 110 | 0% | 0% | 0% | 0% | 0% | 0% | 0% | 14.47% | 14.47% | 0 | 0 | 0 | 0 | 0 | 0 | 0 | 17.2757 | 77.7406 | 0 | 0 | 0 | 0 | 0 | 0 | 0 | 3.4179 | 9.5501 | 0 | 3.7597 | 0 | 19.0032 | Unplanned Build | Potential Build Solar PV2035
| 68 | SOUT SOLAR PV 2035 | SouthWest Ghana Group | Sun | Solar PV | 0 | 0 | 0 | 0 | 0 | 0 | 0 | 0 | 0 | 0 | 0 | 0 | 0 | 0 | 0 | 0 | 25.3501 | 114.0755 | 0 | 0 | 0 | 0 | 0 | 0 | 0 | 25 | 25 | 0 | 0 | 0 | 0 | 0 | 0 | 0 | 0 | 0 | 0 | 0 | 0 | 0 | 0 | 0 | 0 | 0 | 0 | 0 | 0 | 0 | 0 | 0 | 0 | 0 | 20 | 90 | 0% | 0% | 0% | 0% | 0% | 0% | 0% | 14.47% | 14.47% | 0 | 0 | 0 | 0 | 0 | 0 | 0 | 17.2757 | 60.4649 | 0 | 0 | 0 | 0 | 0 | 0 | 0 | 3.4179 | 7.4279 | 0 | 3.7597 | 0 | 19.0032 | Unplanned Build | Potential Build Solar PV2035
| 69 | NORT SOLAR PV 2018 | Northern Ghana Group | Sun | Solar PV | 0 | 0 | 0 | 0 | 0 | 0 | 0 | 0 | 0 | 0 | 0 | 67.5263 | 67.5263 | 67.5263 | 67.5263 | 67.5263 | 67.5263 | 67.5263 | 0 | 0 | 24.8 | 24.8 | 24.8 | 24.8 | 24.8 | 24.8 | 24.8 | 0 | 0 | 0 | 0 | 0 | 0 | 0 | 0 | 0 | 0 | 0 | 0 | 0 | 0 | 0 | 0 | 0 | 0 | 0 | 0 | 47.1565 | 47.1565 | 47.1565 | 47.1565 | 47.1565 | 47.1565 | 47.1565 | 0% | 0% | 16.35% | 16.35% | 16.35% | 16.35% | 16.35% | 16.35% | 16.35% | 0 | 0 | 58.6155 | 0 | 0 | 0 | 0 | 0 | 0 | 0 | 0 | 44.0387 | 0 | 0 | 0 | 0 | 0 | 0 | 48.4426 | 48.4426 | 58.6155 | 64.4771 | Unplanned Build | Potential Build Solar PV2018
| 71 | NORT SOLAR PV 2023 | Northern Ghana Group | Sun | Solar PV | 0 | 0 | 0 | 0 | 0 | 0 | 0 | 0 | 0 | 0 | 0 | 0 | 0 | 143.1961 | 286.3922 | 286.3922 | 286.3922 | 286.3922 | 0 | 0 | 0 | 0 | 24.8 | 24.8 | 24.8 | 24.8 | 24.8 | 0 | 0 | 0 | 0 | 0 | 0 | 0 | 0 | 0 | 0 | 0 | 0 | 0 | 0 | 0 | 0 | 0 | 0 | 0 | 0 | 0 | 0 | 100 | 200 | 200 | 200 | 200 | 0% | 0% | 0% | 0% | 16.35% | 16.35% | 16.35% | 16.35% | 16.35% | 0 | 0 | 0 | 0 | 84.6945 | 84.6945 | 0 | 0 | 0 | 0 | 0 | 0 | 0 | 47.8078 | 35.9187 | 0 | 0 | 0 | 92.0992 | 92.0992 | 169.389 | 186.3279 | Unplanned Build | Potential Build Solar PV2023
| 72 | NORT SOLAR PV 2026 | Northern Ghana Group | Sun | Solar PV | 0 | 0 | 0 | 0 | 0 | 0 | 0 | 0 | 0 | 0 | 0 | 0 | 0 | 0 | 143.1961 | 429.5883 | 429.5883 | 429.5883 | 0 | 0 | 0 | 0 | 0 | 24.8 | 24.8 | 24.8 | 24.8 | 0 | 0 | 0 | 0 | 0 | 0 | 0 | 0 | 0 | 0 | 0 | 0 | 0 | 0 | 0 | 0 | 0 | 0 | 0 | 0 | 0 | 0 | 0 | 100 | 300 | 300 | 300 | 0% | 0% | 0% | 0% | 0% | 16.35% | 16.35% | 16.35% | 16.35% | 0 | 0 | 0 | 0 | 0 | 74.0702 | 148.1404 | 0 | 0 | 0 | 0 | 0 | 0 | 0 | 31.413 | 47.2021 | 0 | 0 | 34.5543 | 86.4766 | 74.0702 | 244.4317 | Unplanned Build | Potential Build Solar PV2026
| 73 | NORT SOLAR PV 2030 | Northern Ghana Group | Sun | Solar PV | 0 | 0 | 0 | 0 | 0 | 0 | 0 | 0 | 0 | 0 | 0 | 0 | 0 | 0 | 0 | 71.598 | 357.9902 | 357.9902 | 0 | 0 | 0 | 0 | 0 | 0 | 24.8 | 24.8 | 24.8 | 0 | 0 | 0 | 0 | 0 | 0 | 0 | 0 | 0 | 0 | 0 | 0 | 0 | 0 | 0 | 0 | 0 | 0 | 0 | 0 | 0 | 0 | 0 | 0 | 50 | 250 | 250 | 0% | 0% | 0% | 0% | 0% | 0% | 16.35% | 16.35% | 16.35% | 0 | 0 | 0 | 0 | 0 | 0 | 34.2626 | 137.0506 | 0 | 0 | 0 | 0 | 0 | 0 | 0 | 10.9171 | 27.1147 | 0 | 0 | 41.835 | 0 | 188.4445 | Unplanned Build | Potential Build Solar PV2030
| 74 | NORT SOLAR PV 2035 | Northern Ghana Group | Sun | Solar PV | 0 | 0 | 0 | 0 | 0 | 0 | 0 | 0 | 0 | 0 | 0 | 0 | 0 | 0 | 0 | 0 | 143.1961 | 859.1766 | 0 | 0 | 0 | 0 | 0 | 0 | 0 | 24.8 | 24.8 | 0 | 0 | 0 | 0 | 0 | 0 | 0 | 0 | 0 | 0 | 0 | 0 | 0 | 0 | 0 | 0 | 0 | 0 | 0 | 0 | 0 | 0 | 0 | 0 | 0 | 100 | 600 | 0% | 0% | 0% | 0% | 0% | 0% | 0% | 16.35% | 16.35% | 0 | 0 | 0 | 0 | 0 | 0 | 0 | 86.3784 | 431.892 | 0 | 0 | 0 | 0 | 0 | 0 | 0 | 17.0895 | 53.0562 | 0 | 18.7985 | 0 | 95.0162 | Unplanned Build | Potential Build Solar PV2035
| 78 | SOUT SOLAR PV 2035 | SouthEast Ghana Group | Sun | Solar PV | 0 | 0 | 0 | 0 | 0 | 0 | 0 | 0 | 0 | 0 | 0 | 0 | 0 | 0 | 0 | 0 | 126.7505 | 570.3773 | 0 | 0 | 0 | 0 | 0 | 0 | 0 | 25 | 25 | 0 | 0 | 0 | 0 | 0 | 0 | 0 | 0 | 0 | 0 | 0 | 0 | 0 | 0 | 0 | 0 | 0 | 0 | 0 | 0 | 0 | 0 | 0 | 0 | 0 | 100 | 450 | 0% | 0% | 0% | 0% | 0% | 0% | 0% | 14.47% | 14.47% | 0 | 0 | 0 | 0 | 0 | 0 | 0 | 86.3784 | 302.3244 | 0 | 0 | 0 | 0 | 0 | 0 | 0 | 17.0895 | 37.1393 | 0 | 18.7985 | 0 | 95.0162 | Unplanned Build | Potential Build Solar PV2035
| 82 | SOUT SOLAR PV 2035 | SouthWest Ghana Group | Sun | Solar PV | 0 | 0 | 0 | 0 | 0 | 0 | 0 | 0 | 0 | 0 | 0 | 0 | 0 | 0 | 0 | 0 | 25.3501 | 304.2012 | 0 | 0 | 0 | 0 | 0 | 0 | 0 | 25 | 25 | 0 | 0 | 0 | 0 | 0 | 0 | 0 | 0 | 0 | 0 | 0 | 0 | 0 | 0 | 0 | 0 | 0 | 0 | 0 | 0 | 0 | 0 | 0 | 0 | 0 | 20 | 240 | 0% | 0% | 0% | 0% | 0% | 0% | 0% | 14.47% | 14.47% | 0 | 0 | 0 | 0 | 0 | 0 | 0 | 17.2757 | 190.0325 | 0 | 0 | 0 | 0 | 0 | 0 | 0 | 3.4179 | 23.3447 | 0 | 3.7597 | 0 | 19.0032 | Unplanned Build | Potential Build Solar PV2035
| 85 | SOUT SOLAR PV 2035 | SouthEast Ghana Group | Sun | Solar PV | 0 | 0 | 0 | 0 | 0 | 0 | 0 | 0 | 0 | 0 | 0 | 0 | 0 | 0 | 0 | 0 | 25.3501 | 76.0503 | 0 | 0 | 0 | 0 | 0 | 0 | 0 | 25 | 25 | 0 | 0 | 0 | 0 | 0 | 0 | 0 | 0 | 0 | 0 | 0 | 0 | 0 | 0 | 0 | 0 | 0 | 0 | 0 | 0 | 0 | 0 | 0 | 0 | 0 | 20 | 60 | 0% | 0% | 0% | 0% | 0% | 0% | 0% | 14.47% | 14.47% | 0 | 0 | 0 | 0 | 0 | 0 | 0 | 17.2757 | 34.5514 | 0 | 0 | 0 | 0 | 0 | 0 | 0 | 3.4179 | 4.2445 | 0 | 3.7597 | 0 | 19.0032 | Unplanned Build | Potential Build Solar PV2035
| 104 | SOUT WIND TURBINE 2020 | SouthEast Ghana Group | Wind | Wind | 0 | 0 | 0 | 0 | 0 | 0 | 0 | 0 | 0 | 0 | 0 | 0 | 164.5 | 339.6525 | 689.9575 | 689.9575 | 689.9575 | 689.9575 | 0 | 0 | 0 | 46.71 | 46.71 | 46.71 | 46.71 | 46.71 | 46.71 | 0 | 0 | 0 | 0 | 0 | 0 | 0 | 0 | 0 | 0 | 0 | 0 | 0 | 0 | 0 | 0 | 0 | 0 | 0 | 0 | 0 | 70.4386 | 145.4386 | 295.4386 | 295.4386 | 295.4386 | 295.4386 | 0% | 0% | 0% | 26.66% | 26.66% | 26.66% | 26.66% | 26.66% | 26.66% | 0 | 0 | 0 | 63.4651 | 67.5749 | 135.1499 | 0 | 0 | 0 | 0 | 0 | 0 | 43.3475 | 38.1443 | 57.3167 | 0 | 0 | 0 | 152.6894 | 152.6894 | 266.1899 | 292.8089 | Unplanned Build | Potential Build Wind2020
| 105 | SOUT WIND TURBINE 2026 | SouthEast Ghana Group | Wind | Wind | 0 | 0 | 0 | 0 | 0 | 0 | 0 | 0 | 0 | 0 | 0 | 0 | 0 | 0 | 350.305 | 817.3784 | 1050.9151 | 1050.9151 | 0 | 0 | 0 | 0 | 0 | 46.71 | 46.71 | 46.71 | 46.71 | 0 | 0 | 0 | 0 | 0 | 0 | 0 | 0 | 0 | 0 | 0 | 0 | 0 | 0 | 0 | 0 | 0 | 0 | 0 | 0 | 0 | 0 | 0 | 150 | 350 | 450 | 450 | 0% | 0% | 0% | 0% | 0% | 26.66% | 26.66% | 26.66% | 26.66% | 0 | 0 | 0 | 0 | 0 | 84.1748 | 112.233 | 56.1165 | 0 | 0 | 0 | 0 | 0 | 0 | 35.6983 | 35.7609 | 11.1024 | 0 | 39.2681 | 90.8177 | 84.1748 | 277.7767 | Unplanned Build | Potential Build Wind2026
| 106 | SOUT WIND TURBINE 2035 | SouthEast Ghana Group | Wind | Wind | 0 | 0 | 0 | 0 | 0 | 0 | 0 | 0 | 0 | 0 | 0 | 0 | 0 | 0 | 0 | 0 | 467.0734 | 467.0734 | 0 | 0 | 0 | 0 | 0 | 0 | 0 | 47 | 47 | 0 | 0 | 0 | 0 | 0 | 0 | 0 | 0 | 0 | 0 | 0 | 0 | 0 | 0 | 0 | 0 | 0 | 0 | 0 | 0 | 0 | 0 | 0 | 0 | 0 | 200 | 200 | 0% | 0% | 0% | 0% | 0% | 0% | 0% | 26.66% | 26.66% | 0 | 0 | 0 | 0 | 0 | 0 | 0 | 156.6246 | 0 | 0 | 0 | 0 | 0 | 0 | 0 | 0 | 30.9873 | 0 | 0 | 34.0861 | 0 | 172.2871 | Unplanned Build | Potential Build Wind2035
[6 empty] | 0 | 0 | 0 | 0 | 0 | 0 | 0 |  |  | 0 | 0 | 0 | 0 | 0 | 0 | 0 |  |  | 0 | 0 | 0 | 0 | 0 | 0 | 0 |  |  | 0 | 0 | 0 | 0 | 0 | 0 | 0 |  |  | 0 | 0 | 0 | 0 | 0 | 0 | 0 |  |  | 0 | 0 | 0 | 0 | 0 | 0 | 0 |  |  | 0 | 0 | 0 | 0 | 0 | 0 | 0 |  |  | #VALUE! | #VALUE! | #VALUE! | #VALUE! | #VALUE! | #VALUE! | #VALUE! |  |  | #VALUE! | #VALUE! | #VALUE! | #VALUE! | #VALUE! | #VALUE! | #VALUE!

## LowConCapCost
Back to Contents | [77 empty] | 90.91% | 82.64% | 75.13% | 68.3% | 56.45% | 42.41% | 31.86% | 19.78% | 12.28% | Cap Cost NPV |  | Cap Cost -- no NPV
|  | Plant Name |  |  |  | FUEL CONSUMPTION | [8 empty] | GENERATION | [8 empty] | FOM (USD/kW-yr | [8 empty] | VOM (USD/MWh) | [8 empty] | Fuel Cost (USD/MWh) | [8 empty] | Available Capacity | [8 empty] | Capacity Factors | [8 empty] | Total Capital Cost | [8 empty] | Total Capital Cost (NPV) | [8 empty] | 942.7889 | 1561.5466 | 1700.0989 | 4442.4537 | Unplanned? | Plant Name
| UnitID |  | Model Region | Fuel Type | Capacity Type | 2017 | 2018 | 2019 | 2020 | 2023 | 2026 | 2030 | 2035 | 2040 | 2017 | 2018 | 2019 | 2020 | 2023 | 2026 | 2030 | 2035 | 2040 | 2017 | 2018 | 2019 | 2020 | 2023 | 2026 | 2030 | 2035 | 2040 | 2017 | 2018 | 2019 | 2020 | 2023 | 2026 | 2030 | 2035 | 2040 | 2017 | 2018 | 2019 | 2020 | 2023 | 2026 | 2030 | 2035 | 2040 | 2017 | 2018 | 2019 | 2020 | 2023 | 2026 | 2030 | 2035 | 2040 | 2017 | 2018 | 2019 | 2020 | 2023 | 2026 | 2030 | 2035 | 2040 | 2017 | 2018 | 2019 | 2020 | 2023 | 2026 | 2030 | 2035 | 2040 | 2017 | 2018 | 2019 | 2020 | 2023 | 2026 | 2030 | 2035 | 2040 | 10-year | 20-year | 10-year | 20-year
| 1 | CENIT | SouthEast Ghana Group | Oil | Oil Combustion | 0 | 0 | 0 | 0 | 0 | 0 | 0 | 0 | 0 | 0 | 0 | 0 | 0 | 0 | 0 | 0 | 0 | 0 | 11.83 | 11.83 | 11.83 | 11.83 | 11.83 | 11.83 | 11.83 | 0 | 0 | 0 | 0 | 0 | 0 | 0 | 0 | 0 | 0 | 0 | 0 | 0 | 0 | 0 | 0 | 0 | 0 | 0 | 0 | 100 | 100 | 100 | 100 | 100 | 100 | 100 |  |  | 0% | 0% | 0% | 0% | 0% | 0% | 0% | [11 empty] | 0 | 0 | 0 | 0 | 0 | 0 | 0 | 0 | 0 | 0 | 0 | 0 | 0 | Existing & Under Const. Plant
| 2 | Trojan 2B | SouthEast Ghana Group | Oil | Oil Combustion | 1.0933 | 0 | 0 | 0 | 0 | 0 | 0 | 0 | 0 | 129.5385 | 0 | 0 | 0 | 0 | 0 | 0 | 0 | 0 | 34 | 34 | 34 | 34 | 0 | 0 | 0 | 0 | 0 | 5.5 | 0 | 0 | 0 | 0 | 0 | 0 | 0 | 0 | 0 | 0 | 0 | 0 | 0 | 0 | 0 | 0 | 0 | 16.25 | 16.25 | 16.25 | 16.25 | [5 empty] | 91% | 0% | 0% | 0% | [14 empty] | 0 | 0 | 0 | 0 | 0 | 0 | 0 | 0 | 0 | 0 | 0 | 0 | 0 | Existing & Under Const. Plant
| 3 | Trojan 2A | Ashanti Group | Oil | Oil Combustion | 0.26958 | 0 | 0 | 0 | 0 | 0 | 0 | 0 | 0 | 31.941 | 0 | 0 | 0 | 0 | 0 | 0 | 0 | 0 | 34 | 34 | 34 | 34 | 0 | 0 | 0 | 0 | 0 | 5.5 | 0 | 0 | 0 | 0 | 0 | 0 | 0 | 0 | 0 | 0 | 0 | 0 | 0 | 0 | 0 | 0 | 0 | 16.25 | 16.25 | 16.25 | 16.25 | [5 empty] | 22.44% | 0% | 0% | 0% | [14 empty] | 0 | 0 | 0 | 0 | 0 | 0 | 0 | 0 | 0 | 0 | 0 | 0 | 0 | Existing & Under Const. Plant
| 4 | GP Tarkwa Plant | SouthWest Ghana Group | Oil | Oil Combustion | 0 | 0 | 0 | 0 | 0 | 0 | 0 | 0 | 0 | 0 | 0 | 0 | 0 | 0 | 0 | 0 | 0 | 0 | 17.5 | 17.5 | 17.5 | 17.5 | 17.5 | 17.5 | 17.5 | 17.5 | 17.5 | 0 | 0 | 0 | 0 | 0 | 0 | 0 | 0 | 0 | 0 | 0 | 0 | 0 | 0 | 0 | 0 | 0 | 0 | 33 | 33 | 33 | 33 | 33 | 33 | 33 | 33 | 33 | 0% | 0% | 0% | 0% | 0% | 0% | 0% | 0% | 0% | [9 empty] | 0 | 0 | 0 | 0 | 0 | 0 | 0 | 0 | 0 | 0 | 0 | 0 | 0 | Existing & Under Const. Plant
| 5 | GP Chirano Plant | SouthWest Ghana Group | Oil | Oil Combustion | 0 | 0 | 0 | 0 | 0 | 0 | 0 | 0 | 0 | 0 | 0 | 0 | 0 | 0 | 0 | 0 | 0 | 0 | 17.5 | 17.5 | 17.5 | 17.5 | 17.5 | 17.5 | 17.5 | 17.5 | 17.5 | 0 | 0 | 0 | 0 | 0 | 0 | 0 | 0 | 0 | 0 | 0 | 0 | 0 | 0 | 0 | 0 | 0 | 0 | 30 | 30 | 30 | 30 | 30 | 30 | 30 | 30 | 30 | 0% | 0% | 0% | 0% | 0% | 0% | 0% | 0% | 0% | [9 empty] | 0 | 0 | 0 | 0 | 0 | 0 | 0 | 0 | 0 | 0 | 0 | 0 | 0 | Existing & Under Const. Plant
| 6 | GP Darmang Plant | SouthWest Ghana Group | Oil | Oil Combustion | 0 | 0 | 0 | 0 | 0 | 0 | 0 | 0 | 0 | 0 | 0 | 0 | 0 | 0 | 0 | 0 | 0 | 0 | 17.5 | 17.5 | 17.5 | 17.5 | 17.5 | 17.5 | 17.5 | 17.5 | 17.5 | 0 | 0 | 0 | 0 | 0 | 0 | 0 | 0 | 0 | 0 | 0 | 0 | 0 | 0 | 0 | 0 | 0 | 0 | 25.5 | 25.5 | 25.5 | 25.5 | 25.5 | 25.5 | 25.5 | 25.5 | 25.5 | 0% | 0% | 0% | 0% | 0% | 0% | 0% | 0% | 0% | [9 empty] | 0 | 0 | 0 | 0 | 0 | 0 | 0 | 0 | 0 | 0 | 0 | 0 | 0 | Existing & Under Const. Plant
| 7 | SAPP 2 | SouthEast Ghana Group | Oil/Gas | Oil/Gas Combined Cycle | 10.2079 | 22.9737 | 12.7309 | 7.7484 | 23.5117 | 23.5117 | 23.5117 | 23.5117 | 22.7383 | 1308.7026 | 2945.3497 | 1632.1618 | 993.3861 | 3014.3162 | 3014.3161 | 3014.316 | 3014.316 | 2915.1691 | 16 | 16 | 16 | 16 | 16 | 16 | 16 | 16 | 16 | 3.5 | 3.5 | 3.5 | 3.5 | 3.5 | 3.5 | 3.5 | 3.5 | 3.5 | 0 | 0 | 0 | 0 | 0 | 0 | 0 | 0 | 0 | 370 | 370 | 370 | 370 | 370 | 370 | 370 | 370 | 370 | 40.38% | 90.87% | 50.36% | 30.65% | 93% | 93% | 93% | 93% | 89.94% | [9 empty] | 0 | 0 | 0 | 0 | 0 | 0 | 0 | 0 | 0 | 0 | 0 | 0 | 0 | Existing & Under Const. Plant
| 8 | Cenpower | SouthEast Ghana Group | Oil/Gas | Oil/Gas Combined Cycle | 0 | 0.071594 | 2.9434 | 0 | 21.6884 | 21.6884 | 21.6884 | 21.5448 | 15.356 | 0 | 9.1436 | 375.9144 | 0 | 2769.9124 | 2769.912 | 2769.912 | 2751.5714 | 1961.1713 | 0 | 16 | 16 | 16 | 16 | 16 | 16 | 16 | 16 | 0 | 3.5 | 3.5 | 0 | 3.5 | 3.5 | 3.5 | 3.5 | 3.5 | 0 | 0 | 0 | 0 | 0 | 0 | 0 | 0 | 0 |  | 340 | 340 | 340 | 340 | 340 | 340 | 340 | 340 |  | 0.307% | 12.62% | 0% | 93% | 93% | 93% | 92.38% | 65.85% | [9 empty] | 0 | 0 | 0 | 0 | 0 | 0 | 0 | 0 | 0 | 0 | 0 | 0 | 0 | Existing & Under Const. Plant
| 9 | KarpowerShip 1 | SouthEast Ghana Group | Oil/Gas | Oil/Gas Combined Cycle | 12.3506 | 0 | 0 | 0 | 0 | 0 | 0 | 0 | 0 | 1616.5656 | 0 | 0 | 0 | 0 | 0 | 0 | 0 | 0 | 177.828 | 0 | 0 | 0 | 0 | 0 | 0 | 0 | 0 | 3.5 | 0 | 0 | 0 | 0 | 0 | 0 | 0 | 0 | 0 | 0 | 0 | 0 | 0 | 0 | 0 | 0 | 0 | 247 | [8 empty] | 74.71% | [17 empty] | 0 | 0 | 0 | 0 | 0 | 0 | 0 | 0 | 0 | 0 | 0 | 0 | 0 | Existing & Under Const. Plant
| 10 | AKSA | SouthEast Ghana Group | Oil/Gas | Oil/Gas Combined Cycle | 10.1595 | 0 | 7.1714 | 0 | 13.6407 | 22.085 | 20.0529 | 2.0896 | 2.6991 | 1195.236 | 0 | 843.6947 | 0 | 1604.7833 | 2598.2345 | 2359.1629 | 245.8349 | 317.5425 | 16 | 16 | 16 | 16 | 16 | 16 | 16 | 16 | 16 | 3.5 | 0 | 3.5 | 0 | 3.5 | 3.5 | 3.5 | 3.5 | 3.5 | 0 | 0 | 0 | 0 | 0 | 0 | 0 | 0 | 0 | 250 | 375 | 375 | 375 | 375 | 375 | 375 | 375 | 375 | 54.58% | 0% | 25.68% | 0% | 48.85% | 79.09% | 71.82% | 7.484% | 9.666% | [9 empty] | 0 | 0 | 0 | 0 | 0 | 0 | 0 | 0 | 0 | 0 | 0 | 0 | 0 | Existing & Under Const. Plant
| 11 | TAPCO (T1) | SouthWest Ghana Group | Oil/Gas | Oil/Gas Combined Cycle | 11.645 | 17.1872 | 0 | 17.1872 | 17.1872 | 17.1872 | 17.1872 | 14.4517 | 0.43842 | 1496.2082 | 2208.3 | 0 | 2208.3 | 2208.3 | 2208.3 | 2208.3 | 1856.8231 | 56.3302 | 18.7 | 18.7 | 18.7 | 18.7 | 18.7 | 18.7 | 18.7 | 18.7 | 18.7 | 5 | 5 | 0 | 5 | 5 | 5 | 5 | 5 | 5 | 0 | 0 | 0 | 0 | 0 | 0 | 0 | 0 | 0 | 305 | 305 | 305 | 305 | 305 | 305 | 305 | 305 | 305 | 56% | 82.65% | 0% | 82.65% | 82.65% | 82.65% | 82.65% | 69.5% | 2.108% | [9 empty] | 0 | 0 | 0 | 0 | 0 | 0 | 0 | 0 | 0 | 0 | 0 | 0 | 0 | Existing & Under Const. Plant
| 12 | TICO (T2) | SouthWest Ghana Group | Oil/Gas | Oil/Gas Combined Cycle | 17.7346 | 17.7346 | 9.5854 | 17.7346 | 17.7346 | 17.7346 | 17.7346 | 17.7346 | 5.7879 | 2382.7202 | 2382.7201 | 1287.8382 | 2382.72 | 2382.72 | 2382.72 | 2382.72 | 2382.72 | 777.6256 | 30.94 | 30.94 | 30.94 | 30.94 | 30.94 | 30.94 | 30.94 | 30.94 | 30.94 | 4.9 | 4.9 | 4.9 | 4.9 | 4.9 | 4.9 | 4.9 | 4.9 | 4.9 | 0 | 0 | 0 | 0 | 0 | 0 | 0 | 0 | 0 | 320 | 320 | 320 | 320 | 320 | 320 | 320 | 320 | 320 | 85% | 85% | 45.94% | 85% | 85% | 85% | 85% | 85% | 27.74% | [9 empty] | 0 | 0 | 0 | 0 | 0 | 0 | 0 | 0 | 0 | 0 | 0 | 0 | 0 | Existing & Under Const. Plant
| 13 | Amandi | SouthWest Ghana Group | Oil/Gas | Oil/Gas Combined Cycle | 0 | 0 | 8.0946 | 4.0735 | 12.0103 | 12.0103 | 12.0103 | 5.3225 | 0.090396 | 0 | 0 | 987.1488 | 496.7682 | 1464.672 | 1464.6717 | 1464.672 | 649.0859 | 11.0239 | 0 | 0 | 30.94 | 30.94 | 30.94 | 30.94 | 30.94 | 30.94 | 30.94 | 0 | 0 | 4.9 | 4.9 | 4.9 | 4.9 | 4.9 | 4.9 | 4.9 | 0 | 0 | 0 | 0 | 0 | 0 | 0 | 0 | 0 |  |  | 190 | 190 | 190 | 190 | 190 | 190 | 190 |  |  | 59.31% | 29.85% | 88% | 88% | 88% | 39% | 0.6623% | [9 empty] | 0 | 0 | 0 | 0 | 0 | 0 | 0 | 0 | 0 | 0 | 0 | 0 | 0 | Existing & Under Const. Plant
| 14 | KarpowerShip 2 | SouthWest Ghana Group | Oil/Gas | Oil/Gas Combined Cycle | 0 | 24.5592 | 31.8841 | 26.4578 | 0 | 0 | 0 | 0 | 0 | 0 | 2884.5628 | 3744.9 | 3107.5618 | 0 | 0 | 0 | 0 | 0 | 0 | 177.828 | 177.828 | 177.828 | 177.828 | 0 | 0 | 0 | 0 | 0 | 3.5 | 3.5 | 3.5 | 0 | 0 | 0 | 0 | 0 | 0 | 0 | 0 | 0 | 0 | 0 | 0 | 0 | 0 |  | 450 | 450 | 450 | 450 | [5 empty] | 73.18% | 95% | 78.83% | 0% | [13 empty] | 0 | 0 | 0 | 0 | 0 | 0 | 0 | 0 | 0 | 0 | 0 | 0 | 0 | Existing & Under Const. Plant
| 15 | Early Power | SouthEast Ghana Group | Oil/Gas | Oil/Gas Combustion | 0 | 0 | 7.2807 | 23.0656 | 23.0656 | 23.0656 | 23.0656 | 23.0656 | 23.0656 | 0 | 0 | 970.758 | 3075.4169 | 3075.4171 | 3075.417 | 3075.4168 | 3075.417 | 3075.417 | 0 | 0 | 16 | 16 | 16 | 16 | 16 | 16 | 16 | 0 | 0 | 3.5 | 3.5 | 3.5 | 3.5 | 3.5 | 3.5 | 3.5 | 0 | 0 | 0 | 0 | 0 | 0 | 0 | 0 | 0 |  |  | 377.5 | 377.5 | 377.5 | 377.5 | 377.5 | 377.5 | 377.5 |  |  | 29.36% | 93% | 93% | 93% | 93% | 93% | 93% | [9 empty] | 0 | 0 | 0 | 0 | 0 | 0 | 0 | 0 | 0 | 0 | 0 | 0 | 0 | Existing & Under Const. Plant
| 16 | TT1PP | SouthEast Ghana Group | Oil/Gas | Oil/Gas Combustion | 0 | 0 | 0 | 0 | 0 | 0 | 0 | 0 | 0 | 0 | 0 | 0 | 0 | 0 | 0 | 0 | 0 | 0 | 14.3 | 14.3 | 14.3 | 14.3 | 14.3 | 14.3 | 14.3 | 14.3 | 14.3 | 0 | 0 | 0 | 0 | 0 | 0 | 0 | 0 | 0 | 0 | 0 | 0 | 0 | 0 | 0 | 0 | 0 | 0 | 100 | 100 | 100 | 100 | 100 | 100 | 100 | 100 | 100 | 0% | 0% | 0% | 0% | 0% | 0% | 0% | 0% | 0% | [9 empty] | 0 | 0 | 0 | 0 | 0 | 0 | 0 | 0 | 0 | 0 | 0 | 0 | 0 | Existing & Under Const. Plant
| 17 | KTPP | SouthEast Ghana Group | Oil/Gas | Oil/Gas Combustion | 0.99703 | 0 | 1.7678 | 0 | 0 | 0 | 0 | 0 | 0 | 91.4707 | 0 | 162.1858 | 0 | 0 | 0 | 0 | 0 | 0 | 12.3 | 12.3 | 12.3 | 12.3 | 12.3 | 12.3 | 12.3 | 12.3 | 12.3 | 3.5 | 0 | 3.5 | 0 | 0 | 0 | 0 | 0 | 0 | 0 | 0 | 0 | 0 | 0 | 0 | 0 | 0 | 0 | 200 | 200 | 200 | 200 | 200 | 200 | 200 | 200 | 200 | 5.221% | 0% | 9.257% | 0% | 0% | 0% | 0% | 0% | 0% | [9 empty] | 0 | 0 | 0 | 0 | 0 | 0 | 0 | 0 | 0 | 0 | 0 | 0 | 0 | Existing & Under Const. Plant
| 18 | Trojan 1 | SouthEast Ghana Group | Oil/Gas | Oil/Gas Combustion | 1.6793 | 0 | 0 | 0 | 0 | 0 | 0 | 0 | 0 | 198.9711 | 0 | 0 | 0 | 0 | 0 | 0 | 0 | 0 | 34 | 34 | 34 | 34 | 0 | 0 | 0 | 0 | 0 | 5.5 | 0 | 0 | 0 | 0 | 0 | 0 | 0 | 0 | 0 | 0 | 0 | 0 | 0 | 0 | 0 | 0 | 0 | 24.96 | 24.96 | 24.96 | 24.96 | [5 empty] | 91% | 0% | 0% | 0% | [14 empty] | 0 | 0 | 0 | 0 | 0 | 0 | 0 | 0 | 0 | 0 | 0 | 0 | 0 | Existing & Under Const. Plant
| 19 | MRP | SouthEast Ghana Group | Oil/Gas | Oil/Gas Combustion | 0 | 0 | 0 | 0 | 0 | 0 | 0 | 0 | 0 | 0 | 0 | 0 | 0 | 0 | 0 | 0 | 0 | 0 | 12.5737 | 12.5737 | 12.5737 | 12.5737 | 12.5737 | 12.5737 | 12.5737 | 12.5737 | 12.5737 | 0 | 0 | 0 | 0 | 0 | 0 | 0 | 0 | 0 | 0 | 0 | 0 | 0 | 0 | 0 | 0 | 0 | 0 | 70 | 70 | 70 | 70 | 70 | 70 | 70 | 70 | 70 | 0% | 0% | 0% | 0% | 0% | 0% | 0% | 0% | 0% | [9 empty] | 0 | 0 | 0 | 0 | 0 | 0 | 0 | 0 | 0 | 0 | 0 | 0 | 0 | Existing & Under Const. Plant
| 20 | Safisana | SouthEast Ghana Group | Biogas | Biogas | 0.010052 | 0.010052 | 0.010052 | 0.010052 | 0.010052 | 0.010052 | 0.010052 | 0.010052 | 0.010052 | 0.7446 | 0.7446 | 0.7446 | 0.7446 | 0.7446 | 0.7446 | 0.7446 | 0.7446 | 0.7446 | 35 | 35 | 35 | 35 | 35 | 35 | 35 | 35 | 35 | 4.2 | 4.2 | 4.2 | 4.2 | 4.2 | 4.2 | 4.2 | 4.2 | 4.2 | 0 | 0 | 0 | 0 | 0 | 0 | 0 | 0 | 0 | 0.1 | 0.1 | 0.1 | 0.1 | 0.1 | 0.1 | 0.1 | 0.1 | 0.1 | 85% | 85% | 85% | 85% | 85% | 85% | 85% | 85% | 85% | [9 empty] | 0 | 0 | 0 | 0 | 0 | 0 | 0 | 0 | 0 | 0 | 0 | 0 | 0 | Existing & Under Const. Plant
| 21 | TT2PP | SouthEast Ghana Group | Gas | Gas Combustion Turbine | 0.36289 | 0 | 0 | 0 | 0 | 0 | 0.0037524 | 0 | 0 | 37.3342 | 0 | 0 | 0 | 0 | 0 | 0.38604 | 0 | 0 | 12.1007 | 12.1007 | 12.1007 | 12.1007 | 12.1007 | 12.1007 | 12.1007 | 12.1007 | 12.1007 | 4.5 | 0 | 0 | 0 | 0 | 0 | 4.5 | 0 | 0 | 0 | 0 | 0 | 0 | 0 | 0 | 0 | 0 | 0 | 45 | 45 | 45 | 45 | 45 | 45 | 45 | 45 | 45 | 9.471% | 0% | 0% | 0% | 0% | 0% | 0.09793% | 0% | 0% | [9 empty] | 0 | 0 | 0 | 0 | 0 | 0 | 0 | 0 | 0 | 0 | 0 | 0 | 0 | Existing & Under Const. Plant
| 22 | SAPP 1 | SouthEast Ghana Group | Gas | Gas Combustion Turbine | 3.0668 | 0 | 0 | 0 | 0 | 0.94367 | 1.3927 | 0.04265 | 0.008696 | 328.699 | 0 | 0 | 0 | 0 | 101.1435 | 149.2713 | 4.5712 | 0.93205 | 11.83 | 11.83 | 11.83 | 11.83 | 11.83 | 11.83 | 11.83 | 11.83 | 11.83 | 4.5 | 0 | 0 | 0 | 0 | 4.5 | 4.5 | 4.5 | 4.5 | 0 | 0 | 0 | 0 | 0 | 0 | 0 | 0 | 0 | 180 | 180 | 180 | 180 | 180 | 180 | 180 | 180 | 180 | 20.85% | 0% | 0% | 0% | 0% | 6.414% | 9.467% | 0.2899% | 0.05911% | [9 empty] | 0 | 0 | 0 | 0 | 0 | 0 | 0 | 0 | 0 | 0 | 0 | 0 | 0 | Existing & Under Const. Plant
| 23 | Trojan 3 | SouthEast Ghana Group | Gas | Gas Combustion Turbine | 0 | 0 | 0 | 0 | 0 | 0 | 0 | 0 | 0 | 0 | 0 | 0 | 0 | 0 | 0 | 0 | 0 | 0 | 0 | 34 | 34 | 34 | 0 | 0 | 0 | 0 | 0 | 0 | 0 | 0 | 0 | 0 | 0 | 0 | 0 | 0 | 0 | 0 | 0 | 0 | 0 | 0 | 0 | 0 | 0 | 0 | 49.92 | 49.92 | 49.92 | 0 | 0 | 0 | 0 | 0 | 0% | 0% | 0% | 0% | 0% | 0% | 0% | 0% | 0% | [9 empty] | 0 | 0 | 0 | 0 | 0 | 0 | 0 | 0 | 0 | 0 | 0 | 0 | 0 | Existing & Under Const. Plant
| 24 | Ameri_2016 | SouthWest Ghana Group | Gas | Gas Combustion Turbine | 0 | 0 | 18.427 | 0 | 0 | 0 | 0 | 0 | 0 | 0 | 0 | 1813.32 | 0 | 0 | 0 | 0 | 0 | 0 | 14.54 | 14.54 | 14.54 | 14.54 | 0 | 0 | 0 | 0 | 0 | 0 | 0 | 5 | 0 | 0 | 0 | 0 | 0 | 0 | 0 | 0 | 0 | 0 | 0 | 0 | 0 | 0 | 0 | 230 | 230 | 230 | 230 | 0 | 0 | 0 | 0 | 0 | 0% | 0% | 90% | 0% | 0% | 0% | 0% | 0% | 0% | [9 empty] | 0 | 0 | 0 | 0 | 0 | 0 | 0 | 0 | 0 | 0 | 0 | 0 | 0 | Existing & Under Const. Plant
| 25 | Ameri_2021 | SouthWest Ghana Group | Gas | Gas Combustion Turbine | 0 | 0 | 0 | 0 | 0 | 0 | 0 | 0 | 0 | 0 | 0 | 0 | 0 | 0 | 0 | 0 | 0 | 0 | 0 | 0 | 0 | 0 | 14.54 | 14.54 | 14.54 | 14.54 | 14.54 | 0 | 0 | 0 | 0 | 0 | 0 | 0 | 0 | 0 | 0 | 0 | 0 | 0 | 0 | 0 | 0 | 0 | 0 | 0 | 0 | 0 | 0 | 230 | 230 | 230 | 230 | 230 | 0% | 0% | 0% | 0% | 0% | 0% | 0% | 0% | 0% | [9 empty] | 0 | 0 | 0 | 0 | 0 | 0 | 0 | 0 | 0 | 0 | 0 | 0 | 0 | Existing & Under Const. Plant
| 26 | Bui | Northern Ghana Group | Water | Hydro | 0 | 0 | 0 | 0 | 0 | 0 | 0 | 0 | 0 | 669.5866 | 669.5865 | 669.5865 | 669.5864 | 669.5863 | 669.5865 | 669.5863 | 669.5863 | 669.5864 | 27.74 | 27.74 | 27.74 | 27.74 | 27.74 | 27.74 | 27.74 | 27.74 | 27.74 | 1.63 | 1.63 | 1.63 | 1.63 | 1.63 | 1.63 | 1.63 | 1.63 | 1.63 | 0 | 0 | 0 | 0 | 0 | 0 | 0 | 0 | 0 | 330 | 330 | 330 | 330 | 330 | 330 | 330 | 330 | 330 | 23.16% | 23.16% | 23.16% | 23.16% | 23.16% | 23.16% | 23.16% | 23.16% | 23.16% | [9 empty] | 0 | 0 | 0 | 0 | 0 | 0 | 0 | 0 | 0 | 0 | 0 | 0 | 0 | Existing & Under Const. Plant
| 27 | Akosombo | SouthEast Ghana Group | Water | Hydro | 0 | 0 | 0 | 0 | 0 | 0 | 0 | 0 | 0 | 3681.6901 | 3681.6882 | 4016.3887 | 4016.3884 | 4434.763 | 4434.7624 | 4434.7628 | 4434.7637 | 4434.7627 | 9.16 | 9.16 | 9.16 | 9.16 | 9.16 | 9.16 | 9.16 | 9.16 | 9.16 | 0.98 | 0.98 | 0.98 | 0.98 | 0.98 | 0.98 | 0.98 | 0.98 | 0.98 | 0 | 0 | 0 | 0 | 0 | 0 | 0 | 0 | 0 | 900 | 900 | 900 | 900 | 900 | 900 | 900 | 900 | 900 | 46.7% | 46.7% | 50.94% | 50.94% | 56.25% | 56.25% | 56.25% | 56.25% | 56.25% | [9 empty] | 0 | 0 | 0 | 0 | 0 | 0 | 0 | 0 | 0 | 0 | 0 | 0 | 0 | Existing & Under Const. Plant
| 28 | Kpong | SouthEast Ghana Group | Water | Hydro | 0 | 0 | 0 | 0 | 0 | 0 | 0 | 0 | 0 | 722.7074 | 722.7074 | 788.408 | 788.4081 | 870.534 | 870.534 | 870.534 | 870.534 | 870.534 | 9.16 | 9.16 | 9.16 | 9.16 | 9.16 | 9.16 | 9.16 | 9.16 | 9.16 | 0.98 | 0.98 | 0.98 | 0.98 | 0.98 | 0.98 | 0.98 | 0.98 | 0.98 | 0 | 0 | 0 | 0 | 0 | 0 | 0 | 0 | 0 | 140 | 140 | 140 | 140 | 140 | 140 | 140 | 140 | 140 | 58.93% | 58.93% | 64.29% | 64.29% | 70.98% | 70.98% | 70.98% | 70.98% | 70.98% | [9 empty] | 0 | 0 | 0 | 0 | 0 | 0 | 0 | 0 | 0 | 0 | 0 | 0 | 0 | Existing & Under Const. Plant
| 29 | Cote d'Ivoire Dummy | Cote d'Ivoire | Water | Hydro | 0 | 0 | 0 | 0 | 0 | 0 | 0 | 0 | 0 | 814.6799 | 814.6802 | 10 | 814.68 | 814.6799 | 814.6799 | 814.6799 | 814.68 | 814.68 | 0 | 0 | 0 | 0 | 0 | 0 | 0 | 0 | 0 | 10 | 10 | 10 | 10 | 10 | 10 | 10 | 10 | 10 | 0 | 0 | 0 | 0 | 0 | 0 | 0 | 0 | 0 | 150 | 150 | 150 | 150 | 150 | 150 | 150 | 150 | 150 | 62% | 62% | 0.761% | 62% | 62% | 62% | 62% | 62% | 62% | [9 empty] | 0 | 0 | 0 | 0 | 0 | 0 | 0 | 0 | 0 | 0 | 0 | 0 | 0 | Existing & Under Const. Plant
| 30 | Burkina Dummy | Burkina Group | Water | Hydro | 0 | 0 | 0 | 0 | 0 | 0 | 0 | 0 | 0 | 0.438 | 0.438 | 0.438 | 0.438 | 4.818 | 4.818 | 4.818 | 4.818 | 4.818 | 0 | 0 | 0 | 0 | 0 | 0 | 0 | 0 | 0 | 10 | 10 | 10 | 10 | 10 | 10 | 10 | 10 | 10 | 0 | 0 | 0 | 0 | 0 | 0 | 0 | 0 | 0 | 10 | 10 | 10 | 10 | 110 | 110 | 110 | 110 | 110 | 0.5% | 0.5% | 0.5% | 0.5% | 0.5% | 0.5% | 0.5% | 0.5% | 0.5% | [9 empty] | 0 | 0 | 0 | 0 | 0 | 0 | 0 | 0 | 0 | 0 | 0 | 0 | 0 | Existing & Under Const. Plant
| 31 | VRA Solar_2.5MW | Northern Ghana Group | Sun | Solar PV | 0 | 0 | 0 | 0 | 0 | 0 | 0 | 0 | 0 | 2.7132 | 2.7132 | 2.7132 | 2.7132 | 2.7132 | 2.7132 | 2.7132 | 2.7132 | 2.7132 | 0 | 0 | 0 | 0 | 0 | 0 | 0 | 0 | 0 | 0 | 0 | 0 | 0 | 0 | 0 | 0 | 0 | 0 | 0 | 0 | 0 | 0 | 0 | 0 | 0 | 0 | 0 | 1.8 | 1.8 | 1.8 | 1.8 | 1.8 | 1.8 | 1.8 | 1.8 | 1.8 | 17.21% | 17.21% | 17.21% | 17.21% | 17.21% | 17.21% | 17.21% | 17.21% | 17.21% | [9 empty] | 0 | 0 | 0 | 0 | 0 | 0 | 0 | 0 | 0 | 0 | 0 | 0 | 0 | Existing & Under Const. Plant
| 32 | BXC Solar | SouthEast Ghana Group | Sun | Solar PV | 0 | 0 | 0 | 0 | 0 | 0 | 0 | 0 | 0 | 24.0159 | 24.0159 | 24.0159 | 24.0159 | 24.0159 | 24.0159 | 24.0159 | 24.0159 | 0 | 0 | 0 | 0 | 0 | 0 | 0 | 0 | 0 | 0 | 0 | 0 | 0 | 0 | 0 | 0 | 0 | 0 | 0 | 0 | 0 | 0 | 0 | 0 | 0 | 0 | 0 | 0 | 18 | 18 | 18 | 18 | 18 | 18 | 18 | 18 | 0 | 15.23% | 15.23% | 15.23% | 15.23% | 15.23% | 15.23% | 15.23% | 15.23% | 0% | [9 empty] | 0 | 0 | 0 | 0 | 0 | 0 | 0 | 0 | 0 | 0 | 0 | 0 | 0 | Existing & Under Const. Plant
| 38 | NORT BIOMASS 2018 | Northern Ghana Group | Biomass | Biomass Combustion | 0 | 0 | 0 | 0 | 0 | 6.0313 | 6.0313 | 6.0313 | 6.0313 | 0 | 0 | 0 | 0 | 0 | 446.76 | 446.76 | 446.76 | 446.76 | 0 | 0 | 0 | 0 | 0 | 130 | 130 | 130 | 130 | 0 | 0 | 0 | 0 | 0 | 4.5 | 4.5 | 4.5 | 4.5 | 0 | 0 | 0 | 0 | 0 | 0 | 0 | 0 | 0 | 0 | 0 | 0 | 0 | 0 | 60 | 60 | 60 | 60 | 0% | 0% | 0% | 0% | 0% | 85% | 85% | 85% | 85% | 0 | 0 | 0 | 0 | 0 | 240 | 0 | 0 | 0 | 0 | 0 | 0 | 0 | 0 | 101.7834 | 0 | 0 | 0 | 111.9618 | 111.9618 | 240 | 264 | Unplanned Build | Potential Build Biomass Combustion2018
| 43 | SOUT COMBINED CYCLE 2020 | SouthWest Ghana Group | Oil/Gas | Oil/Gas Combined Cycle | 0 | 0 | 0 | 0 | 0 | 2.1712 | 2.1712 | 16.8792 | 70.8467 | 0 | 0 | 0 | 0 | 0 | 299.4711 | 299.4712 | 2328.1715 | 9771.9552 | 0 | 0 | 0 | 0 | 0 | 15 | 15 | 15 | 15 | 0 | 0 | 0 | 0 | 0 | 3.48 | 3.48 | 3.48 | 3.48 | 0 | 0 | 0 | 0 | 0 | 0 | 0 | 0 | 0 | 0 | 0 | 0 | 0 | 0 | 37.9847 | 37.9847 | 295.3027 | 1239.4637 | 0% | 0% | 0% | 0% | 0% | 90% | 90% | 90% | 90% | 0 | 0 | 0 | 0 | 0 | 24.5398 | 0 | 166.2389 | 609.9701 | 0 | 0 | 0 | 0 | 0 | 10.4073 | 0 | 32.8895 | 74.9324 | 11.448 | 47.6264 | 24.5398 | 209.8566 | Unplanned Build | Potential Build Oil/Gas Combined Cycle2020
| 45 | SOUT COMBINED CYCLE 2019 | SouthEast Ghana Group | Oil/Gas | Oil/Gas Combined Cycle | 0 | 0 | 0 | 0 | 0 | 0 | 27.8036 | 76.6776 | 107.0639 | 0 | 0 | 0 | 0 | 0 | 0 | 3834.9777 | 10576.2145 | 14767.4328 | 0 | 0 | 0 | 0 | 0 | 0 | 15 | 15 | 15 | 0 | 0 | 0 | 0 | 0 | 0 | 3.48 | 3.48 | 3.48 | 0 | 0 | 0 | 0 | 0 | 0 | 0 | 0 | 0 | 0 | 0 | 0 | 0 | 0 | 0 | 486.425 | 1341.481 | 1873.088 | 0% | 0% | 0% | 0% | 0% | 0% | 90% | 90% | 90% | 0 | 0 | 0 | 0 | 0 | 0 | 314.2522 | 552.4043 | 343.4418 | 0 | 0 | 0 | 0 | 0 | 0 | 100.1304 | 109.2902 | 42.1904 | 0 | 230.3628 | 0 | 953.3222 | Unplanned Build | Potential Build Oil/Gas Combined Cycle2019
| 51 | NORT HYDRO SMALL 2023 | Northern Ghana Group | Water | Hydro | 0 | 0 | 0 | 0 | 0 | 0 | 0 | 0 | 0 | 0 | 0 | 0 | 0 | 74.46 | 74.46 | 74.46 | 74.46 | 74.46 | 0 | 0 | 0 | 0 | 45 | 45 | 45 | 45 | 45 | 0 | 0 | 0 | 0 | 3 | 3 | 3 | 3 | 3 | 0 | 0 | 0 | 0 | 0 | 0 | 0 | 0 | 0 | 0 | 0 | 0 | 0 | 20 | 20 | 20 | 20 | 20 | 0% | 0% | 0% | 0% | 42.5% | 42.5% | 42.5% | 42.5% | 42.5% | 0 | 0 | 0 | 0 | 120 | 0 | 0 | 0 | 0 | 0 | 0 | 0 | 0 | 67.7369 | 0 | 0 | 0 | 0 | 74.5106 | 74.5106 | 120 | 132 | Unplanned Build | Potential Build Hydro Small2023NORT
| 53 | SOUT HYDRO SMALL 2023 | SouthWest Ghana Group | Water | Hydro | 0 | 0 | 0 | 0 | 0 | 0 | 0 | 0 | 0 | 0 | 0 | 0 | 0 | 223.38 | 223.38 | 223.38 | 223.38 | 223.38 | 0 | 0 | 0 | 0 | 45 | 45 | 45 | 45 | 45 | 0 | 0 | 0 | 0 | 3 | 3 | 3 | 3 | 3 | 0 | 0 | 0 | 0 | 0 | 0 | 0 | 0 | 0 | 0 | 0 | 0 | 0 | 60 | 60 | 60 | 60 | 60 | 0% | 0% | 0% | 0% | 42.5% | 42.5% | 42.5% | 42.5% | 42.5% | 0 | 0 | 0 | 0 | 300 | 0 | 0 | 0 | 0 | 0 | 0 | 0 | 0 | 169.3422 | 0 | 0 | 0 | 0 | 186.2764 | 186.2764 | 300 | 330 | Unplanned Build | Potential Build Hydro Small2023SOUT
| 54 | ASHA INTERRUPTIBLE 2016 | Ashanti Group | Interruptible | Interruptible | 0 | 0 | 0 | 0 | 0 | 0 | 0 | 0 | 0 | 0 | 0 | 0 | 0 | 0 | 0 | 0 | 0 | 0 | 0 | 0 | 0 | 0 | 0 | 0 | 0 | 0 | 0 | 0 | 0 | 0 | 0 | 0 | 0 | 0 | 0 | 0 | 0 | 0 | 0 | 0 | 0 | 0 | 0 | 0 | 0 | 129.301 | 217.102 | 0 | 0 | 0 | 0 | 0 | 0 | 0 | 0% | 0% | 0% | 0% | 0% | 0% | 0% | 0% | 0% | [9 empty] | 0 | 0 | 0 | 0 | 0 | 0 | 0 | 0 | 0 | 0 | 0 | 0 | 0 | Unplanned Build | Potential Build Interruptible2016
| 65 | ASHA SOLAR PV 2035 | Ashanti Group | Sun | Solar PV | 0 | 0 | 0 | 0 | 0 | 0 | 0 | 0 | 0 | 0 | 0 | 0 | 0 | 0 | 0 | 0 | 25.3501 | 139.4256 | 0 | 0 | 0 | 0 | 0 | 0 | 0 | 25 | 25 | 0 | 0 | 0 | 0 | 0 | 0 | 0 | 0 | 0 | 0 | 0 | 0 | 0 | 0 | 0 | 0 | 0 | 0 | 0 | 0 | 0 | 0 | 0 | 0 | 0 | 20 | 110 | 0% | 0% | 0% | 0% | 0% | 0% | 0% | 14.47% | 14.47% | 0 | 0 | 0 | 0 | 0 | 0 | 0 | 15.2 | 68.4 | 0 | 0 | 0 | 0 | 0 | 0 | 0 | 3.0072 | 8.4027 | 0 | 3.308 | 0 | 16.72 | Unplanned Build | Potential Build Solar PV2035
| 68 | SOUT SOLAR PV 2035 | SouthWest Ghana Group | Sun | Solar PV | 0 | 0 | 0 | 0 | 0 | 0 | 0 | 0 | 0 | 0 | 0 | 0 | 0 | 0 | 0 | 0 | 25.3501 | 114.0755 | 0 | 0 | 0 | 0 | 0 | 0 | 0 | 25 | 25 | 0 | 0 | 0 | 0 | 0 | 0 | 0 | 0 | 0 | 0 | 0 | 0 | 0 | 0 | 0 | 0 | 0 | 0 | 0 | 0 | 0 | 0 | 0 | 0 | 0 | 20 | 90 | 0% | 0% | 0% | 0% | 0% | 0% | 0% | 14.47% | 14.47% | 0 | 0 | 0 | 0 | 0 | 0 | 0 | 15.2 | 53.2 | 0 | 0 | 0 | 0 | 0 | 0 | 0 | 3.0072 | 6.5354 | 0 | 3.308 | 0 | 16.72 | Unplanned Build | Potential Build Solar PV2035
| 69 | NORT SOLAR PV 2018 | Northern Ghana Group | Sun | Solar PV | 0 | 0 | 0 | 0 | 0 | 0 | 0 | 0 | 0 | 0 | 0 | 67.5263 | 67.5263 | 67.5263 | 67.5263 | 67.5263 | 67.5263 | 67.5263 | 0 | 0 | 24.8 | 24.8 | 24.8 | 24.8 | 24.8 | 24.8 | 24.8 | 0 | 0 | 0 | 0 | 0 | 0 | 0 | 0 | 0 | 0 | 0 | 0 | 0 | 0 | 0 | 0 | 0 | 0 | 0 | 0 | 47.1565 | 47.1565 | 47.1565 | 47.1565 | 47.1565 | 47.1565 | 47.1565 | 0% | 0% | 16.35% | 16.35% | 16.35% | 16.35% | 16.35% | 16.35% | 16.35% | 0 | 0 | 58.6155 | 0 | 0 | 0 | 0 | 0 | 0 | 0 | 0 | 44.0387 | 0 | 0 | 0 | 0 | 0 | 0 | 48.4426 | 48.4426 | 58.6155 | 64.4771 | Unplanned Build | Potential Build Solar PV2018
| 71 | NORT SOLAR PV 2023 | Northern Ghana Group | Sun | Solar PV | 0 | 0 | 0 | 0 | 0 | 0 | 0 | 0 | 0 | 0 | 0 | 0 | 0 | 143.1961 | 286.3922 | 286.3922 | 286.3922 | 286.3922 | 0 | 0 | 0 | 0 | 24.8 | 24.8 | 24.8 | 24.8 | 24.8 | 0 | 0 | 0 | 0 | 0 | 0 | 0 | 0 | 0 | 0 | 0 | 0 | 0 | 0 | 0 | 0 | 0 | 0 | 0 | 0 | 0 | 0 | 100 | 200 | 200 | 200 | 200 | 0% | 0% | 0% | 0% | 16.35% | 16.35% | 16.35% | 16.35% | 16.35% | 0 | 0 | 0 | 0 | 95.7 | 95.7 | 0 | 0 | 0 | 0 | 0 | 0 | 0 | 54.0202 | 40.5861 | 0 | 0 | 0 | 104.0669 | 104.0669 | 191.4 | 210.54 | Unplanned Build | Potential Build Solar PV2023
| 72 | NORT SOLAR PV 2026 | Northern Ghana Group | Sun | Solar PV | 0 | 0 | 0 | 0 | 0 | 0 | 0 | 0 | 0 | 0 | 0 | 0 | 0 | 0 | 143.1961 | 429.5883 | 429.5883 | 429.5883 | 0 | 0 | 0 | 0 | 0 | 24.8 | 24.8 | 24.8 | 24.8 | 0 | 0 | 0 | 0 | 0 | 0 | 0 | 0 | 0 | 0 | 0 | 0 | 0 | 0 | 0 | 0 | 0 | 0 | 0 | 0 | 0 | 0 | 0 | 100 | 300 | 300 | 300 | 0% | 0% | 0% | 0% | 0% | 16.35% | 16.35% | 16.35% | 16.35% | 0 | 0 | 0 | 0 | 0 | 89.5 | 179 | 0 | 0 | 0 | 0 | 0 | 0 | 0 | 37.9567 | 57.0349 | 0 | 0 | 41.7524 | 104.4908 | 89.5 | 295.35 | Unplanned Build | Potential Build Solar PV2026
| 73 | NORT SOLAR PV 2030 | Northern Ghana Group | Sun | Solar PV | 0 | 0 | 0 | 0 | 0 | 0 | 0 | 0 | 0 | 0 | 0 | 0 | 0 | 0 | 0 | 71.598 | 357.9902 | 357.9902 | 0 | 0 | 0 | 0 | 0 | 0 | 24.8 | 24.8 | 24.8 | 0 | 0 | 0 | 0 | 0 | 0 | 0 | 0 | 0 | 0 | 0 | 0 | 0 | 0 | 0 | 0 | 0 | 0 | 0 | 0 | 0 | 0 | 0 | 0 | 50 | 250 | 250 | 0% | 0% | 0% | 0% | 0% | 0% | 16.35% | 16.35% | 16.35% | 0 | 0 | 0 | 0 | 0 | 0 | 41.4 | 165.6 | 0 | 0 | 0 | 0 | 0 | 0 | 0 | 13.1913 | 32.7631 | 0 | 0 | 50.5498 | 0 | 227.7 | Unplanned Build | Potential Build Solar PV2030
| 74 | NORT SOLAR PV 2035 | Northern Ghana Group | Sun | Solar PV | 0 | 0 | 0 | 0 | 0 | 0 | 0 | 0 | 0 | 0 | 0 | 0 | 0 | 0 | 0 | 0 | 143.1961 | 859.1766 | 0 | 0 | 0 | 0 | 0 | 0 | 0 | 24.8 | 24.8 | 0 | 0 | 0 | 0 | 0 | 0 | 0 | 0 | 0 | 0 | 0 | 0 | 0 | 0 | 0 | 0 | 0 | 0 | 0 | 0 | 0 | 0 | 0 | 0 | 0 | 100 | 600 | 0% | 0% | 0% | 0% | 0% | 0% | 0% | 16.35% | 16.35% | 0 | 0 | 0 | 0 | 0 | 0 | 0 | 76 | 380 | 0 | 0 | 0 | 0 | 0 | 0 | 0 | 15.0362 | 46.6815 | 0 | 16.5398 | 0 | 83.6 | Unplanned Build | Potential Build Solar PV2035
| 78 | SOUT SOLAR PV 2035 | SouthEast Ghana Group | Sun | Solar PV | 0 | 0 | 0 | 0 | 0 | 0 | 0 | 0 | 0 | 0 | 0 | 0 | 0 | 0 | 0 | 0 | 126.7505 | 570.3773 | 0 | 0 | 0 | 0 | 0 | 0 | 0 | 25 | 25 | 0 | 0 | 0 | 0 | 0 | 0 | 0 | 0 | 0 | 0 | 0 | 0 | 0 | 0 | 0 | 0 | 0 | 0 | 0 | 0 | 0 | 0 | 0 | 0 | 0 | 100 | 450 | 0% | 0% | 0% | 0% | 0% | 0% | 0% | 14.47% | 14.47% | 0 | 0 | 0 | 0 | 0 | 0 | 0 | 76 | 266 | 0 | 0 | 0 | 0 | 0 | 0 | 0 | 15.0362 | 32.677 | 0 | 16.5398 | 0 | 83.6 | Unplanned Build | Potential Build Solar PV2035
| 82 | SOUT SOLAR PV 2035 | SouthWest Ghana Group | Sun | Solar PV | 0 | 0 | 0 | 0 | 0 | 0 | 0 | 0 | 0 | 0 | 0 | 0 | 0 | 0 | 0 | 0 | 25.3501 | 304.2012 | 0 | 0 | 0 | 0 | 0 | 0 | 0 | 25 | 25 | 0 | 0 | 0 | 0 | 0 | 0 | 0 | 0 | 0 | 0 | 0 | 0 | 0 | 0 | 0 | 0 | 0 | 0 | 0 | 0 | 0 | 0 | 0 | 0 | 0 | 20 | 240 | 0% | 0% | 0% | 0% | 0% | 0% | 0% | 14.47% | 14.47% | 0 | 0 | 0 | 0 | 0 | 0 | 0 | 15.2 | 167.2 | 0 | 0 | 0 | 0 | 0 | 0 | 0 | 3.0072 | 20.5398 | 0 | 3.308 | 0 | 16.72 | Unplanned Build | Potential Build Solar PV2035
| 85 | SOUT SOLAR PV 2035 | SouthEast Ghana Group | Sun | Solar PV | 0 | 0 | 0 | 0 | 0 | 0 | 0 | 0 | 0 | 0 | 0 | 0 | 0 | 0 | 0 | 0 | 25.3501 | 76.0503 | 0 | 0 | 0 | 0 | 0 | 0 | 0 | 25 | 25 | 0 | 0 | 0 | 0 | 0 | 0 | 0 | 0 | 0 | 0 | 0 | 0 | 0 | 0 | 0 | 0 | 0 | 0 | 0 | 0 | 0 | 0 | 0 | 0 | 0 | 20 | 60 | 0% | 0% | 0% | 0% | 0% | 0% | 0% | 14.47% | 14.47% | 0 | 0 | 0 | 0 | 0 | 0 | 0 | 15.2 | 30.4 | 0 | 0 | 0 | 0 | 0 | 0 | 0 | 3.0072 | 3.7345 | 0 | 3.308 | 0 | 16.72 | Unplanned Build | Potential Build Solar PV2035
| 104 | SOUT WIND TURBINE 2020 | SouthEast Ghana Group | Wind | Wind | 0 | 0 | 0 | 0 | 0 | 0 | 0 | 0 | 0 | 0 | 0 | 0 | 164.5 | 339.6525 | 689.9575 | 689.9575 | 689.9575 | 689.9575 | 0 | 0 | 0 | 46.71 | 46.71 | 46.71 | 46.71 | 46.71 | 46.71 | 0 | 0 | 0 | 0 | 0 | 0 | 0 | 0 | 0 | 0 | 0 | 0 | 0 | 0 | 0 | 0 | 0 | 0 | 0 | 0 | 0 | 70.4386 | 145.4386 | 295.4386 | 295.4386 | 295.4386 | 295.4386 | 0% | 0% | 0% | 26.66% | 26.66% | 26.66% | 26.66% | 26.66% | 26.66% | 0 | 0 | 0 | 108.9685 | 116.025 | 232.05 | 0 | 0 | 0 | 0 | 0 | 0 | 74.427 | 65.4931 | 98.4119 | 0 | 0 | 0 | 262.1651 | 262.1651 | 457.0435 | 502.7479 | Unplanned Build | Potential Build Wind2020
| 105 | SOUT WIND TURBINE 2026 | SouthEast Ghana Group | Wind | Wind | 0 | 0 | 0 | 0 | 0 | 0 | 0 | 0 | 0 | 0 | 0 | 0 | 0 | 0 | 350.305 | 817.3784 | 1050.9151 | 1050.9151 | 0 | 0 | 0 | 0 | 0 | 46.71 | 46.71 | 46.71 | 46.71 | 0 | 0 | 0 | 0 | 0 | 0 | 0 | 0 | 0 | 0 | 0 | 0 | 0 | 0 | 0 | 0 | 0 | 0 | 0 | 0 | 0 | 0 | 0 | 150 | 350 | 450 | 450 | 0% | 0% | 0% | 0% | 0% | 26.66% | 26.66% | 26.66% | 26.66% | 0 | 0 | 0 | 0 | 0 | 219 | 292 | 146 | 0 | 0 | 0 | 0 | 0 | 0 | 92.8774 | 93.0402 | 28.8853 | 0 | 102.1651 | 236.2832 | 219 | 722.7 | Unplanned Build | Potential Build Wind2026
| 106 | SOUT WIND TURBINE 2035 | SouthEast Ghana Group | Wind | Wind | 0 | 0 | 0 | 0 | 0 | 0 | 0 | 0 | 0 | 0 | 0 | 0 | 0 | 0 | 0 | 0 | 467.0734 | 467.0734 | 0 | 0 | 0 | 0 | 0 | 0 | 0 | 47 | 47 | 0 | 0 | 0 | 0 | 0 | 0 | 0 | 0 | 0 | 0 | 0 | 0 | 0 | 0 | 0 | 0 | 0 | 0 | 0 | 0 | 0 | 0 | 0 | 0 | 0 | 200 | 200 | 0% | 0% | 0% | 0% | 0% | 0% | 0% | 26.66% | 26.66% | 0 | 0 | 0 | 0 | 0 | 0 | 0 | 268.8 | 0 | 0 | 0 | 0 | 0 | 0 | 0 | 0 | 53.1806 | 0 | 0 | 58.4987 | 0 | 295.68 | Unplanned Build | Potential Build Wind2035