## Table of Contents
Strategy IV: Reference Case assumptions on demand, technology costs, gas resource availability, TTCs, and RE targets. Constrain CO2 emissions from the power generation to half of the BAU emissions after 2020. High RE bounds
| Contents |  | Plant Details file has the run-year information from the IPM on the following items for each exisiting and new power plants:
0 | RefCase | Column | B | IPM Plant ID
1 | High Demand | Column | C | Plant Name
2 | Low Demand | Column | D-F | Model Region where plant is located, Fuel used, and Capacity type
3 | HighFuelPrice | Column | G-O | Annual Fuel Consumption by year in Tbtu
4 | LowFuelPrice | Column | P-X | Annual Generation in GWh
5 | LtdFuelSupply | Column | Y-AG | FOM in 2016$/kW-year
6 | GreaterFuelSupply | Column | AH-AP | VOM in 2016$/MWh
7 | LtdWater | Column | AQ-AY | Fuel Cost in 2016$/MWh
8 | HighRECapCost | Column | AZ-BH | Available Capacity in MW
9 | LowRECapCost | Column | BI-BQ | Capacity Factor
10 | HighDemandHighCostLowWater | Only for Reference Case, High Demand Case, and Low Demand Case
11 | LowDemandHighCostLowWater | Column | BR-BZ | Total Capital Cost per year in 2016$ for new builds
12 | LowREHighCost | Column | CA-CI | Total Capital Cost per year in 2016$ for new builds in NPV (the annual discount rates converting costs to NPV are shown in row 1)
13 | LowConCapCost | Column | CJ-CK | 10 year and 20 year total capital cost per plant in NPV. Row 2 has the total
|  | Column | CL-CM | 10 year and 20 year total capital cost per plant (no NPV). Row 2 has the total
|  | Column | CN | Indicates whether plant is existing and under-construction or an unplanned build in the model

## RefCase
Back to Contents | [77 empty] | 90.91% | 82.64% | 75.13% | 68.3% | 56.45% | 42.41% | 31.86% | 19.78% | 12.28% | Cap Cost NPV |  | Cap Cost -- no NPV
|  | Plant Name |  |  |  | FUEL CONSUMPTION | [8 empty] | GENERATION | [8 empty] | FOM (USD/kW-yr | [8 empty] | VOM (USD/MWh) | [8 empty] | Fuel Cost (USD/MWh) | [8 empty] | Available Capacity | [8 empty] | Capacity Factors | [8 empty] | Total Capital Cost | [8 empty] | Total Capital Cost (NPV) | [8 empty] | 1955.0524 | 3326.2937 | 3344.6486 | 9941.3383 | Unplanned? | Plant Name
| UnitID |  | Model Region | Fuel Type | Capacity Type | 2017 | 2018 | 2019 | 2020 | 2023 | 2026 | 2030 | 2035 | 2040 | 2017 | 2018 | 2019 | 2020 | 2023 | 2026 | 2030 | 2035 | 2040 | 2017 | 2018 | 2019 | 2020 | 2023 | 2026 | 2030 | 2035 | 2040 | 2017 | 2018 | 2019 | 2020 | 2023 | 2026 | 2030 | 2035 | 2040 | 2017 | 2018 | 2019 | 2020 | 2023 | 2026 | 2030 | 2035 | 2040 | 2017 | 2018 | 2019 | 2020 | 2023 | 2026 | 2030 | 2035 | 2040 | 2017 | 2018 | 2019 | 2020 | 2023 | 2026 | 2030 | 2035 | 2040 | 2017 | 2018 | 2019 | 2020 | 2023 | 2026 | 2030 | 2035 | 2040 | 2017 | 2018 | 2019 | 2020 | 2023 | 2026 | 2030 | 2035 | 2040 | 10-year | 20-year | 10-year | 20-year
| 1 | CENIT | SouthEast Ghana Group | Oil | Oil Combustion | 0 | 0 | 0 | 0 | 0 | 0 | 0 | 0 | 0 | 0 | 0 | 0 | 0 | 0 | 0 | 0 | 0 | 0 | 11.83 | 11.83 | 11.83 | 11.83 | 11.83 | 11.83 | 11.83 | 0 | 0 | 0 | 0 | 0 | 0 | 0 | 0 | 0 | 0 | 0 | 0 | 0 | 0 | 0 | 0 | 0 | 0 | 0 | 0 | 100 | 100 | 100 | 100 | 100 | 100 | 100 | 0 | 0 | 0% | 0% | 0% | 0% | 0% | 0% | 0% | 0% | 0% | [9 empty] | 0 | 0 | 0 | 0 | 0 | 0 | 0 | 0 | 0 | 0 | 0 | 0 | 0 | Existing & Under Const. Plant
| 2 | Trojan 2B | SouthEast Ghana Group | Oil | Oil Combustion | 0.26958 | 0 | 0 | 0 | 0 | 0 | 0 | 0 | 0 | 31.941 | 0 | 0 | 0 | 0 | 0 | 0 | 0 | 0 | 34 | 34 | 34 | 34 | 0 | 0 | 0 | 0 | 0 | 5.5 | 0 | 0 | 0 | 0 | 0 | 0 | 0 | 0 | 97.9957 | 0 | 0 | 0 | 0 | 0 | 0 | 0 | 0 | 16.25 | 16.25 | 16.25 | 16.25 | 0 | 0 | 0 | 0 | 0 | 22.44% | 0% | 0% | 0% | 0% | 0% | 0% | 0% | 0% | [9 empty] | 0 | 0 | 0 | 0 | 0 | 0 | 0 | 0 | 0 | 0 | 0 | 0 | 0 | Existing & Under Const. Plant
| 3 | Trojan 2A | Ashanti Group | Oil | Oil Combustion | 0.26958 | 0 | 0 | 0 | 0 | 0 | 0 | 0 | 0 | 31.941 | 0 | 0 | 0 | 0 | 0 | 0 | 0 | 0 | 34 | 34 | 34 | 34 | 0 | 0 | 0 | 0 | 0 | 5.5 | 0 | 0 | 0 | 0 | 0 | 0 | 0 | 0 | 108.8196 | 0 | 0 | 0 | 0 | 0 | 0 | 0 | 0 | 16.25 | 16.25 | 16.25 | 16.25 | 0 | 0 | 0 | 0 | 0 | 22.44% | 0% | 0% | 0% | 0% | 0% | 0% | 0% | 0% | [9 empty] | 0 | 0 | 0 | 0 | 0 | 0 | 0 | 0 | 0 | 0 | 0 | 0 | 0 | Existing & Under Const. Plant
| 4 | GP Tarkwa Plant | SouthWest Ghana Group | Oil | Oil Combustion | 0 | 0 | 0 | 0 | 0 | 0.0032533 | 0.014144 | 0.020849 | 0.041698 | 0 | 0 | 0 | 0 | 0 | 0.32776 | 1.4249 | 2.1004 | 4.2009 | 17.5 | 17.5 | 17.5 | 17.5 | 17.5 | 17.5 | 17.5 | 17.5 | 17.5 | 0 | 0 | 0 | 0 | 0 | 3.5 | 3.5 | 3.5 | 3.5 | 0 | 0 | 0 | 0 | 0 | 163.9775 | 163.9775 | 163.9775 | 163.9775 | 33 | 33 | 33 | 33 | 33 | 33 | 33 | 33 | 33 | 0% | 0% | 0% | 0% | 0% | 0.1134% | 0.4929% | 0.7266% | 1.453% | [9 empty] | 0 | 0 | 0 | 0 | 0 | 0 | 0 | 0 | 0 | 0 | 0 | 0 | 0 | Existing & Under Const. Plant
| 5 | GP Chirano Plant | SouthWest Ghana Group | Oil | Oil Combustion | 0 | 0 | 0 | 0 | 0 | 0 | 0 | 0 | 0 | 0 | 0 | 0 | 0 | 0 | 0 | 0 | 0 | 0 | 17.5 | 17.5 | 17.5 | 17.5 | 17.5 | 17.5 | 17.5 | 17.5 | 17.5 | 0 | 0 | 0 | 0 | 0 | 0 | 0 | 0 | 0 | 0 | 0 | 0 | 0 | 0 | 0 | 0 | 0 | 0 | 30 | 30 | 30 | 30 | 30 | 30 | 30 | 30 | 30 | 0% | 0% | 0% | 0% | 0% | 0% | 0% | 0% | 0% | [9 empty] | 0 | 0 | 0 | 0 | 0 | 0 | 0 | 0 | 0 | 0 | 0 | 0 | 0 | Existing & Under Const. Plant
| 6 | GP Darmang Plant | SouthWest Ghana Group | Oil | Oil Combustion | 0 | 0 | 0 | 0 | 0 | 0 | 0 | 0.0096145 | 0.01883 | 0 | 0 | 0 | 0 | 0 | 0 | 0 | 0.90447 | 1.7714 | 17.5 | 17.5 | 17.5 | 17.5 | 17.5 | 17.5 | 17.5 | 17.5 | 17.5 | 0 | 0 | 0 | 0 | 0 | 0 | 0 | 3.5 | 3.5 | 0 | 0 | 0 | 0 | 0 | 0 | 0 | 175.6076 | 175.6076 | 25.5 | 25.5 | 25.5 | 25.5 | 25.5 | 25.5 | 25.5 | 25.5 | 25.5 | 0% | 0% | 0% | 0% | 0% | 0% | 0% | 0.4049% | 0.793% | [9 empty] | 0 | 0 | 0 | 0 | 0 | 0 | 0 | 0 | 0 | 0 | 0 | 0 | 0 | Existing & Under Const. Plant
| 7 | SAPP 2 | SouthEast Ghana Group | Oil/Gas | Oil/Gas Combined Cycle | 9.6 | 22.9737 | 10.1611 | 7.7484 | 23.5117 | 23.5117 | 23.5117 | 23.4718 | 20.207 | 1230.7633 | 2945.3501 | 1302.7036 | 993.3854 | 3014.3164 | 3014.316 | 3014.316 | 3009.2059 | 2590.6369 | 16 | 16 | 16 | 16 | 16 | 16 | 16 | 16 | 16 | 3.5 | 3.5 | 3.5 | 3.5 | 3.5 | 3.5 | 3.5 | 3.5 | 3.5 | 70.9393 | 62.6534 | 64.8913 | 64.7653 | 66.1189 | 71.0138 | 72.6294 | 85.2021 | 88.7923 | 370 | 370 | 370 | 370 | 370 | 370 | 370 | 370 | 370 | 37.97% | 90.87% | 40.19% | 30.65% | 93% | 93% | 93% | 92.84% | 79.93% | [9 empty] | 0 | 0 | 0 | 0 | 0 | 0 | 0 | 0 | 0 | 0 | 0 | 0 | 0 | Existing & Under Const. Plant
| 8 | Cenpower | SouthEast Ghana Group | Oil/Gas | Oil/Gas Combined Cycle | 0 | 0.071594 | 0.84437 | 0 | 16.3031 | 21.6884 | 21.6884 | 18.917 | 10.9414 | 0 | 9.1436 | 107.8372 | 0 | 2082.1317 | 2769.912 | 2769.912 | 2415.9627 | 1397.3731 | 0 | 16 | 16 | 16 | 16 | 16 | 16 | 16 | 16 | 0 | 3.5 | 3.5 | 0 | 3.5 | 3.5 | 3.5 | 3.5 | 3.5 | 0 | 64.0482 | 65.1409 | 0 | 70.4369 | 72.0531 | 79.0324 | 85.5228 | 87.5407 | 0 | 340 | 340 | 340 | 340 | 340 | 340 | 340 | 340 | 0% | 0.307% | 3.621% | 0% | 69.91% | 93% | 93% | 81.12% | 46.92% | [9 empty] | 0 | 0 | 0 | 0 | 0 | 0 | 0 | 0 | 0 | 0 | 0 | 0 | 0 | Existing & Under Const. Plant
| 9 | KarpowerShip 1 | SouthEast Ghana Group | Oil/Gas | Oil/Gas Combined Cycle | 14.837 | 0 | 0 | 0 | 0 | 0 | 0 | 0 | 0 | 1942.0128 | 0 | 0 | 0 | 0 | 0 | 0 | 0 | 0 | 177.828 | 0 | 0 | 0 | 0 | 0 | 0 | 0 | 0 | 3.5 | 0 | 0 | 0 | 0 | 0 | 0 | 0 | 0 | 67.7182 | 0 | 0 | 0 | 0 | 0 | 0 | 0 | 0 | 247 | 0 | 0 | 0 | 0 | 0 | 0 | 0 | 0 | 89.75% | 0% | 0% | 0% | 0% | 0% | 0% | 0% | 0% | [9 empty] | 0 | 0 | 0 | 0 | 0 | 0 | 0 | 0 | 0 | 0 | 0 | 0 | 0 | Existing & Under Const. Plant
| 10 | AKSA | SouthEast Ghana Group | Oil/Gas | Oil/Gas Combined Cycle | 10.1595 | 0 | 13.6628 | 0 | 0 | 0 | 13.4505 | 0.78441 | 0.98705 | 1195.236 | 0 | 1607.3832 | 0 | 0 | 0 | 1582.4149 | 92.2834 | 116.1232 | 16 | 16 | 16 | 16 | 16 | 16 | 16 | 16 | 16 | 3.5 | 0 | 3.5 | 0 | 0 | 0 | 3.5 | 3.5 | 3.5 | 75.3409 | 0 | 70.7149 | 0 | 0 | 0 | 87.9828 | 82.2636 | 96.4793 | 250 | 375 | 375 | 375 | 375 | 375 | 375 | 375 | 375 | 54.58% | 0% | 48.93% | 0% | 0% | 0% | 48.17% | 2.809% | 3.535% | [9 empty] | 0 | 0 | 0 | 0 | 0 | 0 | 0 | 0 | 0 | 0 | 0 | 0 | 0 | Existing & Under Const. Plant
| 11 | TAPCO (T1) | SouthWest Ghana Group | Oil/Gas | Oil/Gas Combined Cycle | 11.645 | 17.1872 | 0 | 17.1872 | 17.1872 | 15.6213 | 17.1872 | 7.9106 | 1.7087 | 1496.2082 | 2208.3 | 0 | 2208.3 | 2208.2991 | 2007.1034 | 2208.3001 | 1016.3927 | 219.5415 | 18.7 | 18.7 | 18.7 | 18.7 | 18.7 | 18.7 | 18.7 | 18.7 | 18.7 | 5 | 5 | 0 | 5 | 5 | 5 | 5 | 5 | 5 | 58.8924 | 62.3154 | 0 | 64.6242 | 61.2801 | 62.3592 | 63.0192 | 62.5775 | 61.5635 | 305 | 305 | 305 | 305 | 305 | 305 | 305 | 305 | 305 | 56% | 82.65% | 0% | 82.65% | 82.65% | 75.12% | 82.65% | 38.04% | 8.217% | [9 empty] | 0 | 0 | 0 | 0 | 0 | 0 | 0 | 0 | 0 | 0 | 0 | 0 | 0 | Existing & Under Const. Plant
| 12 | TICO (T2) | SouthWest Ghana Group | Oil/Gas | Oil/Gas Combined Cycle | 17.7346 | 17.7346 | 9.5854 | 17.7346 | 17.7346 | 17.7346 | 17.7346 | 17.7346 | 4.4989 | 2382.7198 | 2382.72 | 1287.8389 | 2382.7197 | 2382.7199 | 2382.72 | 2382.72 | 2382.72 | 604.4516 | 30.94 | 30.94 | 30.94 | 30.94 | 30.94 | 30.94 | 30.94 | 30.94 | 30.94 | 4.9 | 4.9 | 4.9 | 4.9 | 4.9 | 4.9 | 4.9 | 4.9 | 4.9 | 55.2268 | 59.5931 | 61.9213 | 61.8011 | 58.603 | 59.635 | 60.2662 | 59.8438 | 58.8741 | 320 | 320 | 320 | 320 | 320 | 320 | 320 | 320 | 320 | 85% | 85% | 45.94% | 85% | 85% | 85% | 85% | 85% | 21.56% | [9 empty] | 0 | 0 | 0 | 0 | 0 | 0 | 0 | 0 | 0 | 0 | 0 | 0 | 0 | Existing & Under Const. Plant
| 13 | Amandi | SouthWest Ghana Group | Oil/Gas | Oil/Gas Combined Cycle | 0 | 0 | 8.0946 | 0 | 0.085206 | 2.5775 | 11.9575 | 1.5569 | 0.10905 | 0 | 0 | 987.1488 | 0 | 10.3909 | 314.33 | 1458.2327 | 189.8688 | 13.2992 | 0 | 0 | 30.94 | 30.94 | 30.94 | 30.94 | 30.94 | 30.94 | 30.94 | 0 | 0 | 4.9 | 0 | 4.9 | 4.9 | 4.9 | 4.9 | 4.9 | 0 | 0 | 68.2191 | 0 | 64.5633 | 65.7003 | 66.3957 | 65.9303 | 64.862 | 0 | 0 | 190 | 190 | 190 | 190 | 190 | 190 | 190 | 0% | 0% | 59.31% | 0% | 0.6243% | 18.89% | 87.61% | 11.41% | 0.799% | [9 empty] | 0 | 0 | 0 | 0 | 0 | 0 | 0 | 0 | 0 | 0 | 0 | 0 | 0 | Existing & Under Const. Plant
| 14 | KarpowerShip 2 | SouthWest Ghana Group | Oil/Gas | Oil/Gas Combined Cycle | 0 | 24.5592 | 31.8841 | 30.5313 | 0 | 0 | 0 | 0 | 0 | 0 | 2884.5633 | 3744.9 | 3586.0088 | 0 | 0 | 0 | 0 | 0 | 0 | 177.828 | 177.828 | 177.828 | 177.828 | 0 | 0 | 0 | 0 | 0 | 3.5 | 3.5 | 3.5 | 0 | 0 | 0 | 0 | 0 | 0 | 68.1682 | 70.8314 | 70.6939 | 0 | 0 | 0 | 0 | 0 | 0 | 450 | 450 | 450 | 450 | 0 | 0 | 0 | 0 | 0% | 73.18% | 95% | 90.97% | 0% | 0% | 0% | 0% | 0% | [9 empty] | 0 | 0 | 0 | 0 | 0 | 0 | 0 | 0 | 0 | 0 | 0 | 0 | 0 | Existing & Under Const. Plant
| 15 | Early Power | SouthEast Ghana Group | Oil/Gas | Oil/Gas Combustion | 0 | 0 | 7.226 | 23.0656 | 23.0656 | 23.0656 | 23.0656 | 23.0656 | 22.8778 | 0 | 0 | 963.4633 | 3075.417 | 3075.4173 | 3075.417 | 3075.417 | 3075.417 | 3050.3717 | 0 | 0 | 16 | 16 | 16 | 16 | 16 | 16 | 16 | 0 | 0 | 3.5 | 3.5 | 3.5 | 3.5 | 3.5 | 3.5 | 3.5 | 0 | 0 | 62.3955 | 62.2744 | 59.5478 | 63.92 | 70.3817 | 81.9251 | 85.1351 | 0 | 0 | 377.5 | 377.5 | 377.5 | 377.5 | 377.5 | 377.5 | 377.5 | 0% | 0% | 29.13% | 93% | 93% | 93% | 93% | 93% | 92.24% | [9 empty] | 0 | 0 | 0 | 0 | 0 | 0 | 0 | 0 | 0 | 0 | 0 | 0 | 0 | Existing & Under Const. Plant
| 16 | TT1PP | SouthEast Ghana Group | Oil/Gas | Oil/Gas Combustion | 0 | 0 | 0 | 0 | 0 | 0 | 0 | 0 | 0 | 0 | 0 | 0 | 0 | 0 | 0 | 0 | 0 | 0 | 14.3 | 14.3 | 14.3 | 14.3 | 14.3 | 14.3 | 14.3 | 14.3 | 14.3 | 0 | 0 | 0 | 0 | 0 | 0 | 0 | 0 | 0 | 0 | 0 | 0 | 0 | 0 | 0 | 0 | 0 | 0 | 100 | 100 | 100 | 100 | 100 | 100 | 100 | 100 | 100 | 0% | 0% | 0% | 0% | 0% | 0% | 0% | 0% | 0% | [9 empty] | 0 | 0 | 0 | 0 | 0 | 0 | 0 | 0 | 0 | 0 | 0 | 0 | 0 | Existing & Under Const. Plant
| 17 | KTPP | SouthEast Ghana Group | Oil/Gas | Oil/Gas Combustion | 0.33667 | 0 | 0 | 0 | 0 | 0 | 0 | 0 | 0 | 30.8874 | 0 | 0 | 0 | 0 | 0 | 0 | 0 | 0 | 12.3 | 12.3 | 12.3 | 12.3 | 12.3 | 12.3 | 12.3 | 12.3 | 12.3 | 3.5 | 0 | 0 | 0 | 0 | 0 | 0 | 0 | 0 | 126.5585 | 0 | 0 | 0 | 0 | 0 | 0 | 0 | 0 | 200 | 200 | 200 | 200 | 200 | 200 | 200 | 200 | 200 | 1.763% | 0% | 0% | 0% | 0% | 0% | 0% | 0% | 0% | [9 empty] | 0 | 0 | 0 | 0 | 0 | 0 | 0 | 0 | 0 | 0 | 0 | 0 | 0 | Existing & Under Const. Plant
| 18 | Trojan 1 | SouthEast Ghana Group | Oil/Gas | Oil/Gas Combustion | 0.41408 | 0 | 0 | 0 | 0 | 0 | 0 | 0 | 0 | 49.0614 | 0 | 0 | 0 | 0 | 0 | 0 | 0 | 0 | 34 | 34 | 34 | 34 | 0 | 0 | 0 | 0 | 0 | 5.5 | 0 | 0 | 0 | 0 | 0 | 0 | 0 | 0 | 97.9957 | 0 | 0 | 0 | 0 | 0 | 0 | 0 | 0 | 24.96 | 24.96 | 24.96 | 24.96 | 0 | 0 | 0 | 0 | 0 | 22.44% | 0% | 0% | 0% | 0% | 0% | 0% | 0% | 0% | [9 empty] | 0 | 0 | 0 | 0 | 0 | 0 | 0 | 0 | 0 | 0 | 0 | 0 | 0 | Existing & Under Const. Plant
| 19 | MRP | SouthEast Ghana Group | Oil/Gas | Oil/Gas Combustion | 0 | 0 | 0 | 0 | 0 | 0 | 0 | 0 | 0 | 0 | 0 | 0 | 0 | 0 | 0 | 0 | 0 | 0 | 12.5737 | 12.5737 | 12.5737 | 12.5737 | 12.5737 | 12.5737 | 12.5737 | 12.5737 | 12.5737 | 0 | 0 | 0 | 0 | 0 | 0 | 0 | 0 | 0 | 0 | 0 | 0 | 0 | 0 | 0 | 0 | 0 | 0 | 70 | 70 | 70 | 70 | 70 | 70 | 70 | 70 | 70 | 0% | 0% | 0% | 0% | 0% | 0% | 0% | 0% | 0% | [9 empty] | 0 | 0 | 0 | 0 | 0 | 0 | 0 | 0 | 0 | 0 | 0 | 0 | 0 | Existing & Under Const. Plant
| 20 | Safisana | SouthEast Ghana Group | Biogas | Biogas | 0.010052 | 0.010052 | 0 | 0 | 0.010052 | 0.010052 | 0.010052 | 0.010052 | 0.010052 | 0.7446 | 0.7446 | 0 | 0 | 0.7446 | 0.7446 | 0.7446 | 0.7446 | 0.7446 | 35 | 35 | 35 | 35 | 35 | 35 | 35 | 35 | 35 | 4.2 | 4.2 | 0 | 0 | 4.2 | 4.2 | 4.2 | 4.2 | 4.2 | 40.5 | 40.5 | 0 | 0 | 40.5 | 40.5 | 40.5 | 40.5 | 40.5 | 0.1 | 0.1 | 0.1 | 0.1 | 0.1 | 0.1 | 0.1 | 0.1 | 0.1 | 85% | 85% | 0% | 0% | 85% | 85% | 85% | 85% | 85% | [9 empty] | 0 | 0 | 0 | 0 | 0 | 0 | 0 | 0 | 0 | 0 | 0 | 0 | 0 | Existing & Under Const. Plant
| 21 | TT2PP | SouthEast Ghana Group | Gas | Gas Combustion Turbine | 0.53258 | 0 | 0 | 0 | 0 | 0 | 0.025599 | 0 | 0 | 54.7924 | 0 | 0 | 0 | 0 | 0 | 2.6336 | 0 | 0 | 12.1007 | 12.1007 | 12.1007 | 12.1007 | 12.1007 | 12.1007 | 12.1007 | 12.1007 | 12.1007 | 4.5 | 0 | 0 | 0 | 0 | 0 | 4.5 | 0 | 0 | 79.8984 | 0 | 0 | 0 | 0 | 0 | 86.9221 | 0 | 0 | 45 | 45 | 45 | 45 | 45 | 45 | 45 | 45 | 45 | 13.9% | 0% | 0% | 0% | 0% | 0% | 0.6681% | 0% | 0% | [9 empty] | 0 | 0 | 0 | 0 | 0 | 0 | 0 | 0 | 0 | 0 | 0 | 0 | 0 | Existing & Under Const. Plant
| 22 | SAPP 1 | SouthEast Ghana Group | Gas | Gas Combustion Turbine | 3.0668 | 0 | 0 | 0 | 0 | 0 | 0.26622 | 0.035422 | 0.010617 | 328.6993 | 0 | 0 | 0 | 0 | 0 | 28.5335 | 3.7966 | 1.1379 | 11.83 | 11.83 | 11.83 | 11.83 | 11.83 | 11.83 | 11.83 | 11.83 | 11.83 | 4.5 | 0 | 0 | 0 | 0 | 0 | 4.5 | 4.5 | 4.5 | 76.6926 | 0 | 0 | 0 | 0 | 0 | 80.2493 | 75.0158 | 106.2092 | 180 | 180 | 180 | 180 | 180 | 180 | 180 | 180 | 180 | 20.85% | 0% | 0% | 0% | 0% | 0% | 1.81% | 0.2408% | 0.07217% | [9 empty] | 0 | 0 | 0 | 0 | 0 | 0 | 0 | 0 | 0 | 0 | 0 | 0 | 0 | Existing & Under Const. Plant
| 23 | Trojan 3 | SouthEast Ghana Group | Gas | Gas Combustion Turbine | 0 | 0 | 0 | 0 | 0 | 0 | 0 | 0 | 0 | 0 | 0 | 0 | 0 | 0 | 0 | 0 | 0 | 0 | 0 | 34 | 34 | 34 | 0 | 0 | 0 | 0 | 0 | 0 | 0 | 0 | 0 | 0 | 0 | 0 | 0 | 0 | 0 | 0 | 0 | 0 | 0 | 0 | 0 | 0 | 0 | 0 | 49.92 | 49.92 | 49.92 | 0 | 0 | 0 | 0 | 0 | 0% | 0% | 0% | 0% | 0% | 0% | 0% | 0% | 0% | [9 empty] | 0 | 0 | 0 | 0 | 0 | 0 | 0 | 0 | 0 | 0 | 0 | 0 | 0 | Existing & Under Const. Plant
| 24 | Ameri_2016 | SouthWest Ghana Group | Gas | Gas Combustion Turbine | 0.43824 | 0 | 18.427 | 0 | 0 | 0 | 0 | 0 | 0 | 43.1252 | 0 | 1813.32 | 0 | 0 | 0 | 0 | 0 | 0 | 14.54 | 14.54 | 14.54 | 14.54 | 0 | 0 | 0 | 0 | 0 | 5 | 0 | 5 | 0 | 0 | 0 | 0 | 0 | 0 | 74.9854 | 0 | 84.5417 | 0 | 0 | 0 | 0 | 0 | 0 | 230 | 230 | 230 | 230 | 0 | 0 | 0 | 0 | 0 | 2.14% | 0% | 90% | 0% | 0% | 0% | 0% | 0% | 0% | [9 empty] | 0 | 0 | 0 | 0 | 0 | 0 | 0 | 0 | 0 | 0 | 0 | 0 | 0 | Existing & Under Const. Plant
| 25 | Ameri_2021 | SouthWest Ghana Group | Gas | Gas Combustion Turbine | 0 | 0 | 0 | 0 | 0 | 0 | 0.013161 | 0 | 0 | 0 | 0 | 0 | 0 | 0 | 0 | 1.2951 | 0 | 0 | 0 | 0 | 0 | 0 | 14.54 | 14.54 | 14.54 | 14.54 | 14.54 | 0 | 0 | 0 | 0 | 0 | 0 | 4.17 | 0 | 0 | 0 | 0 | 0 | 0 | 0 | 0 | 82.282 | 0 | 0 | 0 | 0 | 0 | 0 | 230 | 230 | 230 | 230 | 230 | 0% | 0% | 0% | 0% | 0% | 0% | 0.06428% | 0% | 0% | [9 empty] | 0 | 0 | 0 | 0 | 0 | 0 | 0 | 0 | 0 | 0 | 0 | 0 | 0 | Existing & Under Const. Plant
| 26 | Bui | Northern Ghana Group | Water | Hydro | 0 | 0 | 0 | 0 | 0 | 0 | 0 | 0 | 0 | 669.586 | 669.5858 | 669.5861 | 669.5864 | 669.5863 | 669.5868 | 669.5863 | 669.5867 | 669.5866 | 27.74 | 27.74 | 27.74 | 27.74 | 27.74 | 27.74 | 27.74 | 27.74 | 27.74 | 1.63 | 1.63 | 1.63 | 1.63 | 1.63 | 1.63 | 1.63 | 1.63 | 1.63 | 0 | 0 | 0 | 0 | 0 | 0 | 0 | 0 | 0 | 330 | 330 | 330 | 330 | 330 | 330 | 330 | 330 | 330 | 23.16% | 23.16% | 23.16% | 23.16% | 23.16% | 23.16% | 23.16% | 23.16% | 23.16% | [9 empty] | 0 | 0 | 0 | 0 | 0 | 0 | 0 | 0 | 0 | 0 | 0 | 0 | 0 | Existing & Under Const. Plant
| 27 | Akosombo | SouthEast Ghana Group | Water | Hydro | 0 | 0 | 0 | 0 | 0 | 0 | 0 | 0 | 0 | 3681.6889 | 3681.6895 | 4016.3897 | 4016.3885 | 4434.7617 | 4434.7621 | 4434.7628 | 4434.7623 | 4434.7614 | 9.16 | 9.16 | 9.16 | 9.16 | 9.16 | 9.16 | 9.16 | 9.16 | 9.16 | 0.98 | 0.98 | 0.98 | 0.98 | 0.98 | 0.98 | 0.98 | 0.98 | 0.98 | 0 | 0 | 0 | 0 | 0 | 0 | 0 | 0 | 0 | 900 | 900 | 900 | 900 | 900 | 900 | 900 | 900 | 900 | 46.7% | 46.7% | 50.94% | 50.94% | 56.25% | 56.25% | 56.25% | 56.25% | 56.25% | [9 empty] | 0 | 0 | 0 | 0 | 0 | 0 | 0 | 0 | 0 | 0 | 0 | 0 | 0 | Existing & Under Const. Plant
| 28 | Kpong | SouthEast Ghana Group | Water | Hydro | 0 | 0 | 0 | 0 | 0 | 0 | 0 | 0 | 0 | 722.7074 | 722.7073 | 788.4081 | 788.4081 | 870.5339 | 870.5339 | 870.5339 | 870.534 | 870.534 | 9.16 | 9.16 | 9.16 | 9.16 | 9.16 | 9.16 | 9.16 | 9.16 | 9.16 | 0.98 | 0.98 | 0.98 | 0.98 | 0.98 | 0.98 | 0.98 | 0.98 | 0.98 | 0 | 0 | 0 | 0 | 0 | 0 | 0 | 0 | 0 | 140 | 140 | 140 | 140 | 140 | 140 | 140 | 140 | 140 | 58.93% | 58.93% | 64.29% | 64.29% | 70.98% | 70.98% | 70.98% | 70.98% | 70.98% | [9 empty] | 0 | 0 | 0 | 0 | 0 | 0 | 0 | 0 | 0 | 0 | 0 | 0 | 0 | Existing & Under Const. Plant
| 29 | Cote d'Ivoire Dummy | Cote d'Ivoire | Water | Hydro | 0 | 0 | 0 | 0 | 0 | 0 | 0 | 0 | 0 | 814.6801 | 814.68 | 10 | 562.6924 | 814.68 | 814.6797 | 814.6794 | 814.6802 | 814.6791 | 0 | 0 | 0 | 0 | 0 | 0 | 0 | 0 | 0 | 10 | 10 | 10 | 10 | 10 | 10 | 10 | 10 | 10 | 0 | 0 | 0 | 0 | 0 | 0 | 0 | 0 | 0 | 150 | 150 | 150 | 150 | 150 | 150 | 150 | 150 | 150 | 62% | 62% | 0.761% | 42.82% | 62% | 62% | 62% | 62% | 62% | [9 empty] | 0 | 0 | 0 | 0 | 0 | 0 | 0 | 0 | 0 | 0 | 0 | 0 | 0 | Existing & Under Const. Plant
| 30 | Burkina Dummy | Burkina Group | Water | Hydro | 0 | 0 | 0 | 0 | 0 | 0 | 0 | 0 | 0 | 0.438 | 0.438 | 0.438 | 0.438 | 4.818 | 4.818 | 4.818 | 4.818 | 4.818 | 0 | 0 | 0 | 0 | 0 | 0 | 0 | 0 | 0 | 10 | 10 | 10 | 10 | 10 | 10 | 10 | 10 | 10 | 0 | 0 | 0 | 0 | 0 | 0 | 0 | 0 | 0 | 10 | 10 | 10 | 10 | 110 | 110 | 110 | 110 | 110 | 0.5% | 0.5% | 0.5% | 0.5% | 0.5% | 0.5% | 0.5% | 0.5% | 0.5% | [9 empty] | 0 | 0 | 0 | 0 | 0 | 0 | 0 | 0 | 0 | 0 | 0 | 0 | 0 | Existing & Under Const. Plant
| 31 | VRA Solar | Northern Ghana Group | Sun | Solar PV | 0 | 0 | 0 | 0 | 0 | 0 | 0 | 0 | 0 | 2.7132 | 2.7132 | 2.7132 | 2.7132 | 2.7132 | 2.7132 | 2.7132 | 2.7132 | 2.7132 | 0 | 0 | 0 | 0 | 0 | 0 | 0 | 0 | 0 | 0 | 0 | 0 | 0 | 0 | 0 | 0 | 0 | 0 | 0 | 0 | 0 | 0 | 0 | 0 | 0 | 0 | 0 | 1.8 | 1.8 | 1.8 | 1.8 | 1.8 | 1.8 | 1.8 | 1.8 | 1.8 | 17.21% | 17.21% | 17.21% | 17.21% | 17.21% | 17.21% | 17.21% | 17.21% | 17.21% | [9 empty] | 0 | 0 | 0 | 0 | 0 | 0 | 0 | 0 | 0 | 0 | 0 | 0 | 0 | Existing & Under Const. Plant
| 32 | BXC Solar | SouthEast Ghana Group | Sun | Solar PV | 0 | 0 | 0 | 0 | 0 | 0 | 0 | 0 | 0 | 24.0159 | 24.0159 | 24.0159 | 24.0159 | 24.0159 | 24.0159 | 24.0159 | 24.0159 | 0 | 0 | 0 | 0 | 0 | 0 | 0 | 0 | 0 | 0 | 0 | 0 | 0 | 0 | 0 | 0 | 0 | 0 | 0 | 0 | 0 | 0 | 0 | 0 | 0 | 0 | 0 | 0 | 18 | 18 | 18 | 18 | 18 | 18 | 18 | 18 | 0 | 15.23% | 15.23% | 15.23% | 15.23% | 15.23% | 15.23% | 15.23% | 15.23% | 0% | [9 empty] | 0 | 0 | 0 | 0 | 0 | 0 | 0 | 0 | 0 | 0 | 0 | 0 | 0 | Existing & Under Const. Plant
| 37 | ASHA BIOMASS 2020 | Ashanti Group | Biomass | Biomass Combustion | 0 | 0 | 0 | 0 | 1.0052 | 1.0052 | 1.0052 | 1.0052 | 1.0052 | 0 | 0 | 0 | 0 | 74.46 | 74.46 | 74.46 | 74.46 | 74.46 | 0 | 0 | 0 | 0 | 130 | 130 | 130 | 130 | 130 | 0 | 0 | 0 | 0 | 4.5 | 4.5 | 4.5 | 4.5 | 4.5 | 0 | 0 | 0 | 0 | 67.5 | 67.5 | 67.5 | 67.5 | 67.5 | 0 | 0 | 0 | 0 | 10 | 10 | 10 | 10 | 10 | 0% | 0% | 0% | 0% | 85% | 85% | 85% | 85% | 85% | 0 | 0 | 0 | 0 | 40 | 0 | 0 | 0 | 0 | 0 | 0 | 0 | 0 | 22.579 | 0 | 0 | 0 | 0 | 24.8369 | 24.8369 | 40 | 44 | Unplanned Build | Potential Build Biomass Combustion2020
| 38 | NORT BIOMASS 2018 | Northern Ghana Group | Biomass | Biomass Combustion | 0 | 0 | 0 | 0 | 6.0313 | 6.0313 | 6.0313 | 6.0313 | 6.0313 | 0 | 0 | 0 | 0 | 446.76 | 446.76 | 446.76 | 446.76 | 446.76 | 0 | 0 | 0 | 0 | 130 | 130 | 130 | 130 | 130 | 0 | 0 | 0 | 0 | 4.5 | 4.5 | 4.5 | 4.5 | 4.5 | 0 | 0 | 0 | 0 | 67.5 | 67.5 | 67.5 | 67.5 | 67.5 | 0 | 0 | 0 | 0 | 60 | 60 | 60 | 60 | 60 | 0% | 0% | 0% | 0% | 85% | 85% | 85% | 85% | 85% | 0 | 0 | 0 | 0 | 240 | 0 | 0 | 0 | 0 | 0 | 0 | 0 | 0 | 135.4737 | 0 | 0 | 0 | 0 | 149.0211 | 149.0211 | 240 | 264 | Unplanned Build | Potential Build Biomass Combustion2018
| 39 | SOUT BIOMASS 2018 | SouthEast Ghana Group | Biomass | Biomass Combustion | 0 | 0 | 0 | 0 | 1.0052 | 1.0052 | 1.0052 | 1.0052 | 1.0052 | 0 | 0 | 0 | 0 | 74.46 | 74.46 | 74.46 | 74.46 | 74.46 | 0 | 0 | 0 | 0 | 130 | 130 | 130 | 130 | 130 | 0 | 0 | 0 | 0 | 4.5 | 4.5 | 4.5 | 4.5 | 4.5 | 0 | 0 | 0 | 0 | 67.5 | 67.5 | 67.5 | 67.5 | 67.5 | 0 | 0 | 0 | 0 | 10 | 10 | 10 | 10 | 10 | 0% | 0% | 0% | 0% | 85% | 85% | 85% | 85% | 85% | 0 | 0 | 0 | 0 | 40 | 0 | 0 | 0 | 0 | 0 | 0 | 0 | 0 | 22.579 | 0 | 0 | 0 | 0 | 24.8369 | 24.8369 | 40 | 44 | Unplanned Build | Potential Build Biomass Combustion2018
| 40 | SOUT BIOMASS 2018 | SouthWest Ghana Group | Biomass | Biomass Combustion | 0 | 0 | 0 | 0 | 1.5078 | 1.5078 | 1.5078 | 1.5078 | 1.5078 | 0 | 0 | 0 | 0 | 111.69 | 111.69 | 111.69 | 111.69 | 111.69 | 0 | 0 | 0 | 0 | 130 | 130 | 130 | 130 | 130 | 0 | 0 | 0 | 0 | 4.5 | 4.5 | 4.5 | 4.5 | 4.5 | 0 | 0 | 0 | 0 | 67.5 | 67.5 | 67.5 | 67.5 | 67.5 | 0 | 0 | 0 | 0 | 15 | 15 | 15 | 15 | 15 | 0% | 0% | 0% | 0% | 85% | 85% | 85% | 85% | 85% | 0 | 0 | 0 | 0 | 60 | 0 | 0 | 0 | 0 | 0 | 0 | 0 | 0 | 33.8684 | 0 | 0 | 0 | 0 | 37.2553 | 37.2553 | 60 | 66 | Unplanned Build | Potential Build Biomass Combustion2018
| 41 | SOUT COAL STEAM TURBINE 2023 | SouthWest Ghana Group | Coal | Coal Steam Turbine | 0 | 0 | 0 | 0 | 0 | 7.5667 | 7.5667 | 7.5667 | 7.5667 | 0 | 0 | 0 | 0 | 0 | 859.8492 | 859.8492 | 859.8492 | 859.8492 | 0 | 0 | 0 | 0 | 0 | 65 | 65 | 65 | 65 | 0 | 0 | 0 | 0 | 0 | 6.034 | 6.034 | 6.034 | 6.034 | 0 | 0 | 0 | 0 | 0 | 28.6501 | 29.1315 | 30.4486 | 31.6724 | 0 | 0 | 0 | 0 | 0 | 115.478 | 115.478 | 115.478 | 115.478 | 0% | 0% | 0% | 0% | 0% | 85% | 85% | 85% | 85% | 0 | 0 | 0 | 0 | 0 | 364.2176 | 0 | 0 | 0 | 0 | 0 | 0 | 0 | 0 | 154.4638 | 0 | 0 | 0 | 169.9102 | 169.9102 | 364.2176 | 400.6394 | Unplanned Build | Potential Build Coal2023
| 43 | SOUT COMBINED CYCLE 2020 | SouthWest Ghana Group | Oil/Gas | Oil/Gas Combined Cycle | 0 | 0 | 0 | 0 | 9.7208 | 9.7208 | 9.7208 | 9.7208 | 12.2704 | 0 | 0 | 0 | 0 | 1340.7968 | 1340.7961 | 1340.7965 | 1340.7968 | 1692.4758 | 0 | 0 | 0 | 0 | 15 | 15 | 15 | 15 | 15 | 0 | 0 | 0 | 0 | 3.48 | 3.48 | 3.48 | 3.48 | 3.48 | 0 | 0 | 0 | 0 | 57.0834 | 71.3848 | 67.1384 | 72.1505 | 82.5313 | 0 | 0 | 0 | 0 | 170.065 | 170.065 | 170.065 | 170.065 | 214.6724 | 0% | 0% | 0% | 0% | 90% | 90% | 90% | 90% | 90% | 0 | 0 | 0 | 0 | 177.0377 | 0 | 0 | 0 | 46.4363 | 0 | 0 | 0 | 0 | 99.9331 | 0 | 0 | 0 | 5.7045 | 109.9265 | 109.9265 | 177.0377 | 194.7414 | Unplanned Build | Potential Build Oil/Gas Combined Cycle2020
| 45 | SOUT COMBINED CYCLE 2019 | SouthEast Ghana Group | Oil/Gas | Oil/Gas Combined Cycle | 0 | 0 | 0 | 0 | 5.3104 | 5.3104 | 5.3104 | 44.5641 | 115.9077 | 0 | 0 | 0 | 0 | 732.4648 | 732.4648 | 732.4648 | 6146.7781 | 15987.2628 | 0 | 0 | 0 | 0 | 15 | 15 | 15 | 15 | 15 | 0 | 0 | 0 | 0 | 3.48 | 3.48 | 3.48 | 3.48 | 3.48 | 0 | 0 | 0 | 0 | 57.2967 | 60.4571 | 63.0697 | 67.8634 | 80.5833 | 0 | 0 | 0 | 0 | 92.9052 | 92.9052 | 92.9052 | 779.6522 | 2027.8122 | 0% | 0% | 0% | 0% | 90% | 90% | 90% | 90% | 90% | 0 | 0 | 0 | 0 | 96.7143 | 0 | 0 | 714.9036 | 1299.3346 | 0 | 0 | 0 | 0 | 54.5927 | 0 | 0 | 141.4399 | 159.618 | 60.052 | 215.6358 | 96.7143 | 892.7797 | Unplanned Build | Potential Build Oil/Gas Combined Cycle2019
| 53 | SOUT HYDRO SMALL 2023 | SouthWest Ghana Group | Water | Hydro | 0 | 0 | 0 | 0 | 0 | 0 | 0 | 0 | 0 | 0 | 0 | 0 | 0 | 212.2847 | 212.2847 | 212.2847 | 212.2847 | 212.2847 | 0 | 0 | 0 | 0 | 45 | 45 | 45 | 45 | 45 | 0 | 0 | 0 | 0 | 3 | 3 | 3 | 3 | 3 | 0 | 0 | 0 | 0 | 0 | 0 | 0 | 0 | 0 | 0 | 0 | 0 | 0 | 57.0198 | 57.0198 | 57.0198 | 57.0198 | 57.0198 | 0% | 0% | 0% | 0% | 42.5% | 42.5% | 42.5% | 42.5% | 42.5% | 0 | 0 | 0 | 0 | 285.099 | 0 | 0 | 0 | 0 | 0 | 0 | 0 | 0 | 160.931 | 0 | 0 | 0 | 0 | 177.024 | 177.024 | 285.099 | 313.6089 | Unplanned Build | Potential Build Hydro Small2023SOUT
| 54 | ASHA INTERRUPTIBLE 2016 | Ashanti Group | Interruptible | Interruptible | 0 | 0 | 0 | 0 | 0 | 0 | 0 | 0 | 0 | 0 | 0 | 0 | 0 | 0 | 0 | 0 | 0 | 0 | 0 | 0 | 0 | 0 | 0 | 0 | 0 | 0 | 0 | 0 | 0 | 0 | 0 | 0 | 0 | 0 | 0 | 0 | 0 | 0 | 0 | 0 | 0 | 0 | 0 | 0 | 0 | 129.301 | 217.102 | 0 | 0 | 0 | 0 | 0 | 0 | 0 | 0% | 0% | 0% | 0% | 0% | 0% | 0% | 0% | 0% | [9 empty] | 0 | 0 | 0 | 0 | 0 | 0 | 0 | 0 | 0 | 0 | 0 | 0 | 0 | Unplanned Build | Potential Build Interruptible2016
| 62 | SOUT NUCLEAR 2030 | SouthWest Ghana Group | Uranium | Nuclear | 0 | 0 | 0 | 0 | 0 | 0 | 0 | 39.4392 | 39.4392 | 0 | 0 | 0 | 0 | 0 | 0 | 0 | 3829.0486 | 3829.0486 | 0 | 0 | 0 | 0 | 0 | 0 | 0 | 100 | 100 | 0 | 0 | 0 | 0 | 0 | 0 | 0 | 2.3 | 2.3 | 0 | 0 | 0 | 0 | 0 | 0 | 0 | 13.184 | 13.184 | 0 | 0 | 0 | 0 | 0 | 0 | 0 | 460.112 | 460.112 | 0% | 0% | 0% | 0% | 0% | 0% | 0% | 95% | 95% | 0 | 0 | 0 | 0 | 0 | 0 | 0 | 2867.8781 | 0 | 0 | 0 | 0 | 0 | 0 | 0 | 0 | 567.3944 | 0 | 0 | 624.1338 | 0 | 3154.6659 | Unplanned Build | Potential Build Nuclear2030
| 63 | ASHA SOLAR PV 2020 | Ashanti Group | Sun | Solar PV | 0 | 0 | 0 | 0 | 0 | 0 | 0 | 0 | 0 | 0 | 0 | 0 | 9.5063 | 34.8564 | 34.8564 | 34.8564 | 34.8564 | 34.8564 | 0 | 0 | 0 | 24.8 | 24.8 | 24.8 | 24.8 | 24.8 | 24.8 | 0 | 0 | 0 | 0 | 0 | 0 | 0 | 0 | 0 | 0 | 0 | 0 | 0 | 0 | 0 | 0 | 0 | 0 | 0 | 0 | 0 | 7.5 | 27.5 | 27.5 | 27.5 | 27.5 | 27.5 | 0% | 0% | 0% | 14.47% | 14.47% | 14.47% | 14.47% | 14.47% | 14.47% | 0 | 0 | 0 | 7.65 | 20.4 | 0 | 0 | 0 | 0 | 0 | 0 | 0 | 5.2251 | 11.5153 | 0 | 0 | 0 | 0 | 18.4144 | 18.4144 | 28.05 | 30.855 | Unplanned Build | Potential Build Solar PV2020
| 64 | ASHA SOLAR PV 2026 | Ashanti Group | Sun | Solar PV | 0 | 0 | 0 | 0 | 0 | 0 | 0 | 0 | 0 | 0 | 0 | 0 | 0 | 0 | 25.3501 | 76.0503 | 101.4004 | 101.4004 | 0 | 0 | 0 | 0 | 0 | 24.8 | 24.8 | 24.8 | 24.8 | 0 | 0 | 0 | 0 | 0 | 0 | 0 | 0 | 0 | 0 | 0 | 0 | 0 | 0 | 0 | 0 | 0 | 0 | 0 | 0 | 0 | 0 | 0 | 20 | 60 | 80 | 80 | 0% | 0% | 0% | 0% | 0% | 14.47% | 14.47% | 14.47% | 14.47% | 0 | 0 | 0 | 0 | 0 | 17.9 | 35.8 | 17.9 | 0 | 0 | 0 | 0 | 0 | 0 | 7.5913 | 11.407 | 3.5414 | 0 | 8.3505 | 24.7937 | 17.9 | 78.76 | Unplanned Build | Potential Build Solar PV2026
| 65 | ASHA SOLAR PV 2035 | Ashanti Group | Sun | Solar PV | 0 | 0 | 0 | 0 | 0 | 0 | 0 | 0 | 0 | 0 | 0 | 0 | 0 | 0 | 0 | 0 | 25.3501 | 139.4256 | 0 | 0 | 0 | 0 | 0 | 0 | 0 | 25 | 25 | 0 | 0 | 0 | 0 | 0 | 0 | 0 | 0 | 0 | 0 | 0 | 0 | 0 | 0 | 0 | 0 | 0 | 0 | 0 | 0 | 0 | 0 | 0 | 0 | 0 | 20 | 110 | 0% | 0% | 0% | 0% | 0% | 0% | 0% | 14.47% | 14.47% | 0 | 0 | 0 | 0 | 0 | 0 | 0 | 15.2 | 68.4 | 0 | 0 | 0 | 0 | 0 | 0 | 0 | 3.0072 | 8.4027 | 0 | 3.308 | 0 | 16.72 | Unplanned Build | Potential Build Solar PV2035
| 66 | SOUT SOLAR PV 2020 | SouthWest Ghana Group | Sun | Solar PV | 0 | 0 | 0 | 0 | 0 | 0 | 0 | 0 | 0 | 0 | 0 | 0 | 19.0126 | 44.3627 | 44.3627 | 44.3627 | 44.3627 | 44.3627 | 0 | 0 | 0 | 24.8 | 24.8 | 24.8 | 24.8 | 24.8 | 24.8 | 0 | 0 | 0 | 0 | 0 | 0 | 0 | 0 | 0 | 0 | 0 | 0 | 0 | 0 | 0 | 0 | 0 | 0 | 0 | 0 | 0 | 15 | 35 | 35 | 35 | 35 | 35 | 0% | 0% | 0% | 14.47% | 14.47% | 14.47% | 14.47% | 14.47% | 14.47% | 0 | 0 | 0 | 15.3 | 20.4 | 0 | 0 | 0 | 0 | 0 | 0 | 0 | 10.4501 | 11.5153 | 0 | 0 | 0 | 0 | 24.1619 | 24.1619 | 35.7 | 39.27 | Unplanned Build | Potential Build Solar PV2020
| 67 | SOUT SOLAR PV 2026 | SouthWest Ghana Group | Sun | Solar PV | 0 | 0 | 0 | 0 | 0 | 0 | 0 | 0 | 0 | 0 | 0 | 0 | 0 | 0 | 25.3501 | 50.7002 | 63.3753 | 63.3753 | 0 | 0 | 0 | 0 | 0 | 24.8 | 24.8 | 24.8 | 24.8 | 0 | 0 | 0 | 0 | 0 | 0 | 0 | 0 | 0 | 0 | 0 | 0 | 0 | 0 | 0 | 0 | 0 | 0 | 0 | 0 | 0 | 0 | 0 | 20 | 40 | 50 | 50 | 0% | 0% | 0% | 0% | 0% | 14.47% | 14.47% | 14.47% | 14.47% | 0 | 0 | 0 | 0 | 0 | 17.9 | 17.9 | 8.95 | 0 | 0 | 0 | 0 | 0 | 0 | 7.5913 | 5.7035 | 1.7707 | 0 | 8.3505 | 16.5721 | 17.9 | 49.225 | Unplanned Build | Potential Build Solar PV2026
| 68 | SOUT SOLAR PV 2035 | SouthWest Ghana Group | Sun | Solar PV | 0 | 0 | 0 | 0 | 0 | 0 | 0 | 0 | 0 | 0 | 0 | 0 | 0 | 0 | 0 | 0 | 25.3501 | 114.0755 | 0 | 0 | 0 | 0 | 0 | 0 | 0 | 25 | 25 | 0 | 0 | 0 | 0 | 0 | 0 | 0 | 0 | 0 | 0 | 0 | 0 | 0 | 0 | 0 | 0 | 0 | 0 | 0 | 0 | 0 | 0 | 0 | 0 | 0 | 20 | 90 | 0% | 0% | 0% | 0% | 0% | 0% | 0% | 14.47% | 14.47% | 0 | 0 | 0 | 0 | 0 | 0 | 0 | 15.2 | 53.2 | 0 | 0 | 0 | 0 | 0 | 0 | 0 | 3.0072 | 6.5354 | 0 | 3.308 | 0 | 16.72 | Unplanned Build | Potential Build Solar PV2035
| 69 | NORT SOLAR PV 2018 | Northern Ghana Group | Sun | Solar PV | 0 | 0 | 0 | 0 | 0 | 0 | 0 | 0 | 0 | 0 | 0 | 71.598 | 71.598 | 71.598 | 71.598 | 71.598 | 71.598 | 71.598 | 0 | 0 | 24.8 | 24.8 | 24.8 | 24.8 | 24.8 | 24.8 | 24.8 | 0 | 0 | 0 | 0 | 0 | 0 | 0 | 0 | 0 | 0 | 0 | 0 | 0 | 0 | 0 | 0 | 0 | 0 | 0 | 0 | 50 | 50 | 50 | 50 | 50 | 50 | 50 | 0% | 0% | 16.35% | 16.35% | 16.35% | 16.35% | 16.35% | 16.35% | 16.35% | 0 | 0 | 62.15 | 0 | 0 | 0 | 0 | 0 | 0 | 0 | 0 | 46.6942 | 0 | 0 | 0 | 0 | 0 | 0 | 51.3636 | 51.3636 | 62.15 | 68.365 | Unplanned Build | Potential Build Solar PV2018
| 70 | NORT SOLAR PV 2020 | Northern Ghana Group | Sun | Solar PV | 0 | 0 | 0 | 0 | 0 | 0 | 0 | 0 | 0 | 0 | 0 | 0 | 107.3971 | 393.7893 | 393.7893 | 393.7893 | 393.7893 | 393.7893 | 0 | 0 | 0 | 24.8 | 24.8 | 24.8 | 24.8 | 24.8 | 24.8 | 0 | 0 | 0 | 0 | 0 | 0 | 0 | 0 | 0 | 0 | 0 | 0 | 0 | 0 | 0 | 0 | 0 | 0 | 0 | 0 | 0 | 75 | 275 | 275 | 275 | 275 | 275 | 0% | 0% | 0% | 16.35% | 16.35% | 16.35% | 16.35% | 16.35% | 16.35% | 0 | 0 | 0 | 76.5 | 204 | 0 | 0 | 0 | 0 | 0 | 0 | 0 | 52.2505 | 115.1527 | 0 | 0 | 0 | 0 | 184.1435 | 184.1435 | 280.5 | 308.55 | Unplanned Build | Potential Build Solar PV2020
| 71 | NORT SOLAR PV 2023 | Northern Ghana Group | Sun | Solar PV | 0 | 0 | 0 | 0 | 0 | 0 | 0 | 0 | 0 | 0 | 0 | 0 | 0 | 143.1961 | 286.3922 | 286.3922 | 286.3922 | 286.3922 | 0 | 0 | 0 | 0 | 24.8 | 24.8 | 24.8 | 24.8 | 24.8 | 0 | 0 | 0 | 0 | 0 | 0 | 0 | 0 | 0 | 0 | 0 | 0 | 0 | 0 | 0 | 0 | 0 | 0 | 0 | 0 | 0 | 0 | 100 | 200 | 200 | 200 | 200 | 0% | 0% | 0% | 0% | 16.35% | 16.35% | 16.35% | 16.35% | 16.35% | 0 | 0 | 0 | 0 | 95.7 | 95.7 | 0 | 0 | 0 | 0 | 0 | 0 | 0 | 54.0202 | 40.5861 | 0 | 0 | 0 | 104.0669 | 104.0669 | 191.4 | 210.54 | Unplanned Build | Potential Build Solar PV2023
| 72 | NORT SOLAR PV 2026 | Northern Ghana Group | Sun | Solar PV | 0 | 0 | 0 | 0 | 0 | 0 | 0 | 0 | 0 | 0 | 0 | 0 | 0 | 0 | 143.1961 | 429.5883 | 429.5883 | 429.5883 | 0 | 0 | 0 | 0 | 0 | 24.8 | 24.8 | 24.8 | 24.8 | 0 | 0 | 0 | 0 | 0 | 0 | 0 | 0 | 0 | 0 | 0 | 0 | 0 | 0 | 0 | 0 | 0 | 0 | 0 | 0 | 0 | 0 | 0 | 100 | 300 | 300 | 300 | 0% | 0% | 0% | 0% | 0% | 16.35% | 16.35% | 16.35% | 16.35% | 0 | 0 | 0 | 0 | 0 | 89.5 | 179 | 0 | 0 | 0 | 0 | 0 | 0 | 0 | 37.9567 | 57.0349 | 0 | 0 | 41.7524 | 104.4908 | 89.5 | 295.35 | Unplanned Build | Potential Build Solar PV2026
| 73 | NORT SOLAR PV 2030 | Northern Ghana Group | Sun | Solar PV | 0 | 0 | 0 | 0 | 0 | 0 | 0 | 0 | 0 | 0 | 0 | 0 | 0 | 0 | 0 | 71.598 | 357.9902 | 357.9902 | 0 | 0 | 0 | 0 | 0 | 0 | 24.8 | 24.8 | 24.8 | 0 | 0 | 0 | 0 | 0 | 0 | 0 | 0 | 0 | 0 | 0 | 0 | 0 | 0 | 0 | 0 | 0 | 0 | 0 | 0 | 0 | 0 | 0 | 0 | 50 | 250 | 250 | 0% | 0% | 0% | 0% | 0% | 0% | 16.35% | 16.35% | 16.35% | 0 | 0 | 0 | 0 | 0 | 0 | 41.4 | 165.6 | 0 | 0 | 0 | 0 | 0 | 0 | 0 | 13.1913 | 32.7631 | 0 | 0 | 50.5498 | 0 | 227.7 | Unplanned Build | Potential Build Solar PV2030
| 74 | NORT SOLAR PV 2035 | Northern Ghana Group | Sun | Solar PV | 0 | 0 | 0 | 0 | 0 | 0 | 0 | 0 | 0 | 0 | 0 | 0 | 0 | 0 | 0 | 0 | 143.1961 | 859.1766 | 0 | 0 | 0 | 0 | 0 | 0 | 0 | 24.8 | 24.8 | 0 | 0 | 0 | 0 | 0 | 0 | 0 | 0 | 0 | 0 | 0 | 0 | 0 | 0 | 0 | 0 | 0 | 0 | 0 | 0 | 0 | 0 | 0 | 0 | 0 | 100 | 600 | 0% | 0% | 0% | 0% | 0% | 0% | 0% | 16.35% | 16.35% | 0 | 0 | 0 | 0 | 0 | 0 | 0 | 76 | 380 | 0 | 0 | 0 | 0 | 0 | 0 | 0 | 15.0362 | 46.6815 | 0 | 16.5398 | 0 | 83.6 | Unplanned Build | Potential Build Solar PV2035
| 76 | SOUT SOLAR PV 2020 | SouthEast Ghana Group | Sun | Solar PV | 0 | 0 | 0 | 0 | 0 | 0 | 0 | 0 | 0 | 0 | 0 | 0 | 44.3627 | 171.1132 | 171.1132 | 171.1132 | 171.1132 | 171.1132 | 0 | 0 | 0 | 24.8 | 24.8 | 24.8 | 24.8 | 24.8 | 24.8 | 0 | 0 | 0 | 0 | 0 | 0 | 0 | 0 | 0 | 0 | 0 | 0 | 0 | 0 | 0 | 0 | 0 | 0 | 0 | 0 | 0 | 35 | 135 | 135 | 135 | 135 | 135 | 0% | 0% | 0% | 14.47% | 14.47% | 14.47% | 14.47% | 14.47% | 14.47% | 0 | 0 | 0 | 35.7 | 102 | 0 | 0 | 0 | 0 | 0 | 0 | 0 | 24.3836 | 57.5763 | 0 | 0 | 0 | 0 | 90.1559 | 90.1559 | 137.7 | 151.47 | Unplanned Build | Potential Build Solar PV2020
| 77 | SOUT SOLAR PV 2026 | SouthEast Ghana Group | Sun | Solar PV | 0 | 0 | 0 | 0 | 0 | 0 | 0 | 0 | 0 | 0 | 0 | 0 | 0 | 0 | 63.3753 | 443.6268 | 570.3773 | 570.3773 | 0 | 0 | 0 | 0 | 0 | 24.8 | 24.8 | 24.8 | 24.8 | 0 | 0 | 0 | 0 | 0 | 0 | 0 | 0 | 0 | 0 | 0 | 0 | 0 | 0 | 0 | 0 | 0 | 0 | 0 | 0 | 0 | 0 | 0 | 50 | 350 | 450 | 450 | 0% | 0% | 0% | 0% | 0% | 14.47% | 14.47% | 14.47% | 14.47% | 0 | 0 | 0 | 0 | 0 | 44.75 | 268.5 | 89.5 | 0 | 0 | 0 | 0 | 0 | 0 | 18.9784 | 85.5524 | 17.7071 | 0 | 20.8762 | 134.4616 | 44.75 | 443.025 | Unplanned Build | Potential Build Solar PV2026
| 78 | SOUT SOLAR PV 2035 | SouthEast Ghana Group | Sun | Solar PV | 0 | 0 | 0 | 0 | 0 | 0 | 0 | 0 | 0 | 0 | 0 | 0 | 0 | 0 | 0 | 0 | 126.7505 | 570.3773 | 0 | 0 | 0 | 0 | 0 | 0 | 0 | 25 | 25 | 0 | 0 | 0 | 0 | 0 | 0 | 0 | 0 | 0 | 0 | 0 | 0 | 0 | 0 | 0 | 0 | 0 | 0 | 0 | 0 | 0 | 0 | 0 | 0 | 0 | 100 | 450 | 0% | 0% | 0% | 0% | 0% | 0% | 0% | 14.47% | 14.47% | 0 | 0 | 0 | 0 | 0 | 0 | 0 | 76 | 266 | 0 | 0 | 0 | 0 | 0 | 0 | 0 | 15.0362 | 32.677 | 0 | 16.5398 | 0 | 83.6 | Unplanned Build | Potential Build Solar PV2035
| 80 | SOUT SOLAR PV 2020 | SouthWest Ghana Group | Sun | Solar PV | 0 | 0 | 0 | 0 | 0 | 0 | 0 | 0 | 0 | 0 | 0 | 0 | 57.0377 | 133.088 | 133.088 | 133.088 | 133.088 | 133.088 | 0 | 0 | 0 | 24.8 | 24.8 | 24.8 | 24.8 | 24.8 | 24.8 | 0 | 0 | 0 | 0 | 0 | 0 | 0 | 0 | 0 | 0 | 0 | 0 | 0 | 0 | 0 | 0 | 0 | 0 | 0 | 0 | 0 | 45 | 105 | 105 | 105 | 105 | 105 | 0% | 0% | 0% | 14.47% | 14.47% | 14.47% | 14.47% | 14.47% | 14.47% | 0 | 0 | 0 | 45.9 | 61.2 | 0 | 0 | 0 | 0 | 0 | 0 | 0 | 31.3503 | 34.5458 | 0 | 0 | 0 | 0 | 72.4857 | 72.4857 | 107.1 | 117.81 | Unplanned Build | Potential Build Solar PV2020
| 81 | SOUT SOLAR PV 2026 | SouthWest Ghana Group | Sun | Solar PV | 0 | 0 | 0 | 0 | 0 | 0 | 0 | 0 | 0 | 0 | 0 | 0 | 0 | 0 | 50.7002 | 253.501 | 304.2012 | 304.2012 | 0 | 0 | 0 | 0 | 0 | 24.8 | 24.8 | 24.8 | 24.8 | 0 | 0 | 0 | 0 | 0 | 0 | 0 | 0 | 0 | 0 | 0 | 0 | 0 | 0 | 0 | 0 | 0 | 0 | 0 | 0 | 0 | 0 | 0 | 40 | 200 | 240 | 240 | 0% | 0% | 0% | 0% | 0% | 14.47% | 14.47% | 14.47% | 14.47% | 0 | 0 | 0 | 0 | 0 | 35.8 | 143.2 | 35.8 | 0 | 0 | 0 | 0 | 0 | 0 | 15.1827 | 45.6279 | 7.0828 | 0 | 16.701 | 74.6828 | 35.8 | 236.28 | Unplanned Build | Potential Build Solar PV2026
| 82 | SOUT SOLAR PV 2035 | SouthWest Ghana Group | Sun | Solar PV | 0 | 0 | 0 | 0 | 0 | 0 | 0 | 0 | 0 | 0 | 0 | 0 | 0 | 0 | 0 | 0 | 25.3501 | 304.2012 | 0 | 0 | 0 | 0 | 0 | 0 | 0 | 25 | 25 | 0 | 0 | 0 | 0 | 0 | 0 | 0 | 0 | 0 | 0 | 0 | 0 | 0 | 0 | 0 | 0 | 0 | 0 | 0 | 0 | 0 | 0 | 0 | 0 | 0 | 20 | 240 | 0% | 0% | 0% | 0% | 0% | 0% | 0% | 14.47% | 14.47% | 0 | 0 | 0 | 0 | 0 | 0 | 0 | 15.2 | 167.2 | 0 | 0 | 0 | 0 | 0 | 0 | 0 | 3.0072 | 20.5398 | 0 | 3.308 | 0 | 16.72 | Unplanned Build | Potential Build Solar PV2035
| 83 | SOUT SOLAR PV 2020 | SouthEast Ghana Group | Sun | Solar PV | 0 | 0 | 0 | 0 | 0 | 0 | 0 | 0 | 0 | 0 | 0 | 0 | 19.0126 | 19.0126 | 19.0126 | 19.0126 | 19.0126 | 19.0126 | 0 | 0 | 0 | 24.8 | 24.8 | 24.8 | 24.8 | 24.8 | 24.8 | 0 | 0 | 0 | 0 | 0 | 0 | 0 | 0 | 0 | 0 | 0 | 0 | 0 | 0 | 0 | 0 | 0 | 0 | 0 | 0 | 0 | 15 | 15 | 15 | 15 | 15 | 15 | 0% | 0% | 0% | 14.47% | 14.47% | 14.47% | 14.47% | 14.47% | 14.47% | 0 | 0 | 0 | 15.3 | 0 | 0 | 0 | 0 | 0 | 0 | 0 | 0 | 10.4501 | 0 | 0 | 0 | 0 | 0 | 11.4951 | 11.4951 | 15.3 | 16.83 | Unplanned Build | Potential Build Solar PV2020
| 84 | SOUT SOLAR PV 2026 | SouthEast Ghana Group | Sun | Solar PV | 0 | 0 | 0 | 0 | 0 | 0 | 0 | 0 | 0 | 0 | 0 | 0 | 0 | 0 | 25.3501 | 50.7002 | 76.0503 | 76.0503 | 0 | 0 | 0 | 0 | 0 | 24.8 | 24.8 | 24.8 | 24.8 | 0 | 0 | 0 | 0 | 0 | 0 | 0 | 0 | 0 | 0 | 0 | 0 | 0 | 0 | 0 | 0 | 0 | 0 | 0 | 0 | 0 | 0 | 0 | 20 | 40 | 60 | 60 | 0% | 0% | 0% | 0% | 0% | 14.47% | 14.47% | 14.47% | 14.47% | 0 | 0 | 0 | 0 | 0 | 17.9 | 17.9 | 17.9 | 0 | 0 | 0 | 0 | 0 | 0 | 7.5913 | 5.7035 | 3.5414 | 0 | 8.3505 | 18.5199 | 17.9 | 59.07 | Unplanned Build | Potential Build Solar PV2026
| 85 | SOUT SOLAR PV 2035 | SouthEast Ghana Group | Sun | Solar PV | 0 | 0 | 0 | 0 | 0 | 0 | 0 | 0 | 0 | 0 | 0 | 0 | 0 | 0 | 0 | 0 | 25.3501 | 76.0503 | 0 | 0 | 0 | 0 | 0 | 0 | 0 | 25 | 25 | 0 | 0 | 0 | 0 | 0 | 0 | 0 | 0 | 0 | 0 | 0 | 0 | 0 | 0 | 0 | 0 | 0 | 0 | 0 | 0 | 0 | 0 | 0 | 0 | 0 | 20 | 60 | 0% | 0% | 0% | 0% | 0% | 0% | 0% | 14.47% | 14.47% | 0 | 0 | 0 | 0 | 0 | 0 | 0 | 15.2 | 30.4 | 0 | 0 | 0 | 0 | 0 | 0 | 0 | 3.0072 | 3.7345 | 0 | 3.308 | 0 | 16.72 | Unplanned Build | Potential Build Solar PV2035
| 86 | ASHA SOLAR PV WITH STORAGE 2020 | Ashanti Group | Sun + storage | Solar PV + Storage | 0 | 0 | 0 | 0 | 0 | 0 | 0 | 0 | 0 | 0 | 0 | 0 | 0 | 12.675 | 12.675 | 12.675 | 12.675 | 12.675 | 0 | 0 | 0 | 0 | 28 | 28 | 28 | 28 | 28 | 0 | 0 | 0 | 0 | 0 | 0 | 0 | 0 | 0 | 0 | 0 | 0 | 0 | 0 | 0 | 0 | 0 | 0 | 0 | 0 | 0 | 0 | 10 | 10 | 10 | 10 | 10 | 0% | 0% | 0% | 0% | 14.47% | 14.47% | 14.47% | 14.47% | 14.47% | 0 | 0 | 0 | 0 | 14.57 | 0 | 0 | 0 | 0 | 0 | 0 | 0 | 0 | 8.2244 | 0 | 0 | 0 | 0 | 9.0468 | 9.0468 | 14.57 | 16.027 | Unplanned Build | Potential Build Solar PV with storage2020
| 88 | ASHA SOLAR PV WITH STORAGE 2035 | Ashanti Group | Sun + storage | Solar PV + Storage | 0 | 0 | 0 | 0 | 0 | 0 | 0 | 0 | 0 | 0 | 0 | 0 | 0 | 0 | 0 | 0 | 12.675 | 76.0503 | 0 | 0 | 0 | 0 | 0 | 0 | 0 | 28 | 28 | 0 | 0 | 0 | 0 | 0 | 0 | 0 | 0 | 0 | 0 | 0 | 0 | 0 | 0 | 0 | 0 | 0 | 0 | 0 | 0 | 0 | 0 | 0 | 0 | 0 | 10 | 60 | 0% | 0% | 0% | 0% | 0% | 0% | 0% | 14.47% | 14.47% | 0 | 0 | 0 | 0 | 0 | 0 | 0 | 10.8 | 54 | 0 | 0 | 0 | 0 | 0 | 0 | 0 | 2.1367 | 6.6337 | 0 | 2.3504 | 0 | 11.88 | Unplanned Build | Potential Build Solar PV with storage2035
| 89 | SOUT SOLAR PV WITH STORAGE 2020 | SouthWest Ghana Group | Sun + storage | Solar PV + Storage | 0 | 0 | 0 | 0 | 0 | 0 | 0 | 0 | 0 | 0 | 0 | 0 | 0 | 12.675 | 12.675 | 12.675 | 12.675 | 12.675 | 0 | 0 | 0 | 0 | 28 | 28 | 28 | 28 | 28 | 0 | 0 | 0 | 0 | 0 | 0 | 0 | 0 | 0 | 0 | 0 | 0 | 0 | 0 | 0 | 0 | 0 | 0 | 0 | 0 | 0 | 0 | 10 | 10 | 10 | 10 | 10 | 0% | 0% | 0% | 0% | 14.47% | 14.47% | 14.47% | 14.47% | 14.47% | 0 | 0 | 0 | 0 | 14.57 | 0 | 0 | 0 | 0 | 0 | 0 | 0 | 0 | 8.2244 | 0 | 0 | 0 | 0 | 9.0468 | 9.0468 | 14.57 | 16.027 | Unplanned Build | Potential Build Solar PV with storage2020
| 91 | SOUT SOLAR PV WITH STORAGE 2035 | SouthWest Ghana Group | Sun + storage | Solar PV + Storage | 0 | 0 | 0 | 0 | 0 | 0 | 0 | 0 | 0 | 0 | 0 | 0 | 0 | 0 | 0 | 0 | 12.675 | 63.3752 | 0 | 0 | 0 | 0 | 0 | 0 | 0 | 28 | 28 | 0 | 0 | 0 | 0 | 0 | 0 | 0 | 0 | 0 | 0 | 0 | 0 | 0 | 0 | 0 | 0 | 0 | 0 | 0 | 0 | 0 | 0 | 0 | 0 | 0 | 10 | 50 | 0% | 0% | 0% | 0% | 0% | 0% | 0% | 14.47% | 14.47% | 0 | 0 | 0 | 0 | 0 | 0 | 0 | 10.8 | 43.2 | 0 | 0 | 0 | 0 | 0 | 0 | 0 | 2.1367 | 5.3069 | 0 | 2.3504 | 0 | 11.88 | Unplanned Build | Potential Build Solar PV with storage2035
| 92 | NORT SOLAR PV WITH STORAGE 2020 | Northern Ghana Group | Sun + storage | Solar PV + Storage | 0 | 0 | 0 | 0 | 0 | 0 | 0 | 0 | 0 | 0 | 0 | 0 | 0 | 126.7505 | 126.7505 | 126.7505 | 126.7505 | 126.7505 | 0 | 0 | 0 | 0 | 28 | 28 | 28 | 28 | 28 | 0 | 0 | 0 | 0 | 0 | 0 | 0 | 0 | 0 | 0 | 0 | 0 | 0 | 0 | 0 | 0 | 0 | 0 | 0 | 0 | 0 | 0 | 100 | 100 | 100 | 100 | 100 | 0% | 0% | 0% | 0% | 14.47% | 14.47% | 14.47% | 14.47% | 14.47% | 0 | 0 | 0 | 0 | 145.7 | 0 | 0 | 0 | 0 | 0 | 0 | 0 | 0 | 82.2439 | 0 | 0 | 0 | 0 | 90.4682 | 90.4682 | 145.7 | 160.27 | Unplanned Build | Potential Build Solar PV with storage2020
| 94 | NORT SOLAR PV WITH STORAGE 2035 | Northern Ghana Group | Sun + storage | Solar PV + Storage | 0 | 0 | 0 | 0 | 0 | 0 | 0 | 0 | 0 | 0 | 0 | 0 | 0 | 0 | 0 | 0 | 63.3752 | 380.2515 | 0 | 0 | 0 | 0 | 0 | 0 | 0 | 28 | 28 | 0 | 0 | 0 | 0 | 0 | 0 | 0 | 0 | 0 | 0 | 0 | 0 | 0 | 0 | 0 | 0 | 0 | 0 | 0 | 0 | 0 | 0 | 0 | 0 | 0 | 50 | 300 | 0% | 0% | 0% | 0% | 0% | 0% | 0% | 14.47% | 14.47% | 0 | 0 | 0 | 0 | 0 | 0 | 0 | 54 | 270 | 0 | 0 | 0 | 0 | 0 | 0 | 0 | 10.6836 | 33.1684 | 0 | 11.752 | 0 | 59.4 | Unplanned Build | Potential Build Solar PV with storage2035
| 95 | SOUT SOLAR PV WITH STORAGE 2020 | SouthEast Ghana Group | Sun + storage | Solar PV + Storage | 0 | 0 | 0 | 0 | 0 | 0 | 0 | 0 | 0 | 0 | 0 | 0 | 0 | 50.7002 | 50.7002 | 50.7002 | 50.7002 | 50.7002 | 0 | 0 | 0 | 0 | 28 | 28 | 28 | 28 | 28 | 0 | 0 | 0 | 0 | 0 | 0 | 0 | 0 | 0 | 0 | 0 | 0 | 0 | 0 | 0 | 0 | 0 | 0 | 0 | 0 | 0 | 0 | 40 | 40 | 40 | 40 | 40 | 0% | 0% | 0% | 0% | 14.47% | 14.47% | 14.47% | 14.47% | 14.47% | 0 | 0 | 0 | 0 | 58.28 | 0 | 0 | 0 | 0 | 0 | 0 | 0 | 0 | 32.8975 | 0 | 0 | 0 | 0 | 36.1873 | 36.1873 | 58.28 | 64.108 | Unplanned Build | Potential Build Solar PV with storage2020
| 97 | SOUT SOLAR PV WITH STORAGE 2035 | SouthEast Ghana Group | Sun + storage | Solar PV + Storage | 0 | 0 | 0 | 0 | 0 | 0 | 0 | 0 | 0 | 0 | 0 | 0 | 0 | 0 | 0 | 0 | 63.3752 | 278.8511 | 0 | 0 | 0 | 0 | 0 | 0 | 0 | 28 | 28 | 0 | 0 | 0 | 0 | 0 | 0 | 0 | 0 | 0 | 0 | 0 | 0 | 0 | 0 | 0 | 0 | 0 | 0 | 0 | 0 | 0 | 0 | 0 | 0 | 0 | 50 | 220 | 0% | 0% | 0% | 0% | 0% | 0% | 0% | 14.47% | 14.47% | 0 | 0 | 0 | 0 | 0 | 0 | 0 | 54 | 183.6 | 0 | 0 | 0 | 0 | 0 | 0 | 0 | 10.6836 | 22.5545 | 0 | 11.752 | 0 | 59.4 | Unplanned Build | Potential Build Solar PV with storage2035
| 98 | SOUT SOLAR PV WITH STORAGE 2020 | SouthWest Ghana Group | Sun + storage | Solar PV + Storage | 0 | 0 | 0 | 0 | 0 | 0 | 0 | 0 | 0 | 0 | 0 | 0 | 0 | 38.0251 | 38.0251 | 38.0251 | 38.0251 | 38.0251 | 0 | 0 | 0 | 0 | 28 | 28 | 28 | 28 | 28 | 0 | 0 | 0 | 0 | 0 | 0 | 0 | 0 | 0 | 0 | 0 | 0 | 0 | 0 | 0 | 0 | 0 | 0 | 0 | 0 | 0 | 0 | 30 | 30 | 30 | 30 | 30 | 0% | 0% | 0% | 0% | 14.47% | 14.47% | 14.47% | 14.47% | 14.47% | 0 | 0 | 0 | 0 | 43.71 | 0 | 0 | 0 | 0 | 0 | 0 | 0 | 0 | 24.6732 | 0 | 0 | 0 | 0 | 27.1405 | 27.1405 | 43.71 | 48.081 | Unplanned Build | Potential Build Solar PV with storage2020
| 100 | SOUT SOLAR PV WITH STORAGE 2035 | SouthWest Ghana Group | Sun + storage | Solar PV + Storage | 0 | 0 | 0 | 0 | 0 | 0 | 0 | 0 | 0 | 0 | 0 | 0 | 0 | 0 | 0 | 0 | 12.675 | 101.4004 | 0 | 0 | 0 | 0 | 0 | 0 | 0 | 28 | 28 | 0 | 0 | 0 | 0 | 0 | 0 | 0 | 0 | 0 | 0 | 0 | 0 | 0 | 0 | 0 | 0 | 0 | 0 | 0 | 0 | 0 | 0 | 0 | 0 | 0 | 10 | 80 | 0% | 0% | 0% | 0% | 0% | 0% | 0% | 14.47% | 14.47% | 0 | 0 | 0 | 0 | 0 | 0 | 0 | 10.8 | 75.6 | 0 | 0 | 0 | 0 | 0 | 0 | 0 | 2.1367 | 9.2872 | 0 | 2.3504 | 0 | 11.88 | Unplanned Build | Potential Build Solar PV with storage2035
| 103 | SOUT SOLAR PV WITH STORAGE 2035 | SouthEast Ghana Group | Sun + storage | Solar PV + Storage | 0 | 0 | 0 | 0 | 0 | 0 | 0 | 0 | 0 | 0 | 0 | 0 | 0 | 0 | 0 | 0 | 12.675 | 50.7002 | 0 | 0 | 0 | 0 | 0 | 0 | 0 | 28 | 28 | 0 | 0 | 0 | 0 | 0 | 0 | 0 | 0 | 0 | 0 | 0 | 0 | 0 | 0 | 0 | 0 | 0 | 0 | 0 | 0 | 0 | 0 | 0 | 0 | 0 | 10 | 40 | 0% | 0% | 0% | 0% | 0% | 0% | 0% | 14.47% | 14.47% | 0 | 0 | 0 | 0 | 0 | 0 | 0 | 10.8 | 32.4 | 0 | 0 | 0 | 0 | 0 | 0 | 0 | 2.1367 | 3.9802 | 0 | 2.3504 | 0 | 11.88 | Unplanned Build | Potential Build Solar PV with storage2035
| 104 | SOUT WIND TURBINE 2020 | SouthEast Ghana Group | Wind | Wind | 0 | 0 | 0 | 0 | 0 | 0 | 0 | 0 | 0 | 0 | 0 | 0 | 175.1525 | 350.305 | 700.61 | 700.61 | 700.61 | 700.61 | 0 | 0 | 0 | 46.71 | 46.71 | 46.71 | 46.71 | 46.71 | 46.71 | 0 | 0 | 0 | 0 | 0 | 0 | 0 | 0 | 0 | 0 | 0 | 0 | 0 | 0 | 0 | 0 | 0 | 0 | 0 | 0 | 0 | 75 | 150 | 300 | 300 | 300 | 300 | 0% | 0% | 0% | 26.66% | 26.66% | 26.66% | 26.66% | 26.66% | 26.66% | 0 | 0 | 0 | 116.025 | 116.025 | 232.05 | 0 | 0 | 0 | 0 | 0 | 0 | 79.2466 | 65.4931 | 98.4119 | 0 | 0 | 0 | 267.4667 | 267.4667 | 464.1 | 510.51 | Unplanned Build | Potential Build Wind2020
| 105 | SOUT WIND TURBINE 2026 | SouthEast Ghana Group | Wind | Wind | 0 | 0 | 0 | 0 | 0 | 0 | 0 | 0 | 0 | 0 | 0 | 0 | 0 | 0 | 350.305 | 817.3784 | 1050.9151 | 1050.9151 | 0 | 0 | 0 | 0 | 0 | 46.71 | 46.71 | 46.71 | 46.71 | 0 | 0 | 0 | 0 | 0 | 0 | 0 | 0 | 0 | 0 | 0 | 0 | 0 | 0 | 0 | 0 | 0 | 0 | 0 | 0 | 0 | 0 | 0 | 150 | 350 | 450 | 450 | 0% | 0% | 0% | 0% | 0% | 26.66% | 26.66% | 26.66% | 26.66% | 0 | 0 | 0 | 0 | 0 | 219 | 292 | 146 | 0 | 0 | 0 | 0 | 0 | 0 | 92.8774 | 93.0402 | 28.8853 | 0 | 102.1651 | 236.2832 | 219 | 722.7 | Unplanned Build | Potential Build Wind2026
| 106 | SOUT WIND TURBINE 2035 | SouthEast Ghana Group | Wind | Wind | 0 | 0 | 0 | 0 | 0 | 0 | 0 | 0 | 0 | 0 | 0 | 0 | 0 | 0 | 0 | 0 | 467.0734 | 467.0734 | 0 | 0 | 0 | 0 | 0 | 0 | 0 | 47 | 47 | 0 | 0 | 0 | 0 | 0 | 0 | 0 | 0 | 0 | 0 | 0 | 0 | 0 | 0 | 0 | 0 | 0 | 0 | 0 | 0 | 0 | 0 | 0 | 0 | 0 | 200 | 200 | 0% | 0% | 0% | 0% | 0% | 0% | 0% | 26.66% | 26.66% | 0 | 0 | 0 | 0 | 0 | 0 | 0 | 268.8 | 0 | 0 | 0 | 0 | 0 | 0 | 0 | 0 | 53.1806 | 0 | 0 | 58.4987 | 0 | 295.68 | Unplanned Build | Potential Build Wind2035
[6 empty] | 0 | 0 | 0 | 0 | 0 | 0 | 0 |  |  | 0 | 0 | 0 | 0 | 0 | 0 | 0 |  |  | 0 | 0 | 0 | 0 | 0 | 0 | 0 |  |  | 0 | 0 | 0 | 0 | 0 | 0 | 0 |  |  | 0 | 0 | 0 | 0 | 0 | 0 | 0 |  |  | 0 | 0 | 0 | 0 | 0 | 0 | 0 |  |  | 0 | 0 | 0 | 0 | 0 | 0 | 0

## High Demand
Back to Contents | [77 empty] | 90.91% | 82.64% | 75.13% | 68.3% | 56.45% | 42.41% | 31.86% | 19.78% | 12.28% | Cap Cost NPV |  | Cap Cost -- no NPV
|  | Plant Name |  |  |  | FUEL CONSUMPTION | [8 empty] | GENERATION | [8 empty] | FOM (USD/kW-yr | [8 empty] | VOM (USD/MWh) | [8 empty] | Fuel Cost (USD/MWh) | [8 empty] | Available Capacity | [8 empty] | Capacity Factors | [8 empty] | Total Capital Cost | [8 empty] | Total Capital Cost (NPV) | [8 empty] | 1955.0524 | 5360.5529 | 3344.6486 | 19346.7594 | Unplanned? | Plant Name
| UnitID |  | Model Region | Fuel Type | Capacity Type | 2017 | 2018 | 2019 | 2020 | 2023 | 2026 | 2030 | 2035 | 2040 | 2017 | 2018 | 2019 | 2020 | 2023 | 2026 | 2030 | 2035 | 2040 | 2017 | 2018 | 2019 | 2020 | 2023 | 2026 | 2030 | 2035 | 2040 | 2017 | 2018 | 2019 | 2020 | 2023 | 2026 | 2030 | 2035 | 2040 | 2017 | 2018 | 2019 | 2020 | 2023 | 2026 | 2030 | 2035 | 2040 | 2017 | 2018 | 2019 | 2020 | 2023 | 2026 | 2030 | 2035 | 2040 | 2017 | 2018 | 2019 | 2020 | 2023 | 2026 | 2030 | 2035 | 2040 | 2017 | 2018 | 2019 | 2020 | 2023 | 2026 | 2030 | 2035 | 2040 | 2017 | 2018 | 2019 | 2020 | 2023 | 2026 | 2030 | 2035 | 2040 | 10-year | 20-year | 10-year | 20-year
| 1 | CENIT | SouthEast Ghana Group | Oil | Oil Combustion | 0 | 0 | 0 | 0 | 0 | 0 | 0 | 0 | 0 | 0 | 0 | 0 | 0 | 0 | 0 | 0 | 0 | 0 | 11.83 | 11.83 | 11.83 | 12.3933 | 11.7943 | 11.7943 | 11.7232 | 0 | 0 | 0 | 0 | 0 | 0 | 0 | 0 | 0 | 0 | 0 | 0 | 0 | 0 | 0 | 0 | 0 | 0 | 0 | 0 | 100 | 100 | 100 | 100 | 100 | 100 | 100 | 0 | 0 | 0% | 0% | 0% | 0% | 0% | 0% | 0% | 0% | 0% | [9 empty] | 0 | 0 | 0 | 0 | 0 | 0 | 0 | 0 | 0 | 0 | 0 | 0 | 0 | Existing & Under Const. Plant
| 2 | Trojan 2B | SouthEast Ghana Group | Oil | Oil Combustion | 0.26958 | 0 | 0 | 0 | 0 | 0 | 0 | 0 | 0 | 31.941 | 0 | 0 | 0 | 0 | 0 | 0 | 0 | 0 | 34 | 34 | 34 | 35.619 | 0 | 0 | 0 | 0 | 0 | 5.5 | 0 | 0 | 0 | 0 | 0 | 0 | 0 | 0 | 0 | 0 | 0 | 0 | 0 | 0 | 0 | 0 | 0 | 16.25 | 16.25 | 16.25 | 16.25 | 0 | 0 | 0 | 0 | 0 | 22.44% | 0% | 0% | 0% | 0% | 0% | 0% | 0% | 0% | [9 empty] | 0 | 0 | 0 | 0 | 0 | 0 | 0 | 0 | 0 | 0 | 0 | 0 | 0 | Existing & Under Const. Plant
| 3 | Trojan 2A | Ashanti Group | Oil | Oil Combustion | 0.26958 | 0 | 0 | 0 | 0 | 0 | 0 | 0 | 0 | 31.941 | 0 | 0 | 0 | 0 | 0 | 0 | 0 | 0 | 34 | 34 | 34 | 35.619 | 0 | 0 | 0 | 0 | 0 | 5.5 | 0 | 0 | 0 | 0 | 0 | 0 | 0 | 0 | 0 | 0 | 0 | 0 | 0 | 0 | 0 | 0 | 0 | 16.25 | 16.25 | 16.25 | 16.25 | 0 | 0 | 0 | 0 | 0 | 22.44% | 0% | 0% | 0% | 0% | 0% | 0% | 0% | 0% | [9 empty] | 0 | 0 | 0 | 0 | 0 | 0 | 0 | 0 | 0 | 0 | 0 | 0 | 0 | Existing & Under Const. Plant
| 4 | GP Tarkwa Plant | SouthWest Ghana Group | Oil | Oil Combustion | 0 | 0 | 0 | 0 | 0 | 0 | 0 | 0 | 0 | 0 | 0 | 0 | 0 | 0 | 0 | 0 | 0 | 0 | 17.5 | 17.5 | 17.5 | 18.3333 | 17.4471 | 17.4471 | 17.3421 | 17.3421 | 15.861 | 0 | 0 | 0 | 0 | 0 | 0 | 0 | 0 | 0 | 0 | 0 | 0 | 0 | 0 | 0 | 0 | 0 | 0 | 33 | 33 | 33 | 33 | 33 | 33 | 33 | 33 | 33 | 0% | 0% | 0% | 0% | 0% | 0% | 0% | 0% | 0% | [9 empty] | 0 | 0 | 0 | 0 | 0 | 0 | 0 | 0 | 0 | 0 | 0 | 0 | 0 | Existing & Under Const. Plant
| 5 | GP Chirano Plant | SouthWest Ghana Group | Oil | Oil Combustion | 0 | 0 | 0 | 0 | 0 | 0 | 0 | 0 | 0 | 0 | 0 | 0 | 0 | 0 | 0 | 0 | 0 | 0 | 17.5 | 17.5 | 17.5 | 18.3333 | 17.4471 | 17.4471 | 17.3421 | 17.3421 | 15.861 | 0 | 0 | 0 | 0 | 0 | 0 | 0 | 0 | 0 | 0 | 0 | 0 | 0 | 0 | 0 | 0 | 0 | 0 | 30 | 30 | 30 | 30 | 30 | 30 | 30 | 30 | 30 | 0% | 0% | 0% | 0% | 0% | 0% | 0% | 0% | 0% | [9 empty] | 0 | 0 | 0 | 0 | 0 | 0 | 0 | 0 | 0 | 0 | 0 | 0 | 0 | Existing & Under Const. Plant
| 6 | GP Darmang Plant | SouthWest Ghana Group | Oil | Oil Combustion | 0 | 0 | 0 | 0 | 0 | 0 | 0 | 0 | 0 | 0 | 0 | 0 | 0 | 0 | 0 | 0 | 0 | 0 | 17.5 | 17.5 | 17.5 | 18.3333 | 17.4471 | 17.4471 | 17.3421 | 17.3421 | 15.861 | 0 | 0 | 0 | 0 | 0 | 0 | 0 | 0 | 0 | 0 | 0 | 0 | 0 | 0 | 0 | 0 | 0 | 0 | 25.5 | 25.5 | 25.5 | 25.5 | 25.5 | 25.5 | 25.5 | 25.5 | 25.5 | 0% | 0% | 0% | 0% | 0% | 0% | 0% | 0% | 0% | [9 empty] | 0 | 0 | 0 | 0 | 0 | 0 | 0 | 0 | 0 | 0 | 0 | 0 | 0 | Existing & Under Const. Plant
| 7 | SAPP 2 | SouthEast Ghana Group | Oil/Gas | Oil/Gas Combined Cycle | 9.6 | 23.5117 | 21.5186 | 10.7593 | 23.5117 | 23.5117 | 23.5117 | 8.7366 | 1.8362 | 1230.7632 | 3014.3158 | 2758.7893 | 1379.4023 | 3014.316 | 3014.3163 | 3014.316 | 1120.0714 | 235.4147 | 16 | 16 | 16 | 16.7619 | 15.9517 | 15.9517 | 15.8556 | 15.8556 | 14.5015 | 3.5 | 3.5 | 3.5 | 3.5 | 3.5 | 3.5 | 3.5 | 3.5 | 3.5 | 0 | 0 | 0 | 0 | 0 | 0 | 0 | 0 | 0 | 370 | 370 | 370 | 370 | 370 | 370 | 370 | 370 | 370 | 37.97% | 93% | 85.12% | 42.56% | 93% | 93% | 93% | 34.56% | 7.263% | [9 empty] | 0 | 0 | 0 | 0 | 0 | 0 | 0 | 0 | 0 | 0 | 0 | 0 | 0 | Existing & Under Const. Plant
| 8 | Cenpower | SouthEast Ghana Group | Oil/Gas | Oil/Gas Combined Cycle | 0 | 6.1449 | 11.8889 | 0 | 18.1618 | 21.6884 | 21.5533 | 2.094 | 0.792 | 0 | 784.7872 | 1518.3844 | 0 | 2319.5193 | 2769.912 | 2752.6596 | 267.433 | 101.1494 | 0 | 16 | 16 | 16.7619 | 15.9517 | 15.9517 | 15.8556 | 15.8556 | 14.5015 | 0 | 3.5 | 3.5 | 0 | 3.5 | 3.5 | 3.5 | 3.5 | 3.5 | 0 | 0 | 0 | 0 | 0 | 0 | 0 | 0 | 0 | 0 | 340 | 340 | 340 | 340 | 340 | 340 | 340 | 340 | 0% | 26.35% | 50.98% | 0% | 77.88% | 93% | 92.42% | 8.979% | 3.396% | [9 empty] | 0 | 0 | 0 | 0 | 0 | 0 | 0 | 0 | 0 | 0 | 0 | 0 | 0 | Existing & Under Const. Plant
| 9 | KarpowerShip 1 | SouthEast Ghana Group | Oil/Gas | Oil/Gas Combined Cycle | 14.837 | 0 | 0 | 0 | 0 | 0 | 0 | 0 | 0 | 1942.0128 | 0 | 0 | 0 | 0 | 0 | 0 | 0 | 0 | 177.828 | 0 | 0 | 0 | 0 | 0 | 0 | 0 | 0 | 3.5 | 0 | 0 | 0 | 0 | 0 | 0 | 0 | 0 | 0 | 0 | 0 | 0 | 0 | 0 | 0 | 0 | 0 | 247 | 0 | 0 | 0 | 0 | 0 | 0 | 0 | 0 | 89.75% | 0% | 0% | 0% | 0% | 0% | 0% | 0% | 0% | [9 empty] | 0 | 0 | 0 | 0 | 0 | 0 | 0 | 0 | 0 | 0 | 0 | 0 | 0 | Existing & Under Const. Plant
| 10 | AKSA | SouthEast Ghana Group | Oil/Gas | Oil/Gas Combined Cycle | 10.1595 | 0 | 0.63549 | 0 | 0 | 4.2744 | 2.0379 | 0.079988 | 0.012165 | 1195.236 | 0 | 74.7638 | 0 | 0 | 502.8651 | 239.7516 | 9.4103 | 1.4312 | 16 | 16 | 16 | 16.7619 | 15.9517 | 15.9517 | 15.8556 | 15.8556 | 14.5015 | 3.5 | 0 | 3.5 | 0 | 0 | 3.5 | 3.5 | 3.5 | 3.5 | 0 | 0 | 0 | 0 | 0 | 0 | 0 | 0 | 0 | 250 | 375 | 375 | 375 | 375 | 375 | 375 | 375 | 375 | 54.58% | 0% | 2.276% | 0% | 0% | 15.31% | 7.298% | 0.2865% | 0.04357% | [9 empty] | 0 | 0 | 0 | 0 | 0 | 0 | 0 | 0 | 0 | 0 | 0 | 0 | 0 | Existing & Under Const. Plant
| 11 | TAPCO (T1) | SouthWest Ghana Group | Oil/Gas | Oil/Gas Combined Cycle | 11.645 | 17.1872 | 17.1872 | 17.1872 | 17.1872 | 17.1872 | 14.7441 | 0.71206 | 0.24749 | 1496.2065 | 2208.3 | 2208.3 | 2208.3 | 2208.3 | 2208.3 | 1894.3917 | 91.4891 | 31.7983 | 18.7 | 18.7 | 18.7 | 19.5905 | 18.6435 | 18.6435 | 18.5312 | 18.5312 | 16.9486 | 5 | 5 | 5 | 5 | 5 | 5 | 5 | 5 | 5 | 0 | 0 | 0 | 0 | 0 | 0 | 0 | 0 | 0 | 305 | 305 | 305 | 305 | 305 | 305 | 305 | 305 | 305 | 56% | 82.65% | 82.65% | 82.65% | 82.65% | 82.65% | 70.9% | 3.424% | 1.19% | [9 empty] | 0 | 0 | 0 | 0 | 0 | 0 | 0 | 0 | 0 | 0 | 0 | 0 | 0 | Existing & Under Const. Plant
| 12 | TICO (T2) | SouthWest Ghana Group | Oil/Gas | Oil/Gas Combined Cycle | 17.7346 | 17.7346 | 17.7346 | 17.7346 | 17.7346 | 17.7346 | 17.7346 | 12.1178 | 2.8624 | 2382.72 | 2382.72 | 2382.72 | 2382.72 | 2382.72 | 2382.72 | 2382.72 | 1628.0768 | 384.5797 | 30.94 | 30.94 | 30.94 | 32.4133 | 30.8465 | 30.8465 | 30.6608 | 30.6608 | 28.0423 | 4.9 | 4.9 | 4.9 | 4.9 | 4.9 | 4.9 | 4.9 | 4.9 | 4.9 | 0 | 0 | 0 | 0 | 0 | 0 | 0 | 0 | 0 | 320 | 320 | 320 | 320 | 320 | 320 | 320 | 320 | 320 | 85% | 85% | 85% | 85% | 85% | 85% | 85% | 58.08% | 13.72% | [9 empty] | 0 | 0 | 0 | 0 | 0 | 0 | 0 | 0 | 0 | 0 | 0 | 0 | 0 | Existing & Under Const. Plant
| 13 | Amandi | SouthWest Ghana Group | Oil/Gas | Oil/Gas Combined Cycle | 0 | 0 | 8.0946 | 12.0103 | 0 | 12.0103 | 5.3141 | 0.19323 | 0.048427 | 0 | 0 | 987.1488 | 1464.672 | 0 | 1464.672 | 648.065 | 23.565 | 5.9057 | 0 | 0 | 30.94 | 32.4133 | 30.8465 | 30.8465 | 30.6608 | 30.6608 | 28.0423 | 0 | 0 | 4.9 | 4.9 | 0 | 4.9 | 4.9 | 4.9 | 4.9 | 0 | 0 | 0 | 0 | 0 | 0 | 0 | 0 | 0 | 0 | 0 | 190 | 190 | 190 | 190 | 190 | 190 | 190 | 0% | 0% | 59.31% | 88% | 0% | 88% | 38.94% | 1.416% | 0.3548% | [9 empty] | 0 | 0 | 0 | 0 | 0 | 0 | 0 | 0 | 0 | 0 | 0 | 0 | 0 | Existing & Under Const. Plant
| 14 | KarpowerShip 2 | SouthWest Ghana Group | Oil/Gas | Oil/Gas Combined Cycle | 0 | 26.7914 | 31.4034 | 18.521 | 0 | 0 | 0 | 0 | 0 | 0 | 3146.7468 | 3688.4406 | 2175.354 | 0 | 0 | 0 | 0 | 0 | 0 | 177.828 | 177.828 | 186.296 | 177.2908 | 0 | 0 | 0 | 0 | 0 | 3.5 | 3.5 | 3.5 | 0 | 0 | 0 | 0 | 0 | 0 | 0 | 0 | 0 | 0 | 0 | 0 | 0 | 0 | 0 | 450 | 450 | 450 | 450 | 0 | 0 | 0 | 0 | 0% | 79.83% | 93.57% | 55.18% | 0% | 0% | 0% | 0% | 0% | [9 empty] | 0 | 0 | 0 | 0 | 0 | 0 | 0 | 0 | 0 | 0 | 0 | 0 | 0 | Existing & Under Const. Plant
| 15 | Early Power | SouthEast Ghana Group | Oil/Gas | Oil/Gas Combustion | 0 | 0 | 7.7096 | 23.0656 | 23.0656 | 23.0656 | 23.0656 | 21.606 | 3.5058 | 0 | 0 | 1027.9476 | 3075.417 | 3075.417 | 3075.417 | 3075.417 | 2880.8044 | 467.4409 | 0 | 0 | 16 | 16.7619 | 15.9517 | 15.9517 | 15.8556 | 15.8556 | 14.5015 | 0 | 0 | 3.5 | 3.5 | 3.5 | 3.5 | 3.5 | 3.5 | 3.5 | 0 | 0 | 0 | 0 | 0 | 0 | 0 | 0 | 0 | 0 | 0 | 377.5 | 377.5 | 377.5 | 377.5 | 377.5 | 377.5 | 377.5 | 0% | 0% | 31.08% | 93% | 93% | 93% | 93% | 87.11% | 14.14% | [9 empty] | 0 | 0 | 0 | 0 | 0 | 0 | 0 | 0 | 0 | 0 | 0 | 0 | 0 | Existing & Under Const. Plant
| 16 | TT1PP | SouthEast Ghana Group | Oil/Gas | Oil/Gas Combustion | 0 | 0 | 0 | 0 | 0 | 0 | 0 | 0 | 0 | 0 | 0 | 0 | 0 | 0 | 0 | 0 | 0 | 0 | 14.3 | 14.3 | 14.3 | 14.981 | 14.2568 | 14.2568 | 14.1709 | 14.1709 | 12.9607 | 0 | 0 | 0 | 0 | 0 | 0 | 0 | 0 | 0 | 0 | 0 | 0 | 0 | 0 | 0 | 0 | 0 | 0 | 100 | 100 | 100 | 100 | 100 | 100 | 100 | 100 | 100 | 0% | 0% | 0% | 0% | 0% | 0% | 0% | 0% | 0% | [9 empty] | 0 | 0 | 0 | 0 | 0 | 0 | 0 | 0 | 0 | 0 | 0 | 0 | 0 | Existing & Under Const. Plant
| 17 | KTPP | SouthEast Ghana Group | Oil/Gas | Oil/Gas Combustion | 0.33667 | 0 | 0 | 0 | 0 | 0 | 0 | 0 | 0 | 30.8874 | 0 | 0 | 0 | 0 | 0 | 0 | 0 | 0 | 12.3 | 12.3 | 12.3 | 12.8857 | 12.2628 | 12.2628 | 12.189 | 12.189 | 11.148 | 3.5 | 0 | 0 | 0 | 0 | 0 | 0 | 0 | 0 | 0 | 0 | 0 | 0 | 0 | 0 | 0 | 0 | 0 | 200 | 200 | 200 | 200 | 200 | 200 | 200 | 200 | 200 | 1.763% | 0% | 0% | 0% | 0% | 0% | 0% | 0% | 0% | [9 empty] | 0 | 0 | 0 | 0 | 0 | 0 | 0 | 0 | 0 | 0 | 0 | 0 | 0 | Existing & Under Const. Plant
| 18 | Trojan 1 | SouthEast Ghana Group | Oil/Gas | Oil/Gas Combustion | 0.41408 | 0 | 0 | 0 | 0 | 0 | 0 | 0 | 0 | 49.0614 | 0 | 0 | 0 | 0 | 0 | 0 | 0 | 0 | 34 | 34 | 34 | 35.619 | 0 | 0 | 0 | 0 | 0 | 5.5 | 0 | 0 | 0 | 0 | 0 | 0 | 0 | 0 | 0 | 0 | 0 | 0 | 0 | 0 | 0 | 0 | 0 | 24.96 | 24.96 | 24.96 | 24.96 | 0 | 0 | 0 | 0 | 0 | 22.44% | 0% | 0% | 0% | 0% | 0% | 0% | 0% | 0% | [9 empty] | 0 | 0 | 0 | 0 | 0 | 0 | 0 | 0 | 0 | 0 | 0 | 0 | 0 | Existing & Under Const. Plant
| 19 | MRP | SouthEast Ghana Group | Oil/Gas | Oil/Gas Combustion | 0 | 0 | 0 | 0 | 0 | 0 | 0 | 0 | 0 | 0 | 0 | 0 | 0 | 0 | 0 | 0 | 0 | 0 | 12.5737 | 12.5737 | 12.5737 | 13.1725 | 12.5357 | 12.5357 | 12.4602 | 12.4602 | 11.3961 | 0 | 0 | 0 | 0 | 0 | 0 | 0 | 0 | 0 | 0 | 0 | 0 | 0 | 0 | 0 | 0 | 0 | 0 | 70 | 70 | 70 | 70 | 70 | 70 | 70 | 70 | 70 | 0% | 0% | 0% | 0% | 0% | 0% | 0% | 0% | 0% | [9 empty] | 0 | 0 | 0 | 0 | 0 | 0 | 0 | 0 | 0 | 0 | 0 | 0 | 0 | Existing & Under Const. Plant
| 20 | Safisana | SouthEast Ghana Group | Biogas | Biogas | 0.010052 | 0.010052 | 0.010052 | 0.010052 | 0.010052 | 0.010052 | 0.010052 | 0.010052 | 0.010052 | 0.7446 | 0.7446 | 0.7446 | 0.7446 | 0.7446 | 0.7446 | 0.7446 | 0.7446 | 0.7446 | 35 | 35 | 35 | 36.6667 | 34.8943 | 34.8943 | 34.6841 | 34.6841 | 31.7221 | 4.2 | 4.2 | 4.2 | 4.2 | 4.2 | 4.2 | 4.2 | 4.2 | 4.2 | 0 | 0 | 0 | 0 | 0 | 0 | 0 | 0 | 0 | 0.1 | 0.1 | 0.1 | 0.1 | 0.1 | 0.1 | 0.1 | 0.1 | 0.1 | 85% | 85% | 85% | 85% | 85% | 85% | 85% | 85% | 85% | [9 empty] | 0 | 0 | 0 | 0 | 0 | 0 | 0 | 0 | 0 | 0 | 0 | 0 | 0 | Existing & Under Const. Plant
| 21 | TT2PP | SouthEast Ghana Group | Gas | Gas Combustion Turbine | 0.53258 | 0 | 0 | 0 | 0 | 0 | 0.0029426 | 0 | 0 | 54.7924 | 0 | 0 | 0 | 0 | 0 | 0.30274 | 0 | 0 | 12.1007 | 12.1007 | 12.1007 | 12.6769 | 12.0641 | 12.0641 | 11.9915 | 11.9915 | 10.9674 | 4.5 | 0 | 0 | 0 | 0 | 0 | 4.5 | 0 | 0 | 0 | 0 | 0 | 0 | 0 | 0 | 0 | 0 | 0 | 45 | 45 | 45 | 45 | 45 | 45 | 45 | 45 | 45 | 13.9% | 0% | 0% | 0% | 0% | 0% | 0.0768% | 0% | 0% | [9 empty] | 0 | 0 | 0 | 0 | 0 | 0 | 0 | 0 | 0 | 0 | 0 | 0 | 0 | Existing & Under Const. Plant
| 22 | SAPP 1 | SouthEast Ghana Group | Gas | Gas Combustion Turbine | 3.0668 | 0 | 0 | 0 | 0 | 0 | 0.098029 | 0 | 0 | 328.6993 | 0 | 0 | 0 | 0 | 0 | 10.5068 | 0 | 0 | 11.83 | 11.83 | 11.83 | 12.3933 | 11.7943 | 11.7943 | 11.7232 | 11.7232 | 10.7221 | 4.5 | 0 | 0 | 0 | 0 | 0 | 4.5 | 0 | 0 | 0 | 0 | 0 | 0 | 0 | 0 | 0 | 0 | 0 | 180 | 180 | 180 | 180 | 180 | 180 | 180 | 180 | 180 | 20.85% | 0% | 0% | 0% | 0% | 0% | 0.6663% | 0% | 0% | [9 empty] | 0 | 0 | 0 | 0 | 0 | 0 | 0 | 0 | 0 | 0 | 0 | 0 | 0 | Existing & Under Const. Plant
| 23 | Trojan 3 | SouthEast Ghana Group | Gas | Gas Combustion Turbine | 0 | 0 | 0.23321 | 0 | 0 | 0 | 0 | 0 | 0 | 0 | 0 | 28.7917 | 0 | 0 | 0 | 0 | 0 | 0 | 0 | 34 | 34 | 35.619 | 0 | 0 | 0 | 0 | 0 | 0 | 0 | 5.5 | 0 | 0 | 0 | 0 | 0 | 0 | 0 | 0 | 0 | 0 | 0 | 0 | 0 | 0 | 0 | 0 | 49.92 | 49.92 | 49.92 | 0 | 0 | 0 | 0 | 0 | 0% | 0% | 6.584% | 0% | 0% | 0% | 0% | 0% | 0% | [9 empty] | 0 | 0 | 0 | 0 | 0 | 0 | 0 | 0 | 0 | 0 | 0 | 0 | 0 | Existing & Under Const. Plant
| 24 | Ameri_2016 | SouthWest Ghana Group | Gas | Gas Combustion Turbine | 0.43824 | 0 | 0 | 0 | 0 | 0 | 0 | 0 | 0 | 43.1252 | 0 | 0 | 0 | 0 | 0 | 0 | 0 | 0 | 14.54 | 14.54 | 14.54 | 15.2324 | 0 | 0 | 0 | 0 | 0 | 5 | 0 | 0 | 0 | 0 | 0 | 0 | 0 | 0 | 0 | 0 | 0 | 0 | 0 | 0 | 0 | 0 | 0 | 230 | 230 | 230 | 230 | 0 | 0 | 0 | 0 | 0 | 2.14% | 0% | 0% | 0% | 0% | 0% | 0% | 0% | 0% | [9 empty] | 0 | 0 | 0 | 0 | 0 | 0 | 0 | 0 | 0 | 0 | 0 | 0 | 0 | Existing & Under Const. Plant
| 25 | Ameri_2021 | SouthWest Ghana Group | Gas | Gas Combustion Turbine | 0 | 0 | 0 | 0 | 0 | 0 | 0 | 0 | 0 | 0 | 0 | 0 | 0 | 0 | 0 | 0 | 0 | 0 | 0 | 0 | 0 | 0 | 14.4961 | 14.4961 | 14.4088 | 14.4088 | 13.1782 | 0 | 0 | 0 | 0 | 0 | 0 | 0 | 0 | 0 | 0 | 0 | 0 | 0 | 0 | 0 | 0 | 0 | 0 | 0 | 0 | 0 | 0 | 230 | 230 | 230 | 230 | 230 | 0% | 0% | 0% | 0% | 0% | 0% | 0% | 0% | 0% | [9 empty] | 0 | 0 | 0 | 0 | 0 | 0 | 0 | 0 | 0 | 0 | 0 | 0 | 0 | Existing & Under Const. Plant
| 26 | Bui | Northern Ghana Group | Water | Hydro | 0 | 0 | 0 | 0 | 0 | 0 | 0 | 0 | 0 | 669.5859 | 669.5865 | 669.5864 | 669.5863 | 669.586 | 669.5858 | 669.5864 | 669.5864 | 669.5864 | 27.74 | 27.74 | 27.74 | 29.061 | 27.6562 | 27.6562 | 27.4896 | 27.4896 | 25.142 | 1.63 | 1.63 | 1.63 | 1.63 | 1.63 | 1.63 | 1.63 | 1.63 | 1.63 | 0 | 0 | 0 | 0 | 0 | 0 | 0 | 0 | 0 | 330 | 330 | 330 | 330 | 330 | 330 | 330 | 330 | 330 | 23.16% | 23.16% | 23.16% | 23.16% | 23.16% | 23.16% | 23.16% | 23.16% | 23.16% | [9 empty] | 0 | 0 | 0 | 0 | 0 | 0 | 0 | 0 | 0 | 0 | 0 | 0 | 0 | Existing & Under Const. Plant
| 27 | Akosombo | SouthEast Ghana Group | Water | Hydro | 0 | 0 | 0 | 0 | 0 | 0 | 0 | 0 | 0 | 3681.6893 | 3681.6891 | 4016.388 | 4016.3887 | 4434.7629 | 4434.7617 | 4434.7621 | 4434.7623 | 4434.7624 | 9.16 | 9.16 | 9.16 | 9.5962 | 9.1323 | 9.1323 | 9.0773 | 9.0773 | 8.3021 | 0.98 | 0.98 | 0.98 | 0.98 | 0.98 | 0.98 | 0.98 | 0.98 | 0.98 | 0 | 0 | 0 | 0 | 0 | 0 | 0 | 0 | 0 | 900 | 900 | 900 | 900 | 900 | 900 | 900 | 900 | 900 | 46.7% | 46.7% | 50.94% | 50.94% | 56.25% | 56.25% | 56.25% | 56.25% | 56.25% | [9 empty] | 0 | 0 | 0 | 0 | 0 | 0 | 0 | 0 | 0 | 0 | 0 | 0 | 0 | Existing & Under Const. Plant
| 28 | Kpong | SouthEast Ghana Group | Water | Hydro | 0 | 0 | 0 | 0 | 0 | 0 | 0 | 0 | 0 | 722.7074 | 722.7074 | 788.4081 | 788.4081 | 870.534 | 870.5339 | 870.534 | 870.534 | 870.5339 | 9.16 | 9.16 | 9.16 | 9.5962 | 9.1323 | 9.1323 | 9.0773 | 9.0773 | 8.3021 | 0.98 | 0.98 | 0.98 | 0.98 | 0.98 | 0.98 | 0.98 | 0.98 | 0.98 | 0 | 0 | 0 | 0 | 0 | 0 | 0 | 0 | 0 | 140 | 140 | 140 | 140 | 140 | 140 | 140 | 140 | 140 | 58.93% | 58.93% | 64.29% | 64.29% | 70.98% | 70.98% | 70.98% | 70.98% | 70.98% | [9 empty] | 0 | 0 | 0 | 0 | 0 | 0 | 0 | 0 | 0 | 0 | 0 | 0 | 0 | Existing & Under Const. Plant
| 29 | Cote d'Ivoire Dummy | Cote d'Ivoire | Water | Hydro | 0 | 0 | 0 | 0 | 0 | 0 | 0 | 0 | 0 | 814.6801 | 814.6801 | 814.6807 | 814.68 | 814.68 | 814.6797 | 814.6804 | 814.68 | 814.6795 | 0 | 0 | 0 | 0 | 0 | 0 | 0 | 0 | 0 | 10 | 10 | 10 | 10 | 10 | 10 | 10 | 10 | 10 | 0 | 0 | 0 | 0 | 0 | 0 | 0 | 0 | 0 | 150 | 150 | 150 | 150 | 150 | 150 | 150 | 150 | 150 | 62% | 62% | 62% | 62% | 62% | 62% | 62% | 62% | 62% | [9 empty] | 0 | 0 | 0 | 0 | 0 | 0 | 0 | 0 | 0 | 0 | 0 | 0 | 0 | Existing & Under Const. Plant
| 30 | Burkina Dummy | Burkina Group | Water | Hydro | 0 | 0 | 0 | 0 | 0 | 0 | 0 | 0 | 0 | 0.438 | 0.438 | 0.438 | 0.438 | 4.818 | 4.818 | 4.818 | 4.818 | 4.818 | 0 | 0 | 0 | 0 | 0 | 0 | 0 | 0 | 0 | 10 | 10 | 10 | 10 | 10 | 10 | 10 | 10 | 10 | 0 | 0 | 0 | 0 | 0 | 0 | 0 | 0 | 0 | 10 | 10 | 10 | 10 | 110 | 110 | 110 | 110 | 110 | 0.5% | 0.5% | 0.5% | 0.5% | 0.5% | 0.5% | 0.5% | 0.5% | 0.5% | [9 empty] | 0 | 0 | 0 | 0 | 0 | 0 | 0 | 0 | 0 | 0 | 0 | 0 | 0 | Existing & Under Const. Plant
| 31 | VRA Solar | Northern Ghana Group | Sun | Solar PV | 0 | 0 | 0 | 0 | 0 | 0 | 0 | 0 | 0 | 2.7132 | 2.7132 | 2.7132 | 2.7132 | 2.7132 | 2.7132 | 2.7132 | 2.7132 | 2.7132 | 0 | 0 | 0 | 0 | 0 | 0 | 0 | 0 | 0 | 0 | 0 | 0 | 0 | 0 | 0 | 0 | 0 | 0 | 0 | 0 | 0 | 0 | 0 | 0 | 0 | 0 | 0 | 1.8 | 1.8 | 1.8 | 1.8 | 1.8 | 1.8 | 1.8 | 1.8 | 1.8 | 17.21% | 17.21% | 17.21% | 17.21% | 17.21% | 17.21% | 17.21% | 17.21% | 17.21% | [9 empty] | 0 | 0 | 0 | 0 | 0 | 0 | 0 | 0 | 0 | 0 | 0 | 0 | 0 | Existing & Under Const. Plant
| 32 | BXC Solar | SouthEast Ghana Group | Sun | Solar PV | 0 | 0 | 0 | 0 | 0 | 0 | 0 | 0 | 0 | 24.0159 | 24.0159 | 24.0159 | 24.0159 | 24.0159 | 24.0159 | 24.0159 | 24.0159 | 0 | 0 | 0 | 0 | 0 | 0 | 0 | 0 | 0 | 0 | 0 | 0 | 0 | 0 | 0 | 0 | 0 | 0 | 0 | 0 | 0 | 0 | 0 | 0 | 0 | 0 | 0 | 0 | 18 | 18 | 18 | 18 | 18 | 18 | 18 | 18 | 0 | 15.23% | 15.23% | 15.23% | 15.23% | 15.23% | 15.23% | 15.23% | 15.23% | 0% | [9 empty] | 0 | 0 | 0 | 0 | 0 | 0 | 0 | 0 | 0 | 0 | 0 | 0 | 0 | Existing & Under Const. Plant
| 37 | ASHA BIOMASS 2020 | Ashanti Group | Biomass | Biomass Combustion | 0 | 0 | 0 | 0 | 1.0052 | 1.0052 | 1.0052 | 1.0052 | 1.0052 | 0 | 0 | 0 | 0 | 74.46 | 74.46 | 74.46 | 74.46 | 74.46 | 0 | 0 | 0 | 0 | 129.6073 | 129.6073 | 128.8267 | 128.8267 | 117.8248 | 0 | 0 | 0 | 0 | 4.5 | 4.5 | 4.5 | 4.5 | 4.5 | 0 | 0 | 0 | 0 | 0 | 0 | 0 | 0 | 0 | 0 | 0 | 0 | 0 | 10 | 10 | 10 | 10 | 10 | 0% | 0% | 0% | 0% | 85% | 85% | 85% | 85% | 85% | 0 | 0 | 0 | 0 | 40 | 0 | 0 | 0 | 0 | 0 | 0 | 0 | 0 | 22.579 | 0 | 0 | 0 | 0 | 24.8369 | 24.8369 | 40 | 44 | Unplanned Build | Potential Build Biomass Combustion2020
| 38 | NORT BIOMASS 2018 | Northern Ghana Group | Biomass | Biomass Combustion | 0 | 0 | 0 | 0 | 6.0313 | 6.0313 | 6.0313 | 6.0313 | 6.0313 | 0 | 0 | 0 | 0 | 446.76 | 446.76 | 446.76 | 446.76 | 446.76 | 0 | 0 | 0 | 0 | 129.6073 | 129.6073 | 128.8267 | 128.8267 | 117.8248 | 0 | 0 | 0 | 0 | 4.5 | 4.5 | 4.5 | 4.5 | 4.5 | 0 | 0 | 0 | 0 | 0 | 0 | 0 | 0 | 0 | 0 | 0 | 0 | 0 | 60 | 60 | 60 | 60 | 60 | 0% | 0% | 0% | 0% | 85% | 85% | 85% | 85% | 85% | 0 | 0 | 0 | 0 | 240 | 0 | 0 | 0 | 0 | 0 | 0 | 0 | 0 | 135.4737 | 0 | 0 | 0 | 0 | 149.0211 | 149.0211 | 240 | 264 | Unplanned Build | Potential Build Biomass Combustion2018
| 39 | SOUT BIOMASS 2018 | SouthEast Ghana Group | Biomass | Biomass Combustion | 0 | 0 | 0 | 0 | 1.0052 | 1.0052 | 1.0052 | 1.0052 | 1.0052 | 0 | 0 | 0 | 0 | 74.46 | 74.46 | 74.46 | 74.46 | 74.46 | 0 | 0 | 0 | 0 | 129.6073 | 129.6073 | 128.8267 | 128.8267 | 117.8248 | 0 | 0 | 0 | 0 | 4.5 | 4.5 | 4.5 | 4.5 | 4.5 | 0 | 0 | 0 | 0 | 0 | 0 | 0 | 0 | 0 | 0 | 0 | 0 | 0 | 10 | 10 | 10 | 10 | 10 | 0% | 0% | 0% | 0% | 85% | 85% | 85% | 85% | 85% | 0 | 0 | 0 | 0 | 40 | 0 | 0 | 0 | 0 | 0 | 0 | 0 | 0 | 22.579 | 0 | 0 | 0 | 0 | 24.8369 | 24.8369 | 40 | 44 | Unplanned Build | Potential Build Biomass Combustion2018
| 40 | SOUT BIOMASS 2018 | SouthWest Ghana Group | Biomass | Biomass Combustion | 0 | 0 | 0 | 0 | 1.5078 | 1.5078 | 1.5078 | 1.5078 | 1.5078 | 0 | 0 | 0 | 0 | 111.69 | 111.69 | 111.69 | 111.69 | 111.69 | 0 | 0 | 0 | 0 | 129.6073 | 129.6073 | 128.8267 | 128.8267 | 117.8248 | 0 | 0 | 0 | 0 | 4.5 | 4.5 | 4.5 | 4.5 | 4.5 | 0 | 0 | 0 | 0 | 0 | 0 | 0 | 0 | 0 | 0 | 0 | 0 | 0 | 15 | 15 | 15 | 15 | 15 | 0% | 0% | 0% | 0% | 85% | 85% | 85% | 85% | 85% | 0 | 0 | 0 | 0 | 60 | 0 | 0 | 0 | 0 | 0 | 0 | 0 | 0 | 33.8684 | 0 | 0 | 0 | 0 | 37.2553 | 37.2553 | 60 | 66 | Unplanned Build | Potential Build Biomass Combustion2018
| 41 | SOUT COAL STEAM TURBINE 2023 | SouthWest Ghana Group | Coal | Coal Steam Turbine | 0 | 0 | 0 | 0 | 0 | 0 | 7.5667 | 7.5667 | 7.5667 | 0 | 0 | 0 | 0 | 0 | 0 | 859.8492 | 859.8492 | 859.8492 | 0 | 0 | 0 | 0 | 0 | 64.8036 | 64.4134 | 64.4134 | 58.9124 | 0 | 0 | 0 | 0 | 0 | 0 | 6.034 | 6.034 | 6.034 | 0 | 0 | 0 | 0 | 0 | 0 | 0 | 0 | 0 | 0 | 0 | 0 | 0 | 0 | 115.478 | 115.478 | 115.478 | 115.478 | 0% | 0% | 0% | 0% | 0% | 0% | 85% | 85% | 85% | 0 | 0 | 0 | 0 | 0 | 364.2176 | 0 | 0 | 0 | 0 | 0 | 0 | 0 | 0 | 154.4638 | 0 | 0 | 0 | 169.9102 | 169.9102 | 364.2176 | 400.6394 | Unplanned Build | Potential Build Coal2023
| 45 | SOUT COMBINED CYCLE 2019 | SouthEast Ghana Group | Oil/Gas | Oil/Gas Combined Cycle | 0 | 0 | 0 | 0 | 5.3104 | 5.3104 | 75.7859 | 129.936 | 167.9438 | 0 | 0 | 0 | 0 | 732.4648 | 732.4648 | 10453.2253 | 17922.2055 | 23164.6566 | 0 | 0 | 0 | 0 | 14.9547 | 14.9547 | 14.8646 | 14.8646 | 13.5952 | 0 | 0 | 0 | 0 | 3.48 | 3.48 | 3.48 | 3.48 | 3.48 | 0 | 0 | 0 | 0 | 0 | 0 | 0 | 0 | 0 | 0 | 0 | 0 | 0 | 92.9052 | 92.9052 | 1325.8852 | 2273.8952 | 3387.4452 | 0% | 0% | 0% | 0% | 90% | 90% | 90% | 89.97% | 78.06% | 0 | 0 | 0 | 0 | 96.7143 | 0 | 1283.5322 | 986.8784 | 1159.2056 | 0 | 0 | 0 | 0 | 54.5927 | 0 | 408.9729 | 195.2486 | 142.4037 | 60.052 | 724.6957 | 96.7143 | 2603.8374 | Unplanned Build | Potential Build Oil/Gas Combined Cycle2019
| 46 | SOUT COMBINED CYCLE 2018 | SouthWest Ghana Group | Oil/Gas | Oil/Gas Combined Cycle | 0 | 0 | 0 | 0 | 9.7208 | 9.7208 | 29.0725 | 29.0613 | 151.3316 | 0 | 0 | 0 | 0 | 1340.7968 | 1340.7966 | 4009.9951 | 4008.4496 | 20873.328 | 0 | 0 | 0 | 0 | 14.9547 | 14.9547 | 14.8646 | 14.8646 | 13.5952 | 0 | 0 | 0 | 0 | 3.48 | 3.48 | 3.48 | 3.48 | 3.48 | 0 | 0 | 0 | 0 | 0 | 0 | 0 | 0 | 0 | 0 | 0 | 0 | 0 | 170.065 | 170.065 | 508.624 | 508.624 | 2647.554 | 0% | 0% | 0% | 0% | 90% | 90% | 90% | 89.97% | 90% | 0 | 0 | 0 | 0 | 177.0377 | 0 | 352.4399 | 0 | 2226.6261 | 0 | 0 | 0 | 0 | 99.9331 | 0 | 112.2982 | 0 | 273.5321 | 109.9265 | 233.4545 | 177.0377 | 582.4253 | Unplanned Build | Potential Build Oil/Gas Combined Cycle2018
| 53 | SOUT HYDRO SMALL 2023 | SouthWest Ghana Group | Water | Hydro | 0 | 0 | 0 | 0 | 0 | 0 | 0 | 0 | 0 | 0 | 0 | 0 | 0 | 212.2847 | 212.2847 | 212.2847 | 212.2847 | 212.2847 | 0 | 0 | 0 | 0 | 44.864 | 44.864 | 44.5939 | 44.5939 | 40.7855 | 0 | 0 | 0 | 0 | 3 | 3 | 3 | 3 | 3 | 0 | 0 | 0 | 0 | 0 | 0 | 0 | 0 | 0 | 0 | 0 | 0 | 0 | 57.0198 | 57.0198 | 57.0198 | 57.0198 | 57.0198 | 0% | 0% | 0% | 0% | 42.5% | 42.5% | 42.5% | 42.5% | 42.5% | 0 | 0 | 0 | 0 | 285.099 | 0 | 0 | 0 | 0 | 0 | 0 | 0 | 0 | 160.931 | 0 | 0 | 0 | 0 | 177.024 | 177.024 | 285.099 | 313.6089 | Unplanned Build | Potential Build Hydro Small2023SOUT
| 54 | ASHA INTERRUPTIBLE 2016 | Ashanti Group | Interruptible | Interruptible | 0 | 0 | 0 | 0 | 0 | 0 | 0 | 0 | 0 | 0 | 0 | 0 | 0 | 0 | 0 | 0 | 0 | 0 | 0 | 0 | 0 | 0 | 0 | 0 | 0 | 0 | 0 | 0 | 0 | 0 | 0 | 0 | 0 | 0 | 0 | 0 | 0 | 0 | 0 | 0 | 0 | 0 | 0 | 0 | 0 | 129.301 | 221.447 | 0 | 0 | 26.4406 | 133.271 | 0 | 0 | 0 | 0% | 0% | 0% | 0% | 0% | 0% | 0% | 0% | 0% | [9 empty] | 0 | 0 | 0 | 0 | 0 | 0 | 0 | 0 | 0 | 0 | 0 | 0 | 0 | Unplanned Build | Potential Build Interruptible2016
| 55 | BURK INTERRUPTIBLE 2016 | Burkina Group | Interruptible | Interruptible | 0 | 0 | 0 | 0 | 0 | 0 | 0 | 0 | 0 | 0 | 0 | 0 | 0 | 0 | 0 | 0 | 0 | 0 | 0 | 0 | 0 | 0 | 0 | 0 | 0 | 0 | 0 | 0 | 0 | 0 | 0 | 0 | 0 | 0 | 0 | 0 | 0 | 0 | 0 | 0 | 0 | 0 | 0 | 0 | 0 | 0 | 0 | 0 | 0 | 0.98182 | 61.7545 | 0 | 0 | 0 | 0% | 0% | 0% | 0% | 0% | 0% | 0% | 0% | 0% | [9 empty] | 0 | 0 | 0 | 0 | 0 | 0 | 0 | 0 | 0 | 0 | 0 | 0 | 0 | Unplanned Build | Potential Build Interruptible2016
| 58 | NORT INTERRUPTIBLE 2016 | Northern Ghana Group | Interruptible | Interruptible | 0 | 0 | 0 | 0 | 0 | 0 | 0 | 0 | 0 | 0 | 0 | 0 | 0 | 0 | 0 | 0 | 0 | 0 | 0 | 0 | 0 | 0 | 0 | 0 | 0 | 0 | 0 | 0 | 0 | 0 | 0 | 0 | 0 | 0 | 0 | 0 | 0 | 0 | 0 | 0 | 0 | 0 | 0 | 0 | 0 | 0 | 0 | 0 | 35.4976 | 138.659 | 121.907 | 0 | 0 | 0 | 0% | 0% | 0% | 0% | 0% | 0% | 0% | 0% | 0% | [9 empty] | 0 | 0 | 0 | 0 | 0 | 0 | 0 | 0 | 0 | 0 | 0 | 0 | 0 | Unplanned Build | Potential Build Interruptible2016
| 62 | SOUT NUCLEAR 2030 | SouthWest Ghana Group | Uranium | Nuclear | 0 | 0 | 0 | 0 | 0 | 0 | 0 | 135.3321 | 135.3321 | 0 | 0 | 0 | 0 | 0 | 0 | 0 | 13139.0364 | 13139.0364 | 0 | 0 | 0 | 0 | 0 | 0 | 0 | 99.0975 | 90.6344 | 0 | 0 | 0 | 0 | 0 | 0 | 0 | 2.3 | 2.3 | 0 | 0 | 0 | 0 | 0 | 0 | 0 | 0 | 0 | 0 | 0 | 0 | 0 | 0 | 0 | 0 | 1578.83 | 1578.83 | 0% | 0% | 0% | 0% | 0% | 0% | 0% | 95% | 95% | 0 | 0 | 0 | 0 | 0 | 0 | 0 | 9840.8474 | 0 | 0 | 0 | 0 | 0 | 0 | 0 | 0 | 1946.9592 | 0 | 0 | 2141.6551 | 0 | 10824.9321 | Unplanned Build | Potential Build Nuclear2030
| 63 | ASHA SOLAR PV 2020 | Ashanti Group | Sun | Solar PV | 0 | 0 | 0 | 0 | 0 | 0 | 0 | 0 | 0 | 0 | 0 | 0 | 9.5063 | 34.8564 | 34.8564 | 34.8564 | 34.8564 | 34.8564 | 0 | 0 | 0 | 25.981 | 24.7251 | 24.7251 | 24.5762 | 24.5762 | 22.4773 | 0 | 0 | 0 | 0 | 0 | 0 | 0 | 0 | 0 | 0 | 0 | 0 | 0 | 0 | 0 | 0 | 0 | 0 | 0 | 0 | 0 | 7.5 | 27.5 | 27.5 | 27.5 | 27.5 | 27.5 | 0% | 0% | 0% | 14.47% | 14.47% | 14.47% | 14.47% | 14.47% | 14.47% | 0 | 0 | 0 | 7.65 | 20.4 | 0 | 0 | 0 | 0 | 0 | 0 | 0 | 5.2251 | 11.5153 | 0 | 0 | 0 | 0 | 18.4144 | 18.4144 | 28.05 | 30.855 | Unplanned Build | Potential Build Solar PV2020
| 64 | ASHA SOLAR PV 2026 | Ashanti Group | Sun | Solar PV | 0 | 0 | 0 | 0 | 0 | 0 | 0 | 0 | 0 | 0 | 0 | 0 | 0 | 0 | 25.3501 | 25.3501 | 50.7002 | 50.7002 | 0 | 0 | 0 | 0 | 0 | 24.7251 | 24.5762 | 24.5762 | 22.4773 | 0 | 0 | 0 | 0 | 0 | 0 | 0 | 0 | 0 | 0 | 0 | 0 | 0 | 0 | 0 | 0 | 0 | 0 | 0 | 0 | 0 | 0 | 0 | 20 | 20 | 40 | 40 | 0% | 0% | 0% | 0% | 0% | 14.47% | 14.47% | 14.47% | 14.47% | 0 | 0 | 0 | 0 | 0 | 17.9 | 0 | 17.9 | 0 | 0 | 0 | 0 | 0 | 0 | 7.5913 | 0 | 3.5414 | 0 | 8.3505 | 12.246 | 17.9 | 39.38 | Unplanned Build | Potential Build Solar PV2026
| 65 | ASHA SOLAR PV 2035 | Ashanti Group | Sun | Solar PV | 0 | 0 | 0 | 0 | 0 | 0 | 0 | 0 | 0 | 0 | 0 | 0 | 0 | 0 | 0 | 0 | 25.3501 | 139.4256 | 0 | 0 | 0 | 0 | 0 | 0 | 0 | 24.7744 | 22.6586 | 0 | 0 | 0 | 0 | 0 | 0 | 0 | 0 | 0 | 0 | 0 | 0 | 0 | 0 | 0 | 0 | 0 | 0 | 0 | 0 | 0 | 0 | 0 | 0 | 0 | 20 | 110 | 0% | 0% | 0% | 0% | 0% | 0% | 0% | 14.47% | 14.47% | 0 | 0 | 0 | 0 | 0 | 0 | 0 | 15.2 | 68.4 | 0 | 0 | 0 | 0 | 0 | 0 | 0 | 3.0072 | 8.4027 | 0 | 3.308 | 0 | 16.72 | Unplanned Build | Potential Build Solar PV2035
| 66 | SOUT SOLAR PV 2020 | SouthWest Ghana Group | Sun | Solar PV | 0 | 0 | 0 | 0 | 0 | 0 | 0 | 0 | 0 | 0 | 0 | 0 | 19.0126 | 44.3627 | 44.3627 | 44.3627 | 44.3627 | 44.3627 | 0 | 0 | 0 | 25.981 | 24.7251 | 24.7251 | 24.5762 | 24.5762 | 22.4773 | 0 | 0 | 0 | 0 | 0 | 0 | 0 | 0 | 0 | 0 | 0 | 0 | 0 | 0 | 0 | 0 | 0 | 0 | 0 | 0 | 0 | 15 | 35 | 35 | 35 | 35 | 35 | 0% | 0% | 0% | 14.47% | 14.47% | 14.47% | 14.47% | 14.47% | 14.47% | 0 | 0 | 0 | 15.3 | 20.4 | 0 | 0 | 0 | 0 | 0 | 0 | 0 | 10.4501 | 11.5153 | 0 | 0 | 0 | 0 | 24.1619 | 24.1619 | 35.7 | 39.27 | Unplanned Build | Potential Build Solar PV2020
| 67 | SOUT SOLAR PV 2026 | SouthWest Ghana Group | Sun | Solar PV | 0 | 0 | 0 | 0 | 0 | 0 | 0 | 0 | 0 | 0 | 0 | 0 | 0 | 0 | 25.3501 | 50.7002 | 63.3753 | 63.3753 | 0 | 0 | 0 | 0 | 0 | 24.7251 | 24.5762 | 24.5762 | 22.4773 | 0 | 0 | 0 | 0 | 0 | 0 | 0 | 0 | 0 | 0 | 0 | 0 | 0 | 0 | 0 | 0 | 0 | 0 | 0 | 0 | 0 | 0 | 0 | 20 | 40 | 50 | 50 | 0% | 0% | 0% | 0% | 0% | 14.47% | 14.47% | 14.47% | 14.47% | 0 | 0 | 0 | 0 | 0 | 17.9 | 17.9 | 8.95 | 0 | 0 | 0 | 0 | 0 | 0 | 7.5913 | 5.7035 | 1.7707 | 0 | 8.3505 | 16.5721 | 17.9 | 49.225 | Unplanned Build | Potential Build Solar PV2026
| 68 | SOUT SOLAR PV 2035 | SouthWest Ghana Group | Sun | Solar PV | 0 | 0 | 0 | 0 | 0 | 0 | 0 | 0 | 0 | 0 | 0 | 0 | 0 | 0 | 0 | 0 | 25.3501 | 114.0755 | 0 | 0 | 0 | 0 | 0 | 0 | 0 | 24.7744 | 22.6586 | 0 | 0 | 0 | 0 | 0 | 0 | 0 | 0 | 0 | 0 | 0 | 0 | 0 | 0 | 0 | 0 | 0 | 0 | 0 | 0 | 0 | 0 | 0 | 0 | 0 | 20 | 90 | 0% | 0% | 0% | 0% | 0% | 0% | 0% | 14.47% | 14.47% | 0 | 0 | 0 | 0 | 0 | 0 | 0 | 15.2 | 53.2 | 0 | 0 | 0 | 0 | 0 | 0 | 0 | 3.0072 | 6.5354 | 0 | 3.308 | 0 | 16.72 | Unplanned Build | Potential Build Solar PV2035
| 69 | NORT SOLAR PV 2018 | Northern Ghana Group | Sun | Solar PV | 0 | 0 | 0 | 0 | 0 | 0 | 0 | 0 | 0 | 0 | 0 | 71.598 | 71.598 | 71.598 | 71.598 | 71.598 | 71.598 | 71.598 | 0 | 0 | 24.8 | 25.981 | 24.7251 | 24.7251 | 24.5762 | 24.5762 | 22.4773 | 0 | 0 | 0 | 0 | 0 | 0 | 0 | 0 | 0 | 0 | 0 | 0 | 0 | 0 | 0 | 0 | 0 | 0 | 0 | 0 | 50 | 50 | 50 | 50 | 50 | 50 | 50 | 0% | 0% | 16.35% | 16.35% | 16.35% | 16.35% | 16.35% | 16.35% | 16.35% | 0 | 0 | 62.15 | 0 | 0 | 0 | 0 | 0 | 0 | 0 | 0 | 46.6942 | 0 | 0 | 0 | 0 | 0 | 0 | 51.3636 | 51.3636 | 62.15 | 68.365 | Unplanned Build | Potential Build Solar PV2018
| 70 | NORT SOLAR PV 2020 | Northern Ghana Group | Sun | Solar PV | 0 | 0 | 0 | 0 | 0 | 0 | 0 | 0 | 0 | 0 | 0 | 0 | 107.3971 | 393.7893 | 393.7893 | 393.7893 | 393.7893 | 393.7893 | 0 | 0 | 0 | 25.981 | 24.7251 | 24.7251 | 24.5762 | 24.5762 | 22.4773 | 0 | 0 | 0 | 0 | 0 | 0 | 0 | 0 | 0 | 0 | 0 | 0 | 0 | 0 | 0 | 0 | 0 | 0 | 0 | 0 | 0 | 75 | 275 | 275 | 275 | 275 | 275 | 0% | 0% | 0% | 16.35% | 16.35% | 16.35% | 16.35% | 16.35% | 16.35% | 0 | 0 | 0 | 76.5 | 204 | 0 | 0 | 0 | 0 | 0 | 0 | 0 | 52.2505 | 115.1527 | 0 | 0 | 0 | 0 | 184.1435 | 184.1435 | 280.5 | 308.55 | Unplanned Build | Potential Build Solar PV2020
| 71 | NORT SOLAR PV 2023 | Northern Ghana Group | Sun | Solar PV | 0 | 0 | 0 | 0 | 0 | 0 | 0 | 0 | 0 | 0 | 0 | 0 | 0 | 143.1961 | 286.3922 | 286.3922 | 286.3922 | 286.3922 | 0 | 0 | 0 | 0 | 24.7251 | 24.7251 | 24.5762 | 24.5762 | 22.4773 | 0 | 0 | 0 | 0 | 0 | 0 | 0 | 0 | 0 | 0 | 0 | 0 | 0 | 0 | 0 | 0 | 0 | 0 | 0 | 0 | 0 | 0 | 100 | 200 | 200 | 200 | 200 | 0% | 0% | 0% | 0% | 16.35% | 16.35% | 16.35% | 16.35% | 16.35% | 0 | 0 | 0 | 0 | 95.7 | 95.7 | 0 | 0 | 0 | 0 | 0 | 0 | 0 | 54.0202 | 40.5861 | 0 | 0 | 0 | 104.0669 | 104.0669 | 191.4 | 210.54 | Unplanned Build | Potential Build Solar PV2023
| 72 | NORT SOLAR PV 2026 | Northern Ghana Group | Sun | Solar PV | 0 | 0 | 0 | 0 | 0 | 0 | 0 | 0 | 0 | 0 | 0 | 0 | 0 | 0 | 143.1961 | 429.5883 | 429.5883 | 429.5883 | 0 | 0 | 0 | 0 | 0 | 24.7251 | 24.5762 | 24.5762 | 22.4773 | 0 | 0 | 0 | 0 | 0 | 0 | 0 | 0 | 0 | 0 | 0 | 0 | 0 | 0 | 0 | 0 | 0 | 0 | 0 | 0 | 0 | 0 | 0 | 100 | 300 | 300 | 300 | 0% | 0% | 0% | 0% | 0% | 16.35% | 16.35% | 16.35% | 16.35% | 0 | 0 | 0 | 0 | 0 | 89.5 | 179 | 0 | 0 | 0 | 0 | 0 | 0 | 0 | 37.9567 | 57.0349 | 0 | 0 | 41.7524 | 104.4908 | 89.5 | 295.35 | Unplanned Build | Potential Build Solar PV2026
| 73 | NORT SOLAR PV 2030 | Northern Ghana Group | Sun | Solar PV | 0 | 0 | 0 | 0 | 0 | 0 | 0 | 0 | 0 | 0 | 0 | 0 | 0 | 0 | 0 | 71.598 | 357.9902 | 357.9902 | 0 | 0 | 0 | 0 | 0 | 0 | 24.5762 | 24.5762 | 22.4773 | 0 | 0 | 0 | 0 | 0 | 0 | 0 | 0 | 0 | 0 | 0 | 0 | 0 | 0 | 0 | 0 | 0 | 0 | 0 | 0 | 0 | 0 | 0 | 0 | 50 | 250 | 250 | 0% | 0% | 0% | 0% | 0% | 0% | 16.35% | 16.35% | 16.35% | 0 | 0 | 0 | 0 | 0 | 0 | 41.4 | 165.6 | 0 | 0 | 0 | 0 | 0 | 0 | 0 | 13.1913 | 32.7631 | 0 | 0 | 50.5498 | 0 | 227.7 | Unplanned Build | Potential Build Solar PV2030
| 74 | NORT SOLAR PV 2035 | Northern Ghana Group | Sun | Solar PV | 0 | 0 | 0 | 0 | 0 | 0 | 0 | 0 | 0 | 0 | 0 | 0 | 0 | 0 | 0 | 0 | 143.1961 | 859.1766 | 0 | 0 | 0 | 0 | 0 | 0 | 0 | 24.5762 | 22.4773 | 0 | 0 | 0 | 0 | 0 | 0 | 0 | 0 | 0 | 0 | 0 | 0 | 0 | 0 | 0 | 0 | 0 | 0 | 0 | 0 | 0 | 0 | 0 | 0 | 0 | 100 | 600 | 0% | 0% | 0% | 0% | 0% | 0% | 0% | 16.35% | 16.35% | 0 | 0 | 0 | 0 | 0 | 0 | 0 | 76 | 380 | 0 | 0 | 0 | 0 | 0 | 0 | 0 | 15.0362 | 46.6815 | 0 | 16.5398 | 0 | 83.6 | Unplanned Build | Potential Build Solar PV2035
| 76 | SOUT SOLAR PV 2020 | SouthEast Ghana Group | Sun | Solar PV | 0 | 0 | 0 | 0 | 0 | 0 | 0 | 0 | 0 | 0 | 0 | 0 | 44.3627 | 171.1132 | 171.1132 | 171.1132 | 171.1132 | 171.1132 | 0 | 0 | 0 | 25.981 | 24.7251 | 24.7251 | 24.5762 | 24.5762 | 22.4773 | 0 | 0 | 0 | 0 | 0 | 0 | 0 | 0 | 0 | 0 | 0 | 0 | 0 | 0 | 0 | 0 | 0 | 0 | 0 | 0 | 0 | 35 | 135 | 135 | 135 | 135 | 135 | 0% | 0% | 0% | 14.47% | 14.47% | 14.47% | 14.47% | 14.47% | 14.47% | 0 | 0 | 0 | 35.7 | 102 | 0 | 0 | 0 | 0 | 0 | 0 | 0 | 24.3836 | 57.5763 | 0 | 0 | 0 | 0 | 90.1559 | 90.1559 | 137.7 | 151.47 | Unplanned Build | Potential Build Solar PV2020
| 77 | SOUT SOLAR PV 2026 | SouthEast Ghana Group | Sun | Solar PV | 0 | 0 | 0 | 0 | 0 | 0 | 0 | 0 | 0 | 0 | 0 | 0 | 0 | 0 | 63.3753 | 154.2191 | 280.9696 | 280.9696 | 0 | 0 | 0 | 0 | 0 | 24.7251 | 24.5762 | 24.5762 | 22.4773 | 0 | 0 | 0 | 0 | 0 | 0 | 0 | 0 | 0 | 0 | 0 | 0 | 0 | 0 | 0 | 0 | 0 | 0 | 0 | 0 | 0 | 0 | 0 | 50 | 121.6714 | 221.6714 | 221.6714 | 0% | 0% | 0% | 0% | 0% | 14.47% | 14.47% | 14.47% | 14.47% | 0 | 0 | 0 | 0 | 0 | 44.75 | 64.1459 | 89.5 | 0 | 0 | 0 | 0 | 0 | 0 | 18.9784 | 20.4389 | 17.7071 | 0 | 20.8762 | 62.8368 | 44.75 | 218.2355 | Unplanned Build | Potential Build Solar PV2026
| 78 | SOUT SOLAR PV 2035 | SouthEast Ghana Group | Sun | Solar PV | 0 | 0 | 0 | 0 | 0 | 0 | 0 | 0 | 0 | 0 | 0 | 0 | 0 | 0 | 0 | 0 | 126.7505 | 570.3773 | 0 | 0 | 0 | 0 | 0 | 0 | 0 | 24.7744 | 22.6586 | 0 | 0 | 0 | 0 | 0 | 0 | 0 | 0 | 0 | 0 | 0 | 0 | 0 | 0 | 0 | 0 | 0 | 0 | 0 | 0 | 0 | 0 | 0 | 0 | 0 | 100 | 450 | 0% | 0% | 0% | 0% | 0% | 0% | 0% | 14.47% | 14.47% | 0 | 0 | 0 | 0 | 0 | 0 | 0 | 76 | 266 | 0 | 0 | 0 | 0 | 0 | 0 | 0 | 15.0362 | 32.677 | 0 | 16.5398 | 0 | 83.6 | Unplanned Build | Potential Build Solar PV2035
| 80 | SOUT SOLAR PV 2020 | SouthWest Ghana Group | Sun | Solar PV | 0 | 0 | 0 | 0 | 0 | 0 | 0 | 0 | 0 | 0 | 0 | 0 | 57.0377 | 133.088 | 133.088 | 133.088 | 133.088 | 133.088 | 0 | 0 | 0 | 25.981 | 24.7251 | 24.7251 | 24.5762 | 24.5762 | 22.4773 | 0 | 0 | 0 | 0 | 0 | 0 | 0 | 0 | 0 | 0 | 0 | 0 | 0 | 0 | 0 | 0 | 0 | 0 | 0 | 0 | 0 | 45 | 105 | 105 | 105 | 105 | 105 | 0% | 0% | 0% | 14.47% | 14.47% | 14.47% | 14.47% | 14.47% | 14.47% | 0 | 0 | 0 | 45.9 | 61.2 | 0 | 0 | 0 | 0 | 0 | 0 | 0 | 31.3503 | 34.5458 | 0 | 0 | 0 | 0 | 72.4857 | 72.4857 | 107.1 | 117.81 | Unplanned Build | Potential Build Solar PV2020
| 81 | SOUT SOLAR PV 2026 | SouthWest Ghana Group | Sun | Solar PV | 0 | 0 | 0 | 0 | 0 | 0 | 0 | 0 | 0 | 0 | 0 | 0 | 0 | 0 | 50.7002 | 150.8553 | 201.5555 | 201.5555 | 0 | 0 | 0 | 0 | 0 | 24.7251 | 24.5762 | 24.5762 | 22.4773 | 0 | 0 | 0 | 0 | 0 | 0 | 0 | 0 | 0 | 0 | 0 | 0 | 0 | 0 | 0 | 0 | 0 | 0 | 0 | 0 | 0 | 0 | 0 | 40 | 119.0175 | 159.0175 | 159.0175 | 0% | 0% | 0% | 0% | 0% | 14.47% | 14.47% | 14.47% | 14.47% | 0 | 0 | 0 | 0 | 0 | 35.8 | 70.7207 | 35.8 | 0 | 0 | 0 | 0 | 0 | 0 | 15.1827 | 22.5338 | 7.0828 | 0 | 16.701 | 49.2792 | 35.8 | 156.5527 | Unplanned Build | Potential Build Solar PV2026
| 82 | SOUT SOLAR PV 2035 | SouthWest Ghana Group | Sun | Solar PV | 0 | 0 | 0 | 0 | 0 | 0 | 0 | 0 | 0 | 0 | 0 | 0 | 0 | 0 | 0 | 0 | 25.3501 | 304.2012 | 0 | 0 | 0 | 0 | 0 | 0 | 0 | 24.7744 | 22.6586 | 0 | 0 | 0 | 0 | 0 | 0 | 0 | 0 | 0 | 0 | 0 | 0 | 0 | 0 | 0 | 0 | 0 | 0 | 0 | 0 | 0 | 0 | 0 | 0 | 0 | 20 | 240 | 0% | 0% | 0% | 0% | 0% | 0% | 0% | 14.47% | 14.47% | 0 | 0 | 0 | 0 | 0 | 0 | 0 | 15.2 | 167.2 | 0 | 0 | 0 | 0 | 0 | 0 | 0 | 3.0072 | 20.5398 | 0 | 3.308 | 0 | 16.72 | Unplanned Build | Potential Build Solar PV2035
| 83 | SOUT SOLAR PV 2020 | SouthEast Ghana Group | Sun | Solar PV | 0 | 0 | 0 | 0 | 0 | 0 | 0 | 0 | 0 | 0 | 0 | 0 | 19.0126 | 19.0126 | 19.0126 | 19.0126 | 19.0126 | 19.0126 | 0 | 0 | 0 | 25.981 | 24.7251 | 24.7251 | 24.5762 | 24.5762 | 22.4773 | 0 | 0 | 0 | 0 | 0 | 0 | 0 | 0 | 0 | 0 | 0 | 0 | 0 | 0 | 0 | 0 | 0 | 0 | 0 | 0 | 0 | 15 | 15 | 15 | 15 | 15 | 15 | 0% | 0% | 0% | 14.47% | 14.47% | 14.47% | 14.47% | 14.47% | 14.47% | 0 | 0 | 0 | 15.3 | 0 | 0 | 0 | 0 | 0 | 0 | 0 | 0 | 10.4501 | 0 | 0 | 0 | 0 | 0 | 11.4951 | 11.4951 | 15.3 | 16.83 | Unplanned Build | Potential Build Solar PV2020
| 84 | SOUT SOLAR PV 2026 | SouthEast Ghana Group | Sun | Solar PV | 0 | 0 | 0 | 0 | 0 | 0 | 0 | 0 | 0 | 0 | 0 | 0 | 0 | 0 | 25.3501 | 25.3501 | 50.7002 | 50.7002 | 0 | 0 | 0 | 0 | 0 | 24.7251 | 24.5762 | 24.5762 | 22.4773 | 0 | 0 | 0 | 0 | 0 | 0 | 0 | 0 | 0 | 0 | 0 | 0 | 0 | 0 | 0 | 0 | 0 | 0 | 0 | 0 | 0 | 0 | 0 | 20 | 20 | 40 | 40 | 0% | 0% | 0% | 0% | 0% | 14.47% | 14.47% | 14.47% | 14.47% | 0 | 0 | 0 | 0 | 0 | 17.9 | 0 | 17.9 | 0 | 0 | 0 | 0 | 0 | 0 | 7.5913 | 0 | 3.5414 | 0 | 8.3505 | 12.246 | 17.9 | 39.38 | Unplanned Build | Potential Build Solar PV2026
| 85 | SOUT SOLAR PV 2035 | SouthEast Ghana Group | Sun | Solar PV | 0 | 0 | 0 | 0 | 0 | 0 | 0 | 0 | 0 | 0 | 0 | 0 | 0 | 0 | 0 | 0 | 25.3501 | 76.0503 | 0 | 0 | 0 | 0 | 0 | 0 | 0 | 24.7744 | 22.6586 | 0 | 0 | 0 | 0 | 0 | 0 | 0 | 0 | 0 | 0 | 0 | 0 | 0 | 0 | 0 | 0 | 0 | 0 | 0 | 0 | 0 | 0 | 0 | 0 | 0 | 20 | 60 | 0% | 0% | 0% | 0% | 0% | 0% | 0% | 14.47% | 14.47% | 0 | 0 | 0 | 0 | 0 | 0 | 0 | 15.2 | 30.4 | 0 | 0 | 0 | 0 | 0 | 0 | 0 | 3.0072 | 3.7345 | 0 | 3.308 | 0 | 16.72 | Unplanned Build | Potential Build Solar PV2035
| 86 | ASHA SOLAR PV WITH STORAGE 2020 | Ashanti Group | Sun + storage | Solar PV + Storage | 0 | 0 | 0 | 0 | 0 | 0 | 0 | 0 | 0 | 0 | 0 | 0 | 0 | 12.675 | 12.675 | 12.675 | 12.675 | 12.675 | 0 | 0 | 0 | 0 | 27.9154 | 27.9154 | 27.7473 | 27.7473 | 25.3776 | 0 | 0 | 0 | 0 | 0 | 0 | 0 | 0 | 0 | 0 | 0 | 0 | 0 | 0 | 0 | 0 | 0 | 0 | 0 | 0 | 0 | 0 | 10 | 10 | 10 | 10 | 10 | 0% | 0% | 0% | 0% | 14.47% | 14.47% | 14.47% | 14.47% | 14.47% | 0 | 0 | 0 | 0 | 14.57 | 0 | 0 | 0 | 0 | 0 | 0 | 0 | 0 | 8.2244 | 0 | 0 | 0 | 0 | 9.0468 | 9.0468 | 14.57 | 16.027 | Unplanned Build | Potential Build Solar PV with storage2020
| 88 | ASHA SOLAR PV WITH STORAGE 2035 | Ashanti Group | Sun + storage | Solar PV + Storage | 0 | 0 | 0 | 0 | 0 | 0 | 0 | 0 | 0 | 0 | 0 | 0 | 0 | 0 | 0 | 0 | 12.675 | 76.0503 | 0 | 0 | 0 | 0 | 0 | 0 | 0 | 27.7473 | 25.3776 | 0 | 0 | 0 | 0 | 0 | 0 | 0 | 0 | 0 | 0 | 0 | 0 | 0 | 0 | 0 | 0 | 0 | 0 | 0 | 0 | 0 | 0 | 0 | 0 | 0 | 10 | 60 | 0% | 0% | 0% | 0% | 0% | 0% | 0% | 14.47% | 14.47% | 0 | 0 | 0 | 0 | 0 | 0 | 0 | 10.8 | 54 | 0 | 0 | 0 | 0 | 0 | 0 | 0 | 2.1367 | 6.6337 | 0 | 2.3504 | 0 | 11.88 | Unplanned Build | Potential Build Solar PV with storage2035
| 89 | SOUT SOLAR PV WITH STORAGE 2020 | SouthWest Ghana Group | Sun + storage | Solar PV + Storage | 0 | 0 | 0 | 0 | 0 | 0 | 0 | 0 | 0 | 0 | 0 | 0 | 0 | 12.675 | 12.675 | 12.675 | 12.675 | 12.675 | 0 | 0 | 0 | 0 | 27.9154 | 27.9154 | 27.7473 | 27.7473 | 25.3776 | 0 | 0 | 0 | 0 | 0 | 0 | 0 | 0 | 0 | 0 | 0 | 0 | 0 | 0 | 0 | 0 | 0 | 0 | 0 | 0 | 0 | 0 | 10 | 10 | 10 | 10 | 10 | 0% | 0% | 0% | 0% | 14.47% | 14.47% | 14.47% | 14.47% | 14.47% | 0 | 0 | 0 | 0 | 14.57 | 0 | 0 | 0 | 0 | 0 | 0 | 0 | 0 | 8.2244 | 0 | 0 | 0 | 0 | 9.0468 | 9.0468 | 14.57 | 16.027 | Unplanned Build | Potential Build Solar PV with storage2020
| 91 | SOUT SOLAR PV WITH STORAGE 2035 | SouthWest Ghana Group | Sun + storage | Solar PV + Storage | 0 | 0 | 0 | 0 | 0 | 0 | 0 | 0 | 0 | 0 | 0 | 0 | 0 | 0 | 0 | 0 | 12.675 | 63.3752 | 0 | 0 | 0 | 0 | 0 | 0 | 0 | 27.7473 | 25.3776 | 0 | 0 | 0 | 0 | 0 | 0 | 0 | 0 | 0 | 0 | 0 | 0 | 0 | 0 | 0 | 0 | 0 | 0 | 0 | 0 | 0 | 0 | 0 | 0 | 0 | 10 | 50 | 0% | 0% | 0% | 0% | 0% | 0% | 0% | 14.47% | 14.47% | 0 | 0 | 0 | 0 | 0 | 0 | 0 | 10.8 | 43.2 | 0 | 0 | 0 | 0 | 0 | 0 | 0 | 2.1367 | 5.3069 | 0 | 2.3504 | 0 | 11.88 | Unplanned Build | Potential Build Solar PV with storage2035
| 92 | NORT SOLAR PV WITH STORAGE 2020 | Northern Ghana Group | Sun + storage | Solar PV + Storage | 0 | 0 | 0 | 0 | 0 | 0 | 0 | 0 | 0 | 0 | 0 | 0 | 0 | 126.7505 | 126.7505 | 126.7505 | 126.7505 | 126.7505 | 0 | 0 | 0 | 0 | 27.9154 | 27.9154 | 27.7473 | 27.7473 | 25.3776 | 0 | 0 | 0 | 0 | 0 | 0 | 0 | 0 | 0 | 0 | 0 | 0 | 0 | 0 | 0 | 0 | 0 | 0 | 0 | 0 | 0 | 0 | 100 | 100 | 100 | 100 | 100 | 0% | 0% | 0% | 0% | 14.47% | 14.47% | 14.47% | 14.47% | 14.47% | 0 | 0 | 0 | 0 | 145.7 | 0 | 0 | 0 | 0 | 0 | 0 | 0 | 0 | 82.2439 | 0 | 0 | 0 | 0 | 90.4682 | 90.4682 | 145.7 | 160.27 | Unplanned Build | Potential Build Solar PV with storage2020
| 94 | NORT SOLAR PV WITH STORAGE 2035 | Northern Ghana Group | Sun + storage | Solar PV + Storage | 0 | 0 | 0 | 0 | 0 | 0 | 0 | 0 | 0 | 0 | 0 | 0 | 0 | 0 | 0 | 0 | 63.3752 | 380.2515 | 0 | 0 | 0 | 0 | 0 | 0 | 0 | 27.7473 | 25.3776 | 0 | 0 | 0 | 0 | 0 | 0 | 0 | 0 | 0 | 0 | 0 | 0 | 0 | 0 | 0 | 0 | 0 | 0 | 0 | 0 | 0 | 0 | 0 | 0 | 0 | 50 | 300 | 0% | 0% | 0% | 0% | 0% | 0% | 0% | 14.47% | 14.47% | 0 | 0 | 0 | 0 | 0 | 0 | 0 | 54 | 270 | 0 | 0 | 0 | 0 | 0 | 0 | 0 | 10.6836 | 33.1684 | 0 | 11.752 | 0 | 59.4 | Unplanned Build | Potential Build Solar PV with storage2035
| 95 | SOUT SOLAR PV WITH STORAGE 2020 | SouthEast Ghana Group | Sun + storage | Solar PV + Storage | 0 | 0 | 0 | 0 | 0 | 0 | 0 | 0 | 0 | 0 | 0 | 0 | 0 | 50.7002 | 50.7002 | 50.7002 | 50.7002 | 50.7002 | 0 | 0 | 0 | 0 | 27.9154 | 27.9154 | 27.7473 | 27.7473 | 25.3776 | 0 | 0 | 0 | 0 | 0 | 0 | 0 | 0 | 0 | 0 | 0 | 0 | 0 | 0 | 0 | 0 | 0 | 0 | 0 | 0 | 0 | 0 | 40 | 40 | 40 | 40 | 40 | 0% | 0% | 0% | 0% | 14.47% | 14.47% | 14.47% | 14.47% | 14.47% | 0 | 0 | 0 | 0 | 58.28 | 0 | 0 | 0 | 0 | 0 | 0 | 0 | 0 | 32.8975 | 0 | 0 | 0 | 0 | 36.1873 | 36.1873 | 58.28 | 64.108 | Unplanned Build | Potential Build Solar PV with storage2020
| 97 | SOUT SOLAR PV WITH STORAGE 2035 | SouthEast Ghana Group | Sun + storage | Solar PV + Storage | 0 | 0 | 0 | 0 | 0 | 0 | 0 | 0 | 0 | 0 | 0 | 0 | 0 | 0 | 0 | 0 | 63.3752 | 278.8511 | 0 | 0 | 0 | 0 | 0 | 0 | 0 | 27.7473 | 25.3776 | 0 | 0 | 0 | 0 | 0 | 0 | 0 | 0 | 0 | 0 | 0 | 0 | 0 | 0 | 0 | 0 | 0 | 0 | 0 | 0 | 0 | 0 | 0 | 0 | 0 | 50 | 220 | 0% | 0% | 0% | 0% | 0% | 0% | 0% | 14.47% | 14.47% | 0 | 0 | 0 | 0 | 0 | 0 | 0 | 54 | 183.6 | 0 | 0 | 0 | 0 | 0 | 0 | 0 | 10.6836 | 22.5545 | 0 | 11.752 | 0 | 59.4 | Unplanned Build | Potential Build Solar PV with storage2035
| 98 | SOUT SOLAR PV WITH STORAGE 2020 | SouthWest Ghana Group | Sun + storage | Solar PV + Storage | 0 | 0 | 0 | 0 | 0 | 0 | 0 | 0 | 0 | 0 | 0 | 0 | 0 | 38.0251 | 38.0251 | 38.0251 | 38.0251 | 38.0251 | 0 | 0 | 0 | 0 | 27.9154 | 27.9154 | 27.7473 | 27.7473 | 25.3776 | 0 | 0 | 0 | 0 | 0 | 0 | 0 | 0 | 0 | 0 | 0 | 0 | 0 | 0 | 0 | 0 | 0 | 0 | 0 | 0 | 0 | 0 | 30 | 30 | 30 | 30 | 30 | 0% | 0% | 0% | 0% | 14.47% | 14.47% | 14.47% | 14.47% | 14.47% | 0 | 0 | 0 | 0 | 43.71 | 0 | 0 | 0 | 0 | 0 | 0 | 0 | 0 | 24.6732 | 0 | 0 | 0 | 0 | 27.1405 | 27.1405 | 43.71 | 48.081 | Unplanned Build | Potential Build Solar PV with storage2020
| 100 | SOUT SOLAR PV WITH STORAGE 2035 | SouthWest Ghana Group | Sun + storage | Solar PV + Storage | 0 | 0 | 0 | 0 | 0 | 0 | 0 | 0 | 0 | 0 | 0 | 0 | 0 | 0 | 0 | 0 | 12.675 | 101.4004 | 0 | 0 | 0 | 0 | 0 | 0 | 0 | 27.7473 | 25.3776 | 0 | 0 | 0 | 0 | 0 | 0 | 0 | 0 | 0 | 0 | 0 | 0 | 0 | 0 | 0 | 0 | 0 | 0 | 0 | 0 | 0 | 0 | 0 | 0 | 0 | 10 | 80 | 0% | 0% | 0% | 0% | 0% | 0% | 0% | 14.47% | 14.47% | 0 | 0 | 0 | 0 | 0 | 0 | 0 | 10.8 | 75.6 | 0 | 0 | 0 | 0 | 0 | 0 | 0 | 2.1367 | 9.2872 | 0 | 2.3504 | 0 | 11.88 | Unplanned Build | Potential Build Solar PV with storage2035
| 103 | SOUT SOLAR PV WITH STORAGE 2035 | SouthEast Ghana Group | Sun + storage | Solar PV + Storage | 0 | 0 | 0 | 0 | 0 | 0 | 0 | 0 | 0 | 0 | 0 | 0 | 0 | 0 | 0 | 0 | 12.675 | 50.7002 | 0 | 0 | 0 | 0 | 0 | 0 | 0 | 27.7473 | 25.3776 | 0 | 0 | 0 | 0 | 0 | 0 | 0 | 0 | 0 | 0 | 0 | 0 | 0 | 0 | 0 | 0 | 0 | 0 | 0 | 0 | 0 | 0 | 0 | 0 | 0 | 10 | 40 | 0% | 0% | 0% | 0% | 0% | 0% | 0% | 14.47% | 14.47% | 0 | 0 | 0 | 0 | 0 | 0 | 0 | 10.8 | 32.4 | 0 | 0 | 0 | 0 | 0 | 0 | 0 | 2.1367 | 3.9802 | 0 | 2.3504 | 0 | 11.88 | Unplanned Build | Potential Build Solar PV with storage2035
| 104 | SOUT WIND TURBINE 2020 | SouthEast Ghana Group | Wind | Wind | 0 | 0 | 0 | 0 | 0 | 0 | 0 | 0 | 0 | 0 | 0 | 0 | 175.1525 | 350.305 | 700.61 | 700.61 | 700.61 | 700.61 | 0 | 0 | 0 | 48.9343 | 46.5689 | 46.5689 | 46.2884 | 46.2884 | 42.3353 | 0 | 0 | 0 | 0 | 0 | 0 | 0 | 0 | 0 | 0 | 0 | 0 | 0 | 0 | 0 | 0 | 0 | 0 | 0 | 0 | 0 | 75 | 150 | 300 | 300 | 300 | 300 | 0% | 0% | 0% | 26.66% | 26.66% | 26.66% | 26.66% | 26.66% | 26.66% | 0 | 0 | 0 | 116.025 | 116.025 | 232.05 | 0 | 0 | 0 | 0 | 0 | 0 | 79.2466 | 65.4931 | 98.4119 | 0 | 0 | 0 | 267.4667 | 267.4667 | 464.1 | 510.51 | Unplanned Build | Potential Build Wind2020
| 105 | SOUT WIND TURBINE 2026 | SouthEast Ghana Group | Wind | Wind | 0 | 0 | 0 | 0 | 0 | 0 | 0 | 0 | 0 | 0 | 0 | 0 | 0 | 0 | 350.305 | 817.3784 | 1050.9151 | 1050.9151 | 0 | 0 | 0 | 0 | 0 | 46.5689 | 46.2884 | 46.2884 | 42.3353 | 0 | 0 | 0 | 0 | 0 | 0 | 0 | 0 | 0 | 0 | 0 | 0 | 0 | 0 | 0 | 0 | 0 | 0 | 0 | 0 | 0 | 0 | 0 | 150 | 350 | 450 | 450 | 0% | 0% | 0% | 0% | 0% | 26.66% | 26.66% | 26.66% | 26.66% | 0 | 0 | 0 | 0 | 0 | 219 | 292 | 146 | 0 | 0 | 0 | 0 | 0 | 0 | 92.8774 | 93.0402 | 28.8853 | 0 | 102.1651 | 236.2832 | 219 | 722.7 | Unplanned Build | Potential Build Wind2026
| 106 | SOUT WIND TURBINE 2035 | SouthEast Ghana Group | Wind | Wind | 0 | 0 | 0 | 0 | 0 | 0 | 0 | 0 | 0 | 0 | 0 | 0 | 0 | 0 | 0 | 0 | 467.0734 | 467.0734 | 0 | 0 | 0 | 0 | 0 | 0 | 0 | 46.5758 | 42.5982 | 0 | 0 | 0 | 0 | 0 | 0 | 0 | 0 | 0 | 0 | 0 | 0 | 0 | 0 | 0 | 0 | 0 | 0 | 0 | 0 | 0 | 0 | 0 | 0 | 0 | 200 | 200 | 0% | 0% | 0% | 0% | 0% | 0% | 0% | 26.66% | 26.66% | 0 | 0 | 0 | 0 | 0 | 0 | 0 | 268.8 | 0 | 0 | 0 | 0 | 0 | 0 | 0 | 0 | 53.1806 | 0 | 0 | 58.4987 | 0 | 295.68 | Unplanned Build | Potential Build Wind2035
[6 empty] | 0 | 0 | 0 | 0 | 0 | 0 | 0 |  |  | 0 | 0 | 0 | 0 | 0 | 0 | 0 |  |  | 0 | 0 | 0 | 0 | 0 | 0 | 0 |  |  | 0 | 0 | 0 | 0 | 0 | 0 | 0 |  |  | 0 | 0 | 0 | 0 | 0 | 0 | 0 |  |  | 0 | 0 | 0 | 0 | 0 | 0 | 0 |  |  | 0 | 0 | 0 | 0 | 0 | 0 | 0

## Low Demand
Back to Contents | [77 empty] | 90.91% | 82.64% | 75.13% | 68.3% | 56.45% | 42.41% | 31.86% | 19.78% | 12.28% | Cap Cost NPV |  | Cap Cost -- no NPV
|  | Plant Name |  |  |  | FUEL CONSUMPTION | [8 empty] | GENERATION | [8 empty] | FOM (USD/kW-yr | [8 empty] | VOM (USD/MWh) | [10 empty] | Fuel Cost (USD/MWh) | [6 empty] | Available Capacity | [8 empty] | Capacity Factors | [8 empty] | Total Capital Cost | [8 empty] | Total Capital Cost (NPV) | [8 empty] | 1955.0524 | 2127.6759 | 3344.6486 | 4551.6334 | Unplanned? | Plant Name
| UnitID |  | Model Region | Fuel Type | Capacity Type | 2017 | 2018 | 2019 | 2020 | 2023 | 2026 | 2030 | 2035 | 2040 | 2017 | 2018 | 2019 | 2020 | 2023 | 2026 | 2030 | 2035 | 2040 | 2017 | 2018 | 2019 | 2020 | 2023 | 2026 | 2030 | 2035 | 2040 | 2017 | 2018 | 2019 | 2020 | 2023 | 2026 | 2030 | 2035 | 2040 | 2017 | 2018 | 2019 | 2020 | 2023 | 2026 | 2030 | 2035 | 2040 | 2017 | 2018 | 2019 | 2020 | 2023 | 2026 | 2030 | 2035 | 2040 | 2017 | 2018 | 2019 | 2020 | 2023 | 2026 | 2030 | 2035 | 2040 | 2017 | 2018 | 2019 | 2020 | 2023 | 2026 | 2030 | 2035 | 2040 | 2017 | 2018 | 2019 | 2020 | 2023 | 2026 | 2030 | 2035 | 2040 | 10-year | 20-year | 10-year | 20-year
| 1 | CENIT | SouthEast Ghana Group | Oil | Oil Combustion | 0 | 0 | 0 | 0 | 0 | 0 | 0 | 0 | 0 | 0 | 0 | 0 | 0 | 0 | 0 | 0 | 0 | 0 | 11.83 | 11.83 | 11.83 | 11.83 | 11.83 | 11.83 | 11.83 | 0 | 0 | 0 | 0 | 0 | 0 | 0 | 0 | 0 | 0 | 0 | 0 | 0 | 0 | 0 | 0 | 0 | 0 | 0 | 0 | 100 | 100 | 100 | 100 | 100 | 100 | 100 | 0 | 0 | 0% | 0% | 0% | 0% | 0% | 0% | 0% | 0% | 0% | [9 empty] | 0 | 0 | 0 | 0 | 0 | 0 | 0 | 0 | 0 | 0 | 0 | 0 | 0 | Existing & Under Const. Plant
| 2 | Trojan 2B | SouthEast Ghana Group | Oil | Oil Combustion | 0.26958 | 0 | 0 | 0 | 0 | 0 | 0 | 0 | 0 | 31.941 | 0 | 0 | 0 | 0 | 0 | 0 | 0 | 0 | 34 | 34 | 34 | 34 | 0 | 0 | 0 | 0 | 0 | 5.5 | 0 | 0 | 0 | 0 | 0 | 0 | 0 | 0 | 97.9957 | 0 | 0 | 0 | 0 | 0 | 0 | 0 | 0 | 16.25 | 16.25 | 16.25 | 16.25 | 0 | 0 | 0 | 0 | 0 | 22.44% | 0% | 0% | 0% | 0% | 0% | 0% | 0% | 0% | [9 empty] | 0 | 0 | 0 | 0 | 0 | 0 | 0 | 0 | 0 | 0 | 0 | 0 | 0 | Existing & Under Const. Plant
| 3 | Trojan 2A | Ashanti Group | Oil | Oil Combustion | 0.26958 | 0 | 0 | 0 | 0 | 0 | 0 | 0 | 0 | 31.941 | 0 | 0 | 0 | 0 | 0 | 0 | 0 | 0 | 34 | 34 | 34 | 34 | 0 | 0 | 0 | 0 | 0 | 5.5 | 0 | 0 | 0 | 0 | 0 | 0 | 0 | 0 | 108.8196 | 0 | 0 | 0 | 0 | 0 | 0 | 0 | 0 | 16.25 | 16.25 | 16.25 | 16.25 | 0 | 0 | 0 | 0 | 0 | 22.44% | 0% | 0% | 0% | 0% | 0% | 0% | 0% | 0% | [9 empty] | 0 | 0 | 0 | 0 | 0 | 0 | 0 | 0 | 0 | 0 | 0 | 0 | 0 | Existing & Under Const. Plant
| 4 | GP Tarkwa Plant | SouthWest Ghana Group | Oil | Oil Combustion | 0 | 0 | 0 | 0 | 0 | 0 | 0 | 0.01502 | 0.027626 | 0 | 0 | 0 | 0 | 0 | 0 | 0 | 1.5132 | 2.7831 | 17.5 | 17.5 | 17.5 | 17.5 | 17.5 | 17.5 | 17.5 | 17.5 | 17.5 | 0 | 0 | 0 | 0 | 0 | 0 | 0 | 3.5 | 3.5 | 0 | 0 | 0 | 0 | 0 | 0 | 0 | 163.9775 | 163.9775 | 33 | 33 | 33 | 33 | 33 | 33 | 33 | 33 | 33 | 0% | 0% | 0% | 0% | 0% | 0% | 0% | 0.5235% | 0.9628% | [9 empty] | 0 | 0 | 0 | 0 | 0 | 0 | 0 | 0 | 0 | 0 | 0 | 0 | 0 | Existing & Under Const. Plant
| 5 | GP Chirano Plant | SouthWest Ghana Group | Oil | Oil Combustion | 0 | 0 | 0 | 0 | 0 | 0 | 0 | 0 | 0.021004 | 0 | 0 | 0 | 0 | 0 | 0 | 0 | 0 | 1.9095 | 17.5 | 17.5 | 17.5 | 17.5 | 17.5 | 17.5 | 17.5 | 17.5 | 17.5 | 0 | 0 | 0 | 0 | 0 | 0 | 0 | 0 | 3.5 | 0 | 0 | 0 | 0 | 0 | 0 | 0 | 0 | 181.72 | 30 | 30 | 30 | 30 | 30 | 30 | 30 | 30 | 30 | 0% | 0% | 0% | 0% | 0% | 0% | 0% | 0% | 0.7266% | [9 empty] | 0 | 0 | 0 | 0 | 0 | 0 | 0 | 0 | 0 | 0 | 0 | 0 | 0 | Existing & Under Const. Plant
| 6 | GP Darmang Plant | SouthWest Ghana Group | Oil | Oil Combustion | 0 | 0 | 0 | 0 | 0 | 0 | 0 | 0 | 0.017253 | 0 | 0 | 0 | 0 | 0 | 0 | 0 | 0 | 1.6231 | 17.5 | 17.5 | 17.5 | 17.5 | 17.5 | 17.5 | 17.5 | 17.5 | 17.5 | 0 | 0 | 0 | 0 | 0 | 0 | 0 | 0 | 3.5 | 0 | 0 | 0 | 0 | 0 | 0 | 0 | 0 | 175.6076 | 25.5 | 25.5 | 25.5 | 25.5 | 25.5 | 25.5 | 25.5 | 25.5 | 25.5 | 0% | 0% | 0% | 0% | 0% | 0% | 0% | 0% | 0.7266% | [9 empty] | 0 | 0 | 0 | 0 | 0 | 0 | 0 | 0 | 0 | 0 | 0 | 0 | 0 | Existing & Under Const. Plant
| 7 | SAPP 2 | SouthEast Ghana Group | Oil/Gas | Oil/Gas Combined Cycle | 9.5999 | 20.205 | 0 | 0 | 0 | 10.4802 | 12.7636 | 20.209 | 23.5117 | 1230.7625 | 2590.3852 | 0 | 0 | 0 | 1343.6216 | 1636.3527 | 2590.8964 | 3014.316 | 16 | 16 | 16 | 16 | 16 | 16 | 16 | 16 | 16 | 3.5 | 3.5 | 0 | 0 | 0 | 3.5 | 3.5 | 3.5 | 3.5 | 70.9394 | 62.4519 | 0 | 0 | 0 | 62.4954 | 63.1572 | 74.7955 | 88.7923 | 370 | 370 | 370 | 370 | 370 | 370 | 370 | 370 | 370 | 37.97% | 79.92% | 0% | 0% | 0% | 41.45% | 50.49% | 79.94% | 93% | [9 empty] | 0 | 0 | 0 | 0 | 0 | 0 | 0 | 0 | 0 | 0 | 0 | 0 | 0 | Existing & Under Const. Plant
| 8 | Cenpower | SouthEast Ghana Group | Oil/Gas | Oil/Gas Combined Cycle | 0 | 0 | 0 | 0 | 0.99979 | 0 | 0 | 2.2598 | 16.9313 | 0 | 0 | 0 | 0 | 127.687 | 0 | 0 | 288.6053 | 2162.362 | 0 | 16 | 16 | 16 | 16 | 16 | 16 | 16 | 16 | 0 | 0 | 0 | 0 | 3.5 | 0 | 0 | 3.5 | 3.5 | 0 | 0 | 0 | 0 | 61.6501 | 0 | 0 | 67.7916 | 80.0142 | 0 | 340 | 340 | 340 | 340 | 340 | 340 | 340 | 340 | 0% | 0% | 0% | 0% | 4.287% | 0% | 0% | 9.69% | 72.6% | [9 empty] | 0 | 0 | 0 | 0 | 0 | 0 | 0 | 0 | 0 | 0 | 0 | 0 | 0 | Existing & Under Const. Plant
| 9 | KarpowerShip 1 | SouthEast Ghana Group | Oil/Gas | Oil/Gas Combined Cycle | 14.837 | 0 | 0 | 0 | 0 | 0 | 0 | 0 | 0 | 1942.0128 | 0 | 0 | 0 | 0 | 0 | 0 | 0 | 0 | 177.828 | 0 | 0 | 0 | 0 | 0 | 0 | 0 | 0 | 3.5 | 0 | 0 | 0 | 0 | 0 | 0 | 0 | 0 | 67.7182 | 0 | 0 | 0 | 0 | 0 | 0 | 0 | 0 | 247 | 0 | 0 | 0 | 0 | 0 | 0 | 0 | 0 | 89.75% | 0% | 0% | 0% | 0% | 0% | 0% | 0% | 0% | [9 empty] | 0 | 0 | 0 | 0 | 0 | 0 | 0 | 0 | 0 | 0 | 0 | 0 | 0 | Existing & Under Const. Plant
| 10 | AKSA | SouthEast Ghana Group | Oil/Gas | Oil/Gas Combined Cycle | 10.1595 | 0 | 14.1342 | 13.054 | 25.9679 | 0 | 0 | 0 | 0.018423 | 1195.236 | 0 | 1662.8424 | 1535.7662 | 3055.05 | 0 | 0 | 0 | 2.1674 | 16 | 16 | 16 | 16 | 16 | 16 | 16 | 16 | 16 | 3.5 | 0 | 3.5 | 3.5 | 3.5 | 0 | 0 | 0 | 3.5 | 75.3409 | 0 | 70.7149 | 70.5776 | 66.9254 | 0 | 0 | 0 | 88.6004 | 250 | 375 | 375 | 375 | 375 | 375 | 375 | 375 | 375 | 54.58% | 0% | 50.62% | 46.75% | 93% | 0% | 0% | 0% | 0.06598% | [9 empty] | 0 | 0 | 0 | 0 | 0 | 0 | 0 | 0 | 0 | 0 | 0 | 0 | 0 | Existing & Under Const. Plant
| 11 | TAPCO (T1) | SouthWest Ghana Group | Oil/Gas | Oil/Gas Combined Cycle | 11.645 | 17.1872 | 9.5854 | 3.1317 | 0 | 0 | 6.5096 | 0 | 0.47563 | 1496.2074 | 2208.3 | 1231.5801 | 402.3783 | 0 | 0 | 836.3823 | 0 | 61.1115 | 18.7 | 18.7 | 18.7 | 18.7 | 18.7 | 18.7 | 18.7 | 18.7 | 18.7 | 5 | 5 | 5 | 5 | 0 | 0 | 5 | 0 | 5 | 57.9221 | 62.3154 | 64.7499 | 64.6242 | 0 | 0 | 63.0192 | 0 | 61.5635 | 305 | 305 | 305 | 305 | 305 | 305 | 305 | 305 | 305 | 56% | 82.65% | 46.1% | 15.06% | 0% | 0% | 31.3% | 0% | 2.287% | [9 empty] | 0 | 0 | 0 | 0 | 0 | 0 | 0 | 0 | 0 | 0 | 0 | 0 | 0 | Existing & Under Const. Plant
| 12 | TICO (T2) | SouthWest Ghana Group | Oil/Gas | Oil/Gas Combined Cycle | 17.7346 | 17.7346 | 0 | 0 | 0 | 14.5144 | 17.7346 | 17.7346 | 5.841 | 2382.7198 | 2382.72 | 0 | 0 | 0 | 1950.0726 | 2382.72 | 2382.72 | 784.7707 | 30.94 | 30.94 | 30.94 | 30.94 | 30.94 | 30.94 | 30.94 | 30.94 | 30.94 | 4.9 | 4.9 | 0 | 0 | 0 | 4.9 | 4.9 | 4.9 | 4.9 | 55.8361 | 59.5931 | 0 | 0 | 0 | 59.635 | 60.2662 | 59.8438 | 58.8741 | 320 | 320 | 320 | 320 | 320 | 320 | 320 | 320 | 320 | 85% | 85% | 0% | 0% | 0% | 69.57% | 85% | 85% | 28% | [9 empty] | 0 | 0 | 0 | 0 | 0 | 0 | 0 | 0 | 0 | 0 | 0 | 0 | 0 | Existing & Under Const. Plant
| 13 | Amandi | SouthWest Ghana Group | Oil/Gas | Oil/Gas Combined Cycle | 0 | 0 | 8.0946 | 12.0103 | 0 | 0 | 0 | 0 | 0 | 0 | 0 | 987.1486 | 1464.672 | 0 | 0 | 0 | 0 | 0 | 0 | 0 | 30.94 | 30.94 | 30.94 | 30.94 | 30.94 | 30.94 | 30.94 | 0 | 0 | 4.9 | 4.9 | 0 | 0 | 0 | 0 | 0 | 0 | 0 | 68.2191 | 68.0866 | 0 | 0 | 0 | 0 | 0 | 0 | 0 | 190 | 190 | 190 | 190 | 190 | 190 | 190 | 0% | 0% | 59.31% | 88% | 0% | 0% | 0% | 0% | 0% | [9 empty] | 0 | 0 | 0 | 0 | 0 | 0 | 0 | 0 | 0 | 0 | 0 | 0 | 0 | Existing & Under Const. Plant
| 14 | KarpowerShip 2 | SouthWest Ghana Group | Oil/Gas | Oil/Gas Combined Cycle | 0 | 24.5592 | 31.8841 | 31.8841 | 31.8841 | 0 | 0 | 0 | 0 | 0 | 2884.5644 | 3744.9 | 3744.9 | 3744.9 | 0 | 0 | 0 | 0 | 0 | 177.828 | 177.828 | 177.828 | 177.828 | 0 | 0 | 0 | 0 | 0 | 3.5 | 3.5 | 3.5 | 3.5 | 0 | 0 | 0 | 0 | 0 | 68.1682 | 70.8314 | 70.6939 | 67.0356 | 0 | 0 | 0 | 0 | 0 | 450 | 450 | 450 | 450 | 0 | 0 | 0 | 0 | 0% | 73.18% | 95% | 95% | 95% | 0% | 0% | 0% | 0% | [9 empty] | 0 | 0 | 0 | 0 | 0 | 0 | 0 | 0 | 0 | 0 | 0 | 0 | 0 | Existing & Under Const. Plant
| 15 | Early Power | SouthEast Ghana Group | Oil/Gas | Oil/Gas Combustion | 0 | 0 | 0 | 0 | 0 | 23.0656 | 23.0656 | 23.0656 | 23.0656 | 0 | 0 | 0 | 0 | 0 | 3075.417 | 3075.417 | 3075.417 | 3075.417 | 0 | 0 | 16 | 16 | 16 | 16 | 16 | 16 | 16 | 0 | 0 | 0 | 0 | 0 | 3.5 | 3.5 | 3.5 | 3.5 | 0 | 0 | 0 | 0 | 0 | 60.0917 | 60.8844 | 65.8668 | 81.6069 | 0 | 0 | 377.5 | 377.5 | 377.5 | 377.5 | 377.5 | 377.5 | 377.5 | 0% | 0% | 0% | 0% | 0% | 93% | 93% | 93% | 93% | [9 empty] | 0 | 0 | 0 | 0 | 0 | 0 | 0 | 0 | 0 | 0 | 0 | 0 | 0 | Existing & Under Const. Plant
| 16 | TT1PP | SouthEast Ghana Group | Oil/Gas | Oil/Gas Combustion | 0 | 0 | 0 | 0 | 0 | 0 | 0 | 0 | 0 | 0 | 0 | 0 | 0 | 0 | 0 | 0 | 0 | 0 | 14.3 | 14.3 | 14.3 | 14.3 | 14.3 | 14.3 | 14.3 | 14.3 | 14.3 | 0 | 0 | 0 | 0 | 0 | 0 | 0 | 0 | 0 | 0 | 0 | 0 | 0 | 0 | 0 | 0 | 0 | 0 | 100 | 100 | 100 | 100 | 100 | 100 | 100 | 100 | 100 | 0% | 0% | 0% | 0% | 0% | 0% | 0% | 0% | 0% | [9 empty] | 0 | 0 | 0 | 0 | 0 | 0 | 0 | 0 | 0 | 0 | 0 | 0 | 0 | Existing & Under Const. Plant
| 17 | KTPP | SouthEast Ghana Group | Oil/Gas | Oil/Gas Combustion | 0.33667 | 0 | 17.76 | 17.76 | 17.76 | 0 | 0 | 0 | 0 | 30.8874 | 0 | 1629.36 | 1629.36 | 1629.36 | 0 | 0 | 0 | 0 | 12.3 | 12.3 | 12.3 | 12.3 | 12.3 | 12.3 | 12.3 | 12.3 | 12.3 | 3.5 | 0 | 3.5 | 3.5 | 3.5 | 0 | 0 | 0 | 0 | 126.5585 | 0 | 90.6815 | 90.5054 | 85.822 | 0 | 0 | 0 | 0 | 200 | 200 | 200 | 200 | 200 | 200 | 200 | 200 | 200 | 1.763% | 0% | 93% | 93% | 93% | 0% | 0% | 0% | 0% | [9 empty] | 0 | 0 | 0 | 0 | 0 | 0 | 0 | 0 | 0 | 0 | 0 | 0 | 0 | Existing & Under Const. Plant
| 18 | Trojan 1 | SouthEast Ghana Group | Oil/Gas | Oil/Gas Combustion | 0.41408 | 0 | 0 | 0 | 0 | 0 | 0 | 0 | 0 | 49.0614 | 0 | 0 | 0 | 0 | 0 | 0 | 0 | 0 | 34 | 34 | 34 | 34 | 0 | 0 | 0 | 0 | 0 | 5.5 | 0 | 0 | 0 | 0 | 0 | 0 | 0 | 0 | 97.9957 | 0 | 0 | 0 | 0 | 0 | 0 | 0 | 0 | 24.96 | 24.96 | 24.96 | 24.96 | 0 | 0 | 0 | 0 | 0 | 22.44% | 0% | 0% | 0% | 0% | 0% | 0% | 0% | 0% | [9 empty] | 0 | 0 | 0 | 0 | 0 | 0 | 0 | 0 | 0 | 0 | 0 | 0 | 0 | Existing & Under Const. Plant
| 19 | MRP | SouthEast Ghana Group | Oil/Gas | Oil/Gas Combustion | 0 | 0 | 0 | 0 | 0 | 0 | 0 | 0 | 0 | 0 | 0 | 0 | 0 | 0 | 0 | 0 | 0 | 0 | 12.5737 | 12.5737 | 12.5737 | 12.5737 | 12.5737 | 12.5737 | 12.5737 | 12.5737 | 12.5737 | 0 | 0 | 0 | 0 | 0 | 0 | 0 | 0 | 0 | 0 | 0 | 0 | 0 | 0 | 0 | 0 | 0 | 0 | 70 | 70 | 70 | 70 | 70 | 70 | 70 | 70 | 70 | 0% | 0% | 0% | 0% | 0% | 0% | 0% | 0% | 0% | [9 empty] | 0 | 0 | 0 | 0 | 0 | 0 | 0 | 0 | 0 | 0 | 0 | 0 | 0 | Existing & Under Const. Plant
| 20 | Safisana | SouthEast Ghana Group | Biogas | Biogas | 0.010052 | 0.010052 | 0 | 0 | 0 | 0 | 0.010052 | 0.010052 | 0.010052 | 0.7446 | 0.7446 | 0 | 0 | 0 | 0 | 0.7446 | 0.7446 | 0.7446 | 35 | 35 | 35 | 35 | 35 | 35 | 35 | 35 | 35 | 4.2 | 4.2 | 0 | 0 | 0 | 0 | 4.2 | 4.2 | 4.2 | 40.5 | 40.5 | 0 | 0 | 0 | 0 | 40.5 | 40.5 | 40.5 | 0.1 | 0.1 | 0.1 | 0.1 | 0.1 | 0.1 | 0.1 | 0.1 | 0.1 | 85% | 85% | 0% | 0% | 0% | 0% | 85% | 85% | 85% | [9 empty] | 0 | 0 | 0 | 0 | 0 | 0 | 0 | 0 | 0 | 0 | 0 | 0 | 0 | Existing & Under Const. Plant
| 21 | TT2PP | SouthEast Ghana Group | Gas | Gas Combustion Turbine | 0.53258 | 0 | 0 | 0 | 0 | 0 | 0 | 0 | 0 | 54.7924 | 0 | 0 | 0 | 0 | 0 | 0 | 0 | 0 | 12.1007 | 12.1007 | 12.1007 | 12.1007 | 12.1007 | 12.1007 | 12.1007 | 12.1007 | 12.1007 | 4.5 | 0 | 0 | 0 | 0 | 0 | 0 | 0 | 0 | 79.8984 | 0 | 0 | 0 | 0 | 0 | 0 | 0 | 0 | 45 | 45 | 45 | 45 | 45 | 45 | 45 | 45 | 45 | 13.9% | 0% | 0% | 0% | 0% | 0% | 0% | 0% | 0% | [9 empty] | 0 | 0 | 0 | 0 | 0 | 0 | 0 | 0 | 0 | 0 | 0 | 0 | 0 | Existing & Under Const. Plant
| 22 | SAPP 1 | SouthEast Ghana Group | Gas | Gas Combustion Turbine | 3.0668 | 0 | 0 | 0 | 0 | 0 | 0 | 0 | 0 | 328.6989 | 0 | 0 | 0 | 0 | 0 | 0 | 0 | 0 | 11.83 | 11.83 | 11.83 | 11.83 | 11.83 | 11.83 | 11.83 | 11.83 | 11.83 | 4.5 | 0 | 0 | 0 | 0 | 0 | 0 | 0 | 0 | 76.6926 | 0 | 0 | 0 | 0 | 0 | 0 | 0 | 0 | 180 | 180 | 180 | 180 | 180 | 180 | 180 | 180 | 180 | 20.85% | 0% | 0% | 0% | 0% | 0% | 0% | 0% | 0% | [9 empty] | 0 | 0 | 0 | 0 | 0 | 0 | 0 | 0 | 0 | 0 | 0 | 0 | 0 | Existing & Under Const. Plant
| 23 | Trojan 3 | SouthEast Ghana Group | Gas | Gas Combustion Turbine | 0 | 0 | 0 | 0 | 0 | 0 | 0 | 0 | 0 | 0 | 0 | 0 | 0 | 0 | 0 | 0 | 0 | 0 | 0 | 34 | 34 | 34 | 0 | 0 | 0 | 0 | 0 | 0 | 0 | 0 | 0 | 0 | 0 | 0 | 0 | 0 | 0 | 0 | 0 | 0 | 0 | 0 | 0 | 0 | 0 | 0 | 49.92 | 49.92 | 49.92 | 0 | 0 | 0 | 0 | 0 | 0% | 0% | 0% | 0% | 0% | 0% | 0% | 0% | 0% | [9 empty] | 0 | 0 | 0 | 0 | 0 | 0 | 0 | 0 | 0 | 0 | 0 | 0 | 0 | Existing & Under Const. Plant
| 24 | Ameri_2016 | SouthWest Ghana Group | Gas | Gas Combustion Turbine | 0.43824 | 0 | 18.427 | 18.427 | 0 | 0 | 0 | 0 | 0 | 43.1252 | 0 | 1813.32 | 1813.32 | 0 | 0 | 0 | 0 | 0 | 14.54 | 14.54 | 14.54 | 14.54 | 0 | 0 | 0 | 0 | 0 | 5 | 0 | 5 | 5 | 0 | 0 | 0 | 0 | 0 | 74.9854 | 0 | 84.5417 | 84.3776 | 0 | 0 | 0 | 0 | 0 | 230 | 230 | 230 | 230 | 0 | 0 | 0 | 0 | 0 | 2.14% | 0% | 90% | 90% | 0% | 0% | 0% | 0% | 0% | [9 empty] | 0 | 0 | 0 | 0 | 0 | 0 | 0 | 0 | 0 | 0 | 0 | 0 | 0 | Existing & Under Const. Plant
| 25 | Ameri_2021 | SouthWest Ghana Group | Gas | Gas Combustion Turbine | 0 | 0 | 0 | 0 | 0.609 | 12.2443 | 0 | 0 | 0 | 0 | 0 | 0 | 0 | 59.9289 | 1204.9068 | 0 | 0 | 0 | 0 | 0 | 0 | 0 | 14.54 | 14.54 | 14.54 | 14.54 | 14.54 | 0 | 0 | 0 | 0 | 4.17 | 4.17 | 0 | 0 | 0 | 0 | 0 | 0 | 0 | 80.0113 | 81.4202 | 0 | 0 | 0 | 0 | 0 | 0 | 0 | 230 | 230 | 230 | 230 | 230 | 0% | 0% | 0% | 0% | 2.974% | 59.8% | 0% | 0% | 0% | [9 empty] | 0 | 0 | 0 | 0 | 0 | 0 | 0 | 0 | 0 | 0 | 0 | 0 | 0 | Existing & Under Const. Plant
| 26 | Bui | Northern Ghana Group | Water | Hydro | 0 | 0 | 0 | 0 | 0 | 0 | 0 | 0 | 0 | 669.5865 | 669.5864 | 0 | 0 | 669.5868 | 669.5866 | 669.5861 | 669.5868 | 669.5865 | 27.74 | 27.74 | 27.74 | 27.74 | 27.74 | 27.74 | 27.74 | 27.74 | 27.74 | 1.63 | 1.63 | 0 | 0 | 1.63 | 1.63 | 1.63 | 1.63 | 1.63 | 0 | 0 | 0 | 0 | 0 | 0 | 0 | 0 | 0 | 330 | 330 | 330 | 330 | 330 | 330 | 330 | 330 | 330 | 23.16% | 23.16% | 0% | 0% | 23.16% | 23.16% | 23.16% | 23.16% | 23.16% | [9 empty] | 0 | 0 | 0 | 0 | 0 | 0 | 0 | 0 | 0 | 0 | 0 | 0 | 0 | Existing & Under Const. Plant
| 27 | Akosombo | SouthEast Ghana Group | Water | Hydro | 0 | 0 | 0 | 0 | 0 | 0 | 0 | 0 | 0 | 3681.6903 | 3681.6899 | 3917.1621 | 3805.1341 | 4434.7626 | 4434.762 | 4434.761 | 4434.7626 | 4434.7619 | 9.16 | 9.16 | 9.16 | 9.16 | 9.16 | 9.16 | 9.16 | 9.16 | 9.16 | 0.98 | 0.98 | 0.98 | 0.98 | 0.98 | 0.98 | 0.98 | 0.98 | 0.98 | 0 | 0 | 0 | 0 | 0 | 0 | 0 | 0 | 0 | 900 | 900 | 900 | 900 | 900 | 900 | 900 | 900 | 900 | 46.7% | 46.7% | 49.68% | 48.26% | 56.25% | 56.25% | 56.25% | 56.25% | 56.25% | [9 empty] | 0 | 0 | 0 | 0 | 0 | 0 | 0 | 0 | 0 | 0 | 0 | 0 | 0 | Existing & Under Const. Plant
| 28 | Kpong | SouthEast Ghana Group | Water | Hydro | 0 | 0 | 0 | 0 | 0 | 0 | 0 | 0 | 0 | 722.7074 | 722.7073 | 676.3719 | 706.4949 | 870.534 | 870.534 | 870.5339 | 870.534 | 870.5338 | 9.16 | 9.16 | 9.16 | 9.16 | 9.16 | 9.16 | 9.16 | 9.16 | 9.16 | 0.98 | 0.98 | 0.98 | 0.98 | 0.98 | 0.98 | 0.98 | 0.98 | 0.98 | 0 | 0 | 0 | 0 | 0 | 0 | 0 | 0 | 0 | 140 | 140 | 140 | 140 | 140 | 140 | 140 | 140 | 140 | 58.93% | 58.93% | 55.15% | 57.61% | 70.98% | 70.98% | 70.98% | 70.98% | 70.98% | [9 empty] | 0 | 0 | 0 | 0 | 0 | 0 | 0 | 0 | 0 | 0 | 0 | 0 | 0 | Existing & Under Const. Plant
| 29 | Cote d'Ivoire Dummy | Cote d'Ivoire | Water | Hydro | 0 | 0 | 0 | 0 | 0 | 0 | 0 | 0 | 0 | 814.68 | 814.68 | 10 | 10 | 10 | 10 | 814.6799 | 814.6802 | 814.6802 | 0 | 0 | 0 | 0 | 0 | 0 | 0 | 0 | 0 | 10 | 10 | 10 | 10 | 10 | 10 | 10 | 10 | 10 | 0 | 0 | 0 | 0 | 0 | 0 | 0 | 0 | 0 | 150 | 150 | 150 | 150 | 150 | 150 | 150 | 150 | 150 | 62% | 62% | 0.761% | 0.761% | 0.761% | 0.761% | 62% | 62% | 62% | [9 empty] | 0 | 0 | 0 | 0 | 0 | 0 | 0 | 0 | 0 | 0 | 0 | 0 | 0 | Existing & Under Const. Plant
| 30 | Burkina Dummy | Burkina Group | Water | Hydro | 0 | 0 | 0 | 0 | 0 | 0 | 0 | 0 | 0 | 0.438 | 0.438 | 0.438 | 0.438 | 4.818 | 4.818 | 4.818 | 4.818 | 4.818 | 0 | 0 | 0 | 0 | 0 | 0 | 0 | 0 | 0 | 10 | 10 | 10 | 10 | 10 | 10 | 10 | 10 | 10 | 0 | 0 | 0 | 0 | 0 | 0 | 0 | 0 | 0 | 10 | 10 | 10 | 10 | 110 | 110 | 110 | 110 | 110 | 0.5% | 0.5% | 0.5% | 0.5% | 0.5% | 0.5% | 0.5% | 0.5% | 0.5% | [9 empty] | 0 | 0 | 0 | 0 | 0 | 0 | 0 | 0 | 0 | 0 | 0 | 0 | 0 | Existing & Under Const. Plant
| 31 | VRA Solar | Northern Ghana Group | Sun | Solar PV | 0 | 0 | 0 | 0 | 0 | 0 | 0 | 0 | 0 | 2.7132 | 2.7132 | 2.7132 | 2.7132 | 2.7132 | 2.7132 | 2.7132 | 2.7132 | 2.7132 | 0 | 0 | 0 | 0 | 0 | 0 | 0 | 0 | 0 | 0 | 0 | 0 | 0 | 0 | 0 | 0 | 0 | 0 | 0 | 0 | 0 | 0 | 0 | 0 | 0 | 0 | 0 | 1.8 | 1.8 | 1.8 | 1.8 | 1.8 | 1.8 | 1.8 | 1.8 | 1.8 | 17.21% | 17.21% | 17.21% | 17.21% | 17.21% | 17.21% | 17.21% | 17.21% | 17.21% | [9 empty] | 0 | 0 | 0 | 0 | 0 | 0 | 0 | 0 | 0 | 0 | 0 | 0 | 0 | Existing & Under Const. Plant
| 32 | BXC Solar | SouthEast Ghana Group | Sun | Solar PV | 0 | 0 | 0 | 0 | 0 | 0 | 0 | 0 | 0 | 24.0159 | 24.0159 | 24.0159 | 24.0159 | 24.0159 | 24.0159 | 24.0159 | 24.0159 | 0 | 0 | 0 | 0 | 0 | 0 | 0 | 0 | 0 | 0 | 0 | 0 | 0 | 0 | 0 | 0 | 0 | 0 | 0 | 0 | 0 | 0 | 0 | 0 | 0 | 0 | 0 | 0 | 18 | 18 | 18 | 18 | 18 | 18 | 18 | 18 | 0 | 15.23% | 15.23% | 15.23% | 15.23% | 15.23% | 15.23% | 15.23% | 15.23% | 0% | [9 empty] | 0 | 0 | 0 | 0 | 0 | 0 | 0 | 0 | 0 | 0 | 0 | 0 | 0 | Existing & Under Const. Plant
| 37 | ASHA BIOMASS 2020 | Ashanti Group | Biomass | Biomass Combustion | 0 | 0 | 0 | 0 | 0 | 0 | 0 | 1.0052 | 1.0052 | 0 | 0 | 0 | 0 | 0 | 0 | 0 | 74.46 | 74.46 | 0 | 0 | 0 | 0 | 130 | 130 | 130 | 130 | 130 | 0 | 0 | 0 | 0 | 0 | 0 | 0 | 4.5 | 4.5 | 0 | 0 | 0 | 0 | 0 | 0 | 0 | 67.5 | 67.5 | 0 | 0 | 0 | 0 | 10 | 10 | 10 | 10 | 10 | 0% | 0% | 0% | 0% | 0% | 0% | 0% | 85% | 85% | 0 | 0 | 0 | 0 | 40 | 0 | 0 | 0 | 0 | 0 | 0 | 0 | 0 | 22.579 | 0 | 0 | 0 | 0 | 24.8369 | 24.8369 | 40 | 44 | Unplanned Build | Potential Build Biomass Combustion2020
| 38 | NORT BIOMASS 2018 | Northern Ghana Group | Biomass | Biomass Combustion | 0 | 0 | 0 | 0 | 0 | 0 | 0 | 6.0313 | 6.0313 | 0 | 0 | 0 | 0 | 0 | 0 | 0 | 446.76 | 446.76 | 0 | 0 | 0 | 0 | 130 | 130 | 130 | 130 | 130 | 0 | 0 | 0 | 0 | 0 | 0 | 0 | 4.5 | 4.5 | 0 | 0 | 0 | 0 | 0 | 0 | 0 | 67.5 | 67.5 | 0 | 0 | 0 | 0 | 60 | 60 | 60 | 60 | 60 | 0% | 0% | 0% | 0% | 0% | 0% | 0% | 85% | 85% | 0 | 0 | 0 | 0 | 240 | 0 | 0 | 0 | 0 | 0 | 0 | 0 | 0 | 135.4737 | 0 | 0 | 0 | 0 | 149.0211 | 149.0211 | 240 | 264 | Unplanned Build | Potential Build Biomass Combustion2018
| 39 | SOUT BIOMASS 2018 | SouthEast Ghana Group | Biomass | Biomass Combustion | 0 | 0 | 0 | 0 | 0 | 0 | 0 | 1.0052 | 1.0052 | 0 | 0 | 0 | 0 | 0 | 0 | 0 | 74.46 | 74.46 | 0 | 0 | 0 | 0 | 130 | 130 | 130 | 130 | 130 | 0 | 0 | 0 | 0 | 0 | 0 | 0 | 4.5 | 4.5 | 0 | 0 | 0 | 0 | 0 | 0 | 0 | 67.5 | 67.5 | 0 | 0 | 0 | 0 | 10 | 10 | 10 | 10 | 10 | 0% | 0% | 0% | 0% | 0% | 0% | 0% | 85% | 85% | 0 | 0 | 0 | 0 | 40 | 0 | 0 | 0 | 0 | 0 | 0 | 0 | 0 | 22.579 | 0 | 0 | 0 | 0 | 24.8369 | 24.8369 | 40 | 44 | Unplanned Build | Potential Build Biomass Combustion2018
| 40 | SOUT BIOMASS 2018 | SouthWest Ghana Group | Biomass | Biomass Combustion | 0 | 0 | 0 | 0 | 0 | 0 | 0 | 1.5078 | 1.5078 | 0 | 0 | 0 | 0 | 0 | 0 | 0 | 111.69 | 111.69 | 0 | 0 | 0 | 0 | 130 | 130 | 130 | 130 | 130 | 0 | 0 | 0 | 0 | 0 | 0 | 0 | 4.5 | 4.5 | 0 | 0 | 0 | 0 | 0 | 0 | 0 | 67.5 | 67.5 | 0 | 0 | 0 | 0 | 15 | 15 | 15 | 15 | 15 | 0% | 0% | 0% | 0% | 0% | 0% | 0% | 85% | 85% | 0 | 0 | 0 | 0 | 60 | 0 | 0 | 0 | 0 | 0 | 0 | 0 | 0 | 33.8684 | 0 | 0 | 0 | 0 | 37.2553 | 37.2553 | 60 | 66 | Unplanned Build | Potential Build Biomass Combustion2018
| 41 | SOUT COAL STEAM TURBINE 2023 | SouthWest Ghana Group | Coal | Coal Steam Turbine | 0 | 0 | 0 | 0 | 0 | 0 | 7.5667 | 7.5667 | 7.5667 | 0 | 0 | 0 | 0 | 0 | 0 | 859.8492 | 859.8492 | 859.8492 | 0 | 0 | 0 | 0 | 0 | 65 | 65 | 65 | 65 | 0 | 0 | 0 | 0 | 0 | 0 | 6.034 | 6.034 | 6.034 | 0 | 0 | 0 | 0 | 0 | 0 | 29.1315 | 30.4486 | 31.6724 | 0 | 0 | 0 | 0 | 0 | 115.478 | 115.478 | 115.478 | 115.478 | 0% | 0% | 0% | 0% | 0% | 0% | 85% | 85% | 85% | 0 | 0 | 0 | 0 | 0 | 364.2176 | 0 | 0 | 0 | 0 | 0 | 0 | 0 | 0 | 154.4638 | 0 | 0 | 0 | 169.9102 | 169.9102 | 364.2176 | 400.6394 | Unplanned Build | Potential Build Coal2023
| 43 | SOUT COMBINED CYCLE 2020 | SouthWest Ghana Group | Oil/Gas | Oil/Gas Combined Cycle | 0 | 0 | 0 | 0 | 5.8059 | 9.7208 | 9.7208 | 9.7208 | 9.7208 | 0 | 0 | 0 | 0 | 800.8161 | 1340.7967 | 1340.7969 | 1340.7964 | 1340.7968 | 0 | 0 | 0 | 0 | 15 | 15 | 15 | 15 | 15 | 0 | 0 | 0 | 0 | 3.48 | 3.48 | 3.48 | 3.48 | 3.48 | 0 | 0 | 0 | 0 | 57.0834 | 66.0138 | 67.1384 | 67.0047 | 82.5313 | 0 | 0 | 0 | 0 | 170.065 | 170.065 | 170.065 | 170.065 | 170.065 | 0% | 0% | 0% | 0% | 53.75% | 90% | 90% | 90% | 90% | 0 | 0 | 0 | 0 | 177.0377 | 0 | 0 | 0 | 0 | 0 | 0 | 0 | 0 | 99.9331 | 0 | 0 | 0 | 0 | 109.9265 | 109.9265 | 177.0377 | 194.7414 | Unplanned Build | Potential Build Oil/Gas Combined Cycle2020
| 45 | SOUT COMBINED CYCLE 2019 | SouthEast Ghana Group | Oil/Gas | Oil/Gas Combined Cycle | 0 | 0 | 0 | 0 | 0 | 5.3104 | 5.3104 | 5.3104 | 5.3104 | 0 | 0 | 0 | 0 | 0 | 732.4648 | 732.4647 | 732.4648 | 732.4648 | 0 | 0 | 0 | 0 | 15 | 15 | 15 | 15 | 15 | 0 | 0 | 0 | 0 | 0 | 3.48 | 3.48 | 3.48 | 3.48 | 0 | 0 | 0 | 0 | 0 | 58.0886 | 58.8505 | 65.9891 | 78.6981 | 0 | 0 | 0 | 0 | 92.9052 | 92.9052 | 92.9052 | 92.9052 | 92.9052 | 0% | 0% | 0% | 0% | 0% | 90% | 90% | 90% | 90% | 0 | 0 | 0 | 0 | 96.7143 | 0 | 0 | 0 | 0 | 0 | 0 | 0 | 0 | 54.5927 | 0 | 0 | 0 | 0 | 60.052 | 60.052 | 96.7143 | 106.3857 | Unplanned Build | Potential Build Oil/Gas Combined Cycle2019
| 53 | SOUT HYDRO SMALL 2023 | SouthWest Ghana Group | Water | Hydro | 0 | 0 | 0 | 0 | 0 | 0 | 0 | 0 | 0 | 0 | 0 | 0 | 0 | 212.2847 | 212.2847 | 212.2847 | 212.2847 | 212.2847 | 0 | 0 | 0 | 0 | 45 | 45 | 45 | 45 | 45 | 0 | 0 | 0 | 0 | 3 | 3 | 3 | 3 | 3 | 0 | 0 | 0 | 0 | 0 | 0 | 0 | 0 | 0 | 0 | 0 | 0 | 0 | 57.0198 | 57.0198 | 57.0198 | 57.0198 | 57.0198 | 0% | 0% | 0% | 0% | 42.5% | 42.5% | 42.5% | 42.5% | 42.5% | 0 | 0 | 0 | 0 | 285.099 | 0 | 0 | 0 | 0 | 0 | 0 | 0 | 0 | 160.931 | 0 | 0 | 0 | 0 | 177.024 | 177.024 | 285.099 | 313.6089 | Unplanned Build | Potential Build Hydro Small2023SOUT
| 54 | ASHA INTERRUPTIBLE 2016 | Ashanti Group | Interruptible | Interruptible | 0 | 0 | 0 | 0 | 0 | 0 | 0 | 0 | 0 | 0 | 0 | 0 | 0 | 0 | 0 | 0 | 0 | 0 | 0 | 0 | 0 | 0 | 0 | 0 | 0 | 0 | 0 | 0 | 0 | 0 | 0 | 0 | 0 | 0 | 0 | 0 | 0 | 0 | 0 | 0 | 0 | 0 | 0 | 0 | 0 | 129.301 | 212.753 | 0 | 0 | 0 | 0 | 0 | 0 | 0 | 0% | 0% | 0% | 0% | 0% | 0% | 0% | 0% | 0% | [9 empty] | 0 | 0 | 0 | 0 | 0 | 0 | 0 | 0 | 0 | 0 | 0 | 0 | 0 | Unplanned Build | Potential Build Interruptible2016
| 63 | ASHA SOLAR PV 2020 | Ashanti Group | Sun | Solar PV | 0 | 0 | 0 | 0 | 0 | 0 | 0 | 0 | 0 | 0 | 0 | 0 | 9.5063 | 34.8564 | 34.8564 | 34.8564 | 34.8564 | 34.8564 | 0 | 0 | 0 | 24.8 | 24.8 | 24.8 | 24.8 | 24.8 | 24.8 | 0 | 0 | 0 | 0 | 0 | 0 | 0 | 0 | 0 | 0 | 0 | 0 | 0 | 0 | 0 | 0 | 0 | 0 | 0 | 0 | 0 | 7.5 | 27.5 | 27.5 | 27.5 | 27.5 | 27.5 | 0% | 0% | 0% | 14.47% | 14.47% | 14.47% | 14.47% | 14.47% | 14.47% | 0 | 0 | 0 | 7.65 | 20.4 | 0 | 0 | 0 | 0 | 0 | 0 | 0 | 5.2251 | 11.5153 | 0 | 0 | 0 | 0 | 18.4144 | 18.4144 | 28.05 | 30.855 | Unplanned Build | Potential Build Solar PV2020
| 64 | ASHA SOLAR PV 2026 | Ashanti Group | Sun | Solar PV | 0 | 0 | 0 | 0 | 0 | 0 | 0 | 0 | 0 | 0 | 0 | 0 | 0 | 0 | 25.3501 | 25.3501 | 25.3501 | 25.3501 | 0 | 0 | 0 | 0 | 0 | 24.8 | 24.8 | 24.8 | 24.8 | 0 | 0 | 0 | 0 | 0 | 0 | 0 | 0 | 0 | 0 | 0 | 0 | 0 | 0 | 0 | 0 | 0 | 0 | 0 | 0 | 0 | 0 | 0 | 20 | 20 | 20 | 20 | 0% | 0% | 0% | 0% | 0% | 14.47% | 14.47% | 14.47% | 14.47% | 0 | 0 | 0 | 0 | 0 | 17.9 | 0 | 0 | 0 | 0 | 0 | 0 | 0 | 0 | 7.5913 | 0 | 0 | 0 | 8.3505 | 8.3505 | 17.9 | 19.69 | Unplanned Build | Potential Build Solar PV2026
| 65 | ASHA SOLAR PV 2035 | Ashanti Group | Sun | Solar PV | 0 | 0 | 0 | 0 | 0 | 0 | 0 | 0 | 0 | 0 | 0 | 0 | 0 | 0 | 0 | 0 | 25.3501 | 139.4256 | 0 | 0 | 0 | 0 | 0 | 0 | 0 | 25 | 25 | 0 | 0 | 0 | 0 | 0 | 0 | 0 | 0 | 0 | 0 | 0 | 0 | 0 | 0 | 0 | 0 | 0 | 0 | 0 | 0 | 0 | 0 | 0 | 0 | 0 | 20 | 110 | 0% | 0% | 0% | 0% | 0% | 0% | 0% | 14.47% | 14.47% | 0 | 0 | 0 | 0 | 0 | 0 | 0 | 15.2 | 68.4 | 0 | 0 | 0 | 0 | 0 | 0 | 0 | 3.0072 | 8.4027 | 0 | 3.308 | 0 | 16.72 | Unplanned Build | Potential Build Solar PV2035
| 66 | SOUT SOLAR PV 2020 | SouthWest Ghana Group | Sun | Solar PV | 0 | 0 | 0 | 0 | 0 | 0 | 0 | 0 | 0 | 0 | 0 | 0 | 19.0126 | 44.3627 | 44.3627 | 44.3627 | 44.3627 | 44.3627 | 0 | 0 | 0 | 24.8 | 24.8 | 24.8 | 24.8 | 24.8 | 24.8 | 0 | 0 | 0 | 0 | 0 | 0 | 0 | 0 | 0 | 0 | 0 | 0 | 0 | 0 | 0 | 0 | 0 | 0 | 0 | 0 | 0 | 15 | 35 | 35 | 35 | 35 | 35 | 0% | 0% | 0% | 14.47% | 14.47% | 14.47% | 14.47% | 14.47% | 14.47% | 0 | 0 | 0 | 15.3 | 20.4 | 0 | 0 | 0 | 0 | 0 | 0 | 0 | 10.4501 | 11.5153 | 0 | 0 | 0 | 0 | 24.1619 | 24.1619 | 35.7 | 39.27 | Unplanned Build | Potential Build Solar PV2020
| 67 | SOUT SOLAR PV 2026 | SouthWest Ghana Group | Sun | Solar PV | 0 | 0 | 0 | 0 | 0 | 0 | 0 | 0 | 0 | 0 | 0 | 0 | 0 | 0 | 25.3501 | 25.3501 | 25.3501 | 25.3501 | 0 | 0 | 0 | 0 | 0 | 24.8 | 24.8 | 24.8 | 24.8 | 0 | 0 | 0 | 0 | 0 | 0 | 0 | 0 | 0 | 0 | 0 | 0 | 0 | 0 | 0 | 0 | 0 | 0 | 0 | 0 | 0 | 0 | 0 | 20 | 20 | 20 | 20 | 0% | 0% | 0% | 0% | 0% | 14.47% | 14.47% | 14.47% | 14.47% | 0 | 0 | 0 | 0 | 0 | 17.9 | 0 | 0 | 0 | 0 | 0 | 0 | 0 | 0 | 7.5913 | 0 | 0 | 0 | 8.3505 | 8.3505 | 17.9 | 19.69 | Unplanned Build | Potential Build Solar PV2026
| 68 | SOUT SOLAR PV 2035 | SouthWest Ghana Group | Sun | Solar PV | 0 | 0 | 0 | 0 | 0 | 0 | 0 | 0 | 0 | 0 | 0 | 0 | 0 | 0 | 0 | 0 | 25.3501 | 114.0755 | 0 | 0 | 0 | 0 | 0 | 0 | 0 | 25 | 25 | 0 | 0 | 0 | 0 | 0 | 0 | 0 | 0 | 0 | 0 | 0 | 0 | 0 | 0 | 0 | 0 | 0 | 0 | 0 | 0 | 0 | 0 | 0 | 0 | 0 | 20 | 90 | 0% | 0% | 0% | 0% | 0% | 0% | 0% | 14.47% | 14.47% | 0 | 0 | 0 | 0 | 0 | 0 | 0 | 15.2 | 53.2 | 0 | 0 | 0 | 0 | 0 | 0 | 0 | 3.0072 | 6.5354 | 0 | 3.308 | 0 | 16.72 | Unplanned Build | Potential Build Solar PV2035
| 69 | NORT SOLAR PV 2018 | Northern Ghana Group | Sun | Solar PV | 0 | 0 | 0 | 0 | 0 | 0 | 0 | 0 | 0 | 0 | 0 | 71.598 | 71.598 | 71.598 | 71.598 | 71.598 | 71.598 | 71.598 | 0 | 0 | 24.8 | 24.8 | 24.8 | 24.8 | 24.8 | 24.8 | 24.8 | 0 | 0 | 0 | 0 | 0 | 0 | 0 | 0 | 0 | 0 | 0 | 0 | 0 | 0 | 0 | 0 | 0 | 0 | 0 | 0 | 50 | 50 | 50 | 50 | 50 | 50 | 50 | 0% | 0% | 16.35% | 16.35% | 16.35% | 16.35% | 16.35% | 16.35% | 16.35% | 0 | 0 | 62.15 | 0 | 0 | 0 | 0 | 0 | 0 | 0 | 0 | 46.6942 | 0 | 0 | 0 | 0 | 0 | 0 | 51.3636 | 51.3636 | 62.15 | 68.365 | Unplanned Build | Potential Build Solar PV2018
| 70 | NORT SOLAR PV 2020 | Northern Ghana Group | Sun | Solar PV | 0 | 0 | 0 | 0 | 0 | 0 | 0 | 0 | 0 | 0 | 0 | 0 | 107.3971 | 393.7893 | 393.7893 | 393.7893 | 393.7893 | 393.7893 | 0 | 0 | 0 | 24.8 | 24.8 | 24.8 | 24.8 | 24.8 | 24.8 | 0 | 0 | 0 | 0 | 0 | 0 | 0 | 0 | 0 | 0 | 0 | 0 | 0 | 0 | 0 | 0 | 0 | 0 | 0 | 0 | 0 | 75 | 275 | 275 | 275 | 275 | 275 | 0% | 0% | 0% | 16.35% | 16.35% | 16.35% | 16.35% | 16.35% | 16.35% | 0 | 0 | 0 | 76.5 | 204 | 0 | 0 | 0 | 0 | 0 | 0 | 0 | 52.2505 | 115.1527 | 0 | 0 | 0 | 0 | 184.1435 | 184.1435 | 280.5 | 308.55 | Unplanned Build | Potential Build Solar PV2020
| 71 | NORT SOLAR PV 2023 | Northern Ghana Group | Sun | Solar PV | 0 | 0 | 0 | 0 | 0 | 0 | 0 | 0 | 0 | 0 | 0 | 0 | 0 | 143.1961 | 286.3922 | 286.3922 | 286.3922 | 286.3922 | 0 | 0 | 0 | 0 | 24.8 | 24.8 | 24.8 | 24.8 | 24.8 | 0 | 0 | 0 | 0 | 0 | 0 | 0 | 0 | 0 | 0 | 0 | 0 | 0 | 0 | 0 | 0 | 0 | 0 | 0 | 0 | 0 | 0 | 100 | 200 | 200 | 200 | 200 | 0% | 0% | 0% | 0% | 16.35% | 16.35% | 16.35% | 16.35% | 16.35% | 0 | 0 | 0 | 0 | 95.7 | 95.7 | 0 | 0 | 0 | 0 | 0 | 0 | 0 | 54.0202 | 40.5861 | 0 | 0 | 0 | 104.0669 | 104.0669 | 191.4 | 210.54 | Unplanned Build | Potential Build Solar PV2023
| 72 | NORT SOLAR PV 2026 | Northern Ghana Group | Sun | Solar PV | 0 | 0 | 0 | 0 | 0 | 0 | 0 | 0 | 0 | 0 | 0 | 0 | 0 | 0 | 143.1961 | 143.1961 | 143.1961 | 143.1961 | 0 | 0 | 0 | 0 | 0 | 24.8 | 24.8 | 24.8 | 24.8 | 0 | 0 | 0 | 0 | 0 | 0 | 0 | 0 | 0 | 0 | 0 | 0 | 0 | 0 | 0 | 0 | 0 | 0 | 0 | 0 | 0 | 0 | 0 | 100 | 100 | 100 | 100 | 0% | 0% | 0% | 0% | 0% | 16.35% | 16.35% | 16.35% | 16.35% | 0 | 0 | 0 | 0 | 0 | 89.5 | 0 | 0 | 0 | 0 | 0 | 0 | 0 | 0 | 37.9567 | 0 | 0 | 0 | 41.7524 | 41.7524 | 89.5 | 98.45 | Unplanned Build | Potential Build Solar PV2026
| 73 | NORT SOLAR PV 2030 | Northern Ghana Group | Sun | Solar PV | 0 | 0 | 0 | 0 | 0 | 0 | 0 | 0 | 0 | 0 | 0 | 0 | 0 | 0 | 0 | 0 | 286.3922 | 286.3922 | 0 | 0 | 0 | 0 | 0 | 0 | 0 | 24.8 | 24.8 | 0 | 0 | 0 | 0 | 0 | 0 | 0 | 0 | 0 | 0 | 0 | 0 | 0 | 0 | 0 | 0 | 0 | 0 | 0 | 0 | 0 | 0 | 0 | 0 | 0 | 200 | 200 | 0% | 0% | 0% | 0% | 0% | 0% | 0% | 16.35% | 16.35% | 0 | 0 | 0 | 0 | 0 | 0 | 0 | 165.6 | 0 | 0 | 0 | 0 | 0 | 0 | 0 | 0 | 32.7631 | 0 | 0 | 36.0394 | 0 | 182.16 | Unplanned Build | Potential Build Solar PV2030
| 74 | NORT SOLAR PV 2035 | Northern Ghana Group | Sun | Solar PV | 0 | 0 | 0 | 0 | 0 | 0 | 0 | 0 | 0 | 0 | 0 | 0 | 0 | 0 | 0 | 0 | 143.1961 | 859.1766 | 0 | 0 | 0 | 0 | 0 | 0 | 0 | 24.8 | 24.8 | 0 | 0 | 0 | 0 | 0 | 0 | 0 | 0 | 0 | 0 | 0 | 0 | 0 | 0 | 0 | 0 | 0 | 0 | 0 | 0 | 0 | 0 | 0 | 0 | 0 | 100 | 600 | 0% | 0% | 0% | 0% | 0% | 0% | 0% | 16.35% | 16.35% | 0 | 0 | 0 | 0 | 0 | 0 | 0 | 76 | 380 | 0 | 0 | 0 | 0 | 0 | 0 | 0 | 15.0362 | 46.6815 | 0 | 16.5398 | 0 | 83.6 | Unplanned Build | Potential Build Solar PV2035
| 76 | SOUT SOLAR PV 2020 | SouthEast Ghana Group | Sun | Solar PV | 0 | 0 | 0 | 0 | 0 | 0 | 0 | 0 | 0 | 0 | 0 | 0 | 44.3627 | 171.1132 | 171.1132 | 171.1132 | 171.1132 | 171.1132 | 0 | 0 | 0 | 24.8 | 24.8 | 24.8 | 24.8 | 24.8 | 24.8 | 0 | 0 | 0 | 0 | 0 | 0 | 0 | 0 | 0 | 0 | 0 | 0 | 0 | 0 | 0 | 0 | 0 | 0 | 0 | 0 | 0 | 35 | 135 | 135 | 135 | 135 | 135 | 0% | 0% | 0% | 14.47% | 14.47% | 14.47% | 14.47% | 14.47% | 14.47% | 0 | 0 | 0 | 35.7 | 102 | 0 | 0 | 0 | 0 | 0 | 0 | 0 | 24.3836 | 57.5763 | 0 | 0 | 0 | 0 | 90.1559 | 90.1559 | 137.7 | 151.47 | Unplanned Build | Potential Build Solar PV2020
| 77 | SOUT SOLAR PV 2026 | SouthEast Ghana Group | Sun | Solar PV | 0 | 0 | 0 | 0 | 0 | 0 | 0 | 0 | 0 | 0 | 0 | 0 | 0 | 0 | 63.3753 | 63.3753 | 63.3753 | 63.3753 | 0 | 0 | 0 | 0 | 0 | 24.8 | 24.8 | 24.8 | 24.8 | 0 | 0 | 0 | 0 | 0 | 0 | 0 | 0 | 0 | 0 | 0 | 0 | 0 | 0 | 0 | 0 | 0 | 0 | 0 | 0 | 0 | 0 | 0 | 50 | 50 | 50 | 50 | 0% | 0% | 0% | 0% | 0% | 14.47% | 14.47% | 14.47% | 14.47% | 0 | 0 | 0 | 0 | 0 | 44.75 | 0 | 0 | 0 | 0 | 0 | 0 | 0 | 0 | 18.9784 | 0 | 0 | 0 | 20.8762 | 20.8762 | 44.75 | 49.225 | Unplanned Build | Potential Build Solar PV2026
| 78 | SOUT SOLAR PV 2035 | SouthEast Ghana Group | Sun | Solar PV | 0 | 0 | 0 | 0 | 0 | 0 | 0 | 0 | 0 | 0 | 0 | 0 | 0 | 0 | 0 | 0 | 126.7505 | 570.3773 | 0 | 0 | 0 | 0 | 0 | 0 | 0 | 25 | 25 | 0 | 0 | 0 | 0 | 0 | 0 | 0 | 0 | 0 | 0 | 0 | 0 | 0 | 0 | 0 | 0 | 0 | 0 | 0 | 0 | 0 | 0 | 0 | 0 | 0 | 100 | 450 | 0% | 0% | 0% | 0% | 0% | 0% | 0% | 14.47% | 14.47% | 0 | 0 | 0 | 0 | 0 | 0 | 0 | 76 | 266 | 0 | 0 | 0 | 0 | 0 | 0 | 0 | 15.0362 | 32.677 | 0 | 16.5398 | 0 | 83.6 | Unplanned Build | Potential Build Solar PV2035
| 80 | SOUT SOLAR PV 2020 | SouthWest Ghana Group | Sun | Solar PV | 0 | 0 | 0 | 0 | 0 | 0 | 0 | 0 | 0 | 0 | 0 | 0 | 57.0377 | 133.088 | 133.088 | 133.088 | 133.088 | 133.088 | 0 | 0 | 0 | 24.8 | 24.8 | 24.8 | 24.8 | 24.8 | 24.8 | 0 | 0 | 0 | 0 | 0 | 0 | 0 | 0 | 0 | 0 | 0 | 0 | 0 | 0 | 0 | 0 | 0 | 0 | 0 | 0 | 0 | 45 | 105 | 105 | 105 | 105 | 105 | 0% | 0% | 0% | 14.47% | 14.47% | 14.47% | 14.47% | 14.47% | 14.47% | 0 | 0 | 0 | 45.9 | 61.2 | 0 | 0 | 0 | 0 | 0 | 0 | 0 | 31.3503 | 34.5458 | 0 | 0 | 0 | 0 | 72.4857 | 72.4857 | 107.1 | 117.81 | Unplanned Build | Potential Build Solar PV2020
| 81 | SOUT SOLAR PV 2026 | SouthWest Ghana Group | Sun | Solar PV | 0 | 0 | 0 | 0 | 0 | 0 | 0 | 0 | 0 | 0 | 0 | 0 | 0 | 0 | 50.7002 | 50.7002 | 50.7002 | 50.7002 | 0 | 0 | 0 | 0 | 0 | 24.8 | 24.8 | 24.8 | 24.8 | 0 | 0 | 0 | 0 | 0 | 0 | 0 | 0 | 0 | 0 | 0 | 0 | 0 | 0 | 0 | 0 | 0 | 0 | 0 | 0 | 0 | 0 | 0 | 40 | 40 | 40 | 40 | 0% | 0% | 0% | 0% | 0% | 14.47% | 14.47% | 14.47% | 14.47% | 0 | 0 | 0 | 0 | 0 | 35.8 | 0 | 0 | 0 | 0 | 0 | 0 | 0 | 0 | 15.1827 | 0 | 0 | 0 | 16.701 | 16.701 | 35.8 | 39.38 | Unplanned Build | Potential Build Solar PV2026
| 82 | SOUT SOLAR PV 2035 | SouthWest Ghana Group | Sun | Solar PV | 0 | 0 | 0 | 0 | 0 | 0 | 0 | 0 | 0 | 0 | 0 | 0 | 0 | 0 | 0 | 0 | 25.3501 | 304.2012 | 0 | 0 | 0 | 0 | 0 | 0 | 0 | 25 | 25 | 0 | 0 | 0 | 0 | 0 | 0 | 0 | 0 | 0 | 0 | 0 | 0 | 0 | 0 | 0 | 0 | 0 | 0 | 0 | 0 | 0 | 0 | 0 | 0 | 0 | 20 | 240 | 0% | 0% | 0% | 0% | 0% | 0% | 0% | 14.47% | 14.47% | 0 | 0 | 0 | 0 | 0 | 0 | 0 | 15.2 | 167.2 | 0 | 0 | 0 | 0 | 0 | 0 | 0 | 3.0072 | 20.5398 | 0 | 3.308 | 0 | 16.72 | Unplanned Build | Potential Build Solar PV2035
| 83 | SOUT SOLAR PV 2020 | SouthEast Ghana Group | Sun | Solar PV | 0 | 0 | 0 | 0 | 0 | 0 | 0 | 0 | 0 | 0 | 0 | 0 | 19.0126 | 19.0126 | 19.0126 | 19.0126 | 19.0126 | 19.0126 | 0 | 0 | 0 | 24.8 | 24.8 | 24.8 | 24.8 | 24.8 | 24.8 | 0 | 0 | 0 | 0 | 0 | 0 | 0 | 0 | 0 | 0 | 0 | 0 | 0 | 0 | 0 | 0 | 0 | 0 | 0 | 0 | 0 | 15 | 15 | 15 | 15 | 15 | 15 | 0% | 0% | 0% | 14.47% | 14.47% | 14.47% | 14.47% | 14.47% | 14.47% | 0 | 0 | 0 | 15.3 | 0 | 0 | 0 | 0 | 0 | 0 | 0 | 0 | 10.4501 | 0 | 0 | 0 | 0 | 0 | 11.4951 | 11.4951 | 15.3 | 16.83 | Unplanned Build | Potential Build Solar PV2020
| 84 | SOUT SOLAR PV 2026 | SouthEast Ghana Group | Sun | Solar PV | 0 | 0 | 0 | 0 | 0 | 0 | 0 | 0 | 0 | 0 | 0 | 0 | 0 | 0 | 25.3501 | 25.3501 | 25.3501 | 25.3501 | 0 | 0 | 0 | 0 | 0 | 24.8 | 24.8 | 24.8 | 24.8 | 0 | 0 | 0 | 0 | 0 | 0 | 0 | 0 | 0 | 0 | 0 | 0 | 0 | 0 | 0 | 0 | 0 | 0 | 0 | 0 | 0 | 0 | 0 | 20 | 20 | 20 | 20 | 0% | 0% | 0% | 0% | 0% | 14.47% | 14.47% | 14.47% | 14.47% | 0 | 0 | 0 | 0 | 0 | 17.9 | 0 | 0 | 0 | 0 | 0 | 0 | 0 | 0 | 7.5913 | 0 | 0 | 0 | 8.3505 | 8.3505 | 17.9 | 19.69 | Unplanned Build | Potential Build Solar PV2026
| 85 | SOUT SOLAR PV 2035 | SouthEast Ghana Group | Sun | Solar PV | 0 | 0 | 0 | 0 | 0 | 0 | 0 | 0 | 0 | 0 | 0 | 0 | 0 | 0 | 0 | 0 | 25.3501 | 76.0503 | 0 | 0 | 0 | 0 | 0 | 0 | 0 | 25 | 25 | 0 | 0 | 0 | 0 | 0 | 0 | 0 | 0 | 0 | 0 | 0 | 0 | 0 | 0 | 0 | 0 | 0 | 0 | 0 | 0 | 0 | 0 | 0 | 0 | 0 | 20 | 60 | 0% | 0% | 0% | 0% | 0% | 0% | 0% | 14.47% | 14.47% | 0 | 0 | 0 | 0 | 0 | 0 | 0 | 15.2 | 30.4 | 0 | 0 | 0 | 0 | 0 | 0 | 0 | 3.0072 | 3.7345 | 0 | 3.308 | 0 | 16.72 | Unplanned Build | Potential Build Solar PV2035
| 86 | ASHA SOLAR PV WITH STORAGE 2020 | Ashanti Group | Sun + storage | Solar PV + Storage | 0 | 0 | 0 | 0 | 0 | 0 | 0 | 0 | 0 | 0 | 0 | 0 | 0 | 12.675 | 12.675 | 12.675 | 12.675 | 12.675 | 0 | 0 | 0 | 0 | 28 | 28 | 28 | 28 | 28 | 0 | 0 | 0 | 0 | 0 | 0 | 0 | 0 | 0 | 0 | 0 | 0 | 0 | 0 | 0 | 0 | 0 | 0 | 0 | 0 | 0 | 0 | 10 | 10 | 10 | 10 | 10 | 0% | 0% | 0% | 0% | 14.47% | 14.47% | 14.47% | 14.47% | 14.47% | 0 | 0 | 0 | 0 | 14.57 | 0 | 0 | 0 | 0 | 0 | 0 | 0 | 0 | 8.2244 | 0 | 0 | 0 | 0 | 9.0468 | 9.0468 | 14.57 | 16.027 | Unplanned Build | Potential Build Solar PV with storage2020
| 89 | SOUT SOLAR PV WITH STORAGE 2020 | SouthWest Ghana Group | Sun + storage | Solar PV + Storage | 0 | 0 | 0 | 0 | 0 | 0 | 0 | 0 | 0 | 0 | 0 | 0 | 0 | 12.675 | 12.675 | 12.675 | 12.675 | 12.675 | 0 | 0 | 0 | 0 | 28 | 28 | 28 | 28 | 28 | 0 | 0 | 0 | 0 | 0 | 0 | 0 | 0 | 0 | 0 | 0 | 0 | 0 | 0 | 0 | 0 | 0 | 0 | 0 | 0 | 0 | 0 | 10 | 10 | 10 | 10 | 10 | 0% | 0% | 0% | 0% | 14.47% | 14.47% | 14.47% | 14.47% | 14.47% | 0 | 0 | 0 | 0 | 14.57 | 0 | 0 | 0 | 0 | 0 | 0 | 0 | 0 | 8.2244 | 0 | 0 | 0 | 0 | 9.0468 | 9.0468 | 14.57 | 16.027 | Unplanned Build | Potential Build Solar PV with storage2020
| 92 | NORT SOLAR PV WITH STORAGE 2020 | Northern Ghana Group | Sun + storage | Solar PV + Storage | 0 | 0 | 0 | 0 | 0 | 0 | 0 | 0 | 0 | 0 | 0 | 0 | 0 | 126.7505 | 126.7505 | 126.7505 | 126.7505 | 126.7505 | 0 | 0 | 0 | 0 | 28 | 28 | 28 | 28 | 28 | 0 | 0 | 0 | 0 | 0 | 0 | 0 | 0 | 0 | 0 | 0 | 0 | 0 | 0 | 0 | 0 | 0 | 0 | 0 | 0 | 0 | 0 | 100 | 100 | 100 | 100 | 100 | 0% | 0% | 0% | 0% | 14.47% | 14.47% | 14.47% | 14.47% | 14.47% | 0 | 0 | 0 | 0 | 145.7 | 0 | 0 | 0 | 0 | 0 | 0 | 0 | 0 | 82.2439 | 0 | 0 | 0 | 0 | 90.4682 | 90.4682 | 145.7 | 160.27 | Unplanned Build | Potential Build Solar PV with storage2020
| 95 | SOUT SOLAR PV WITH STORAGE 2020 | SouthEast Ghana Group | Sun + storage | Solar PV + Storage | 0 | 0 | 0 | 0 | 0 | 0 | 0 | 0 | 0 | 0 | 0 | 0 | 0 | 50.7002 | 50.7002 | 50.7002 | 50.7002 | 50.7002 | 0 | 0 | 0 | 0 | 28 | 28 | 28 | 28 | 28 | 0 | 0 | 0 | 0 | 0 | 0 | 0 | 0 | 0 | 0 | 0 | 0 | 0 | 0 | 0 | 0 | 0 | 0 | 0 | 0 | 0 | 0 | 40 | 40 | 40 | 40 | 40 | 0% | 0% | 0% | 0% | 14.47% | 14.47% | 14.47% | 14.47% | 14.47% | 0 | 0 | 0 | 0 | 58.28 | 0 | 0 | 0 | 0 | 0 | 0 | 0 | 0 | 32.8975 | 0 | 0 | 0 | 0 | 36.1873 | 36.1873 | 58.28 | 64.108 | Unplanned Build | Potential Build Solar PV with storage2020
| 98 | SOUT SOLAR PV WITH STORAGE 2020 | SouthWest Ghana Group | Sun + storage | Solar PV + Storage | 0 | 0 | 0 | 0 | 0 | 0 | 0 | 0 | 0 | 0 | 0 | 0 | 0 | 38.0251 | 38.0251 | 38.0251 | 38.0251 | 38.0251 | 0 | 0 | 0 | 0 | 28 | 28 | 28 | 28 | 28 | 0 | 0 | 0 | 0 | 0 | 0 | 0 | 0 | 0 | 0 | 0 | 0 | 0 | 0 | 0 | 0 | 0 | 0 | 0 | 0 | 0 | 0 | 30 | 30 | 30 | 30 | 30 | 0% | 0% | 0% | 0% | 14.47% | 14.47% | 14.47% | 14.47% | 14.47% | 0 | 0 | 0 | 0 | 43.71 | 0 | 0 | 0 | 0 | 0 | 0 | 0 | 0 | 24.6732 | 0 | 0 | 0 | 0 | 27.1405 | 27.1405 | 43.71 | 48.081 | Unplanned Build | Potential Build Solar PV with storage2020
| 104 | SOUT WIND TURBINE 2020 | SouthEast Ghana Group | Wind | Wind | 0 | 0 | 0 | 0 | 0 | 0 | 0 | 0 | 0 | 0 | 0 | 0 | 175.1525 | 350.305 | 700.61 | 700.61 | 700.61 | 700.61 | 0 | 0 | 0 | 46.71 | 46.71 | 46.71 | 46.71 | 46.71 | 46.71 | 0 | 0 | 0 | 0 | 0 | 0 | 0 | 0 | 0 | 0 | 0 | 0 | 0 | 0 | 0 | 0 | 0 | 0 | 0 | 0 | 0 | 75 | 150 | 300 | 300 | 300 | 300 | 0% | 0% | 0% | 26.66% | 26.66% | 26.66% | 26.66% | 26.66% | 26.66% | 0 | 0 | 0 | 116.025 | 116.025 | 232.05 | 0 | 0 | 0 | 0 | 0 | 0 | 79.2466 | 65.4931 | 98.4119 | 0 | 0 | 0 | 267.4667 | 267.4667 | 464.1 | 510.51 | Unplanned Build | Potential Build Wind2020
| 105 | SOUT WIND TURBINE 2026 | SouthEast Ghana Group | Wind | Wind | 0 | 0 | 0 | 0 | 0 | 0 | 0 | 0 | 0 | 0 | 0 | 0 | 0 | 0 | 350.305 | 350.305 | 583.8417 | 583.8417 | 0 | 0 | 0 | 0 | 0 | 46.71 | 46.71 | 46.71 | 46.71 | 0 | 0 | 0 | 0 | 0 | 0 | 0 | 0 | 0 | 0 | 0 | 0 | 0 | 0 | 0 | 0 | 0 | 0 | 0 | 0 | 0 | 0 | 0 | 150 | 150 | 250 | 250 | 0% | 0% | 0% | 0% | 0% | 26.66% | 26.66% | 26.66% | 26.66% | 0 | 0 | 0 | 0 | 0 | 219 | 0 | 146 | 0 | 0 | 0 | 0 | 0 | 0 | 92.8774 | 0 | 28.8853 | 0 | 102.1651 | 133.939 | 219 | 401.5 | Unplanned Build | Potential Build Wind2026
| 106 | SOUT WIND TURBINE 2035 | SouthEast Ghana Group | Wind | Wind | 0 | 0 | 0 | 0 | 0 | 0 | 0 | 0 | 0 | 0 | 0 | 0 | 0 | 0 | 0 | 0 | 467.0734 | 467.0734 | 0 | 0 | 0 | 0 | 0 | 0 | 0 | 47 | 47 | 0 | 0 | 0 | 0 | 0 | 0 | 0 | 0 | 0 | 0 | 0 | 0 | 0 | 0 | 0 | 0 | 0 | 0 | 0 | 0 | 0 | 0 | 0 | 0 | 0 | 200 | 200 | 0% | 0% | 0% | 0% | 0% | 0% | 0% | 26.66% | 26.66% | 0 | 0 | 0 | 0 | 0 | 0 | 0 | 268.8 | 0 | 0 | 0 | 0 | 0 | 0 | 0 | 0 | 53.1806 | 0 | 0 | 58.4987 | 0 | 295.68 | Unplanned Build | Potential Build Wind2035
[6 empty] | 0 | 0 | 0 | 0 | 0 | 0 | 0 |  |  | 0 | 0 | 0 | 0 | 0 | 0 | 0 |  |  | 0 | 0 | 0 | 0 | 0 | 0 | 0 |  |  | 0 | 0 | 0 | 0 | 0 | 0 | 0 |  |  | 0 | 0 | 0 | 0 | 0 | 0 | 0 |  |  | 0 | 0 | 0 | 0 | 0 | 0 | 0 |  |  | 0 | 0 | 0 | 0 | 0 | 0 | 0

## HighFuelPrice
Back to Contents
|  | Plant Name |  |  |  | FUEL CONSUMPTION | [8 empty] | GENERATION | [8 empty] | FOM (USD/kW-yr | [8 empty] | VOM (USD/MWh) | [8 empty] | Fuel Cost (USD/MWh) | [8 empty] | Available Capacity | [8 empty] | Capacity Factors
| UnitID |  | Model Region | Fuel Type | Capacity Type | 2017 | 2018 | 2019 | 2020 | 2023 | 2026 | 2030 | 2035 | 2040 | 2017 | 2018 | 2019 | 2020 | 2023 | 2026 | 2030 | 2035 | 2040 | 2017 | 2018 | 2019 | 2020 | 2023 | 2026 | 2030 | 2035 | 2040 | 2017 | 2018 | 2019 | 2020 | 2023 | 2026 | 2030 | 2035 | 2040 | 2017 | 2018 | 2019 | 2020 | 2023 | 2026 | 2030 | 2035 | 2040 | 2017 | 2018 | 2019 | 2020 | 2023 | 2026 | 2030 | 2035 | 2040 | 2017 | 2018 | 2019 | 2020 | 2023 | 2026 | 2030 | 2035 | 2040
| 1 | CENIT | SouthEast Ghana Group | Oil | Oil Combustion | 0 | 0 | 0 | 0 | 0 | 0 | 0 | 0 | 0 | 0 | 0 | 0 | 0 | 0 | 0 | 0 | 0 | 0 | 11.83 | 11.83 | 11.83 | 11.83 | 11.83 | 11.83 | 11.83 | 0 | 0 | 0 | 0 | 0 | 0 | 0 | 0 | 0 | 0 | 0 | 0 | 0 | 0 | 0 | 0 | 0 | 0 | 0 | 0 | 100 | 100 | 100 | 100 | 100 | 100 | 100 |  |  | 0% | 0% | 0% | 0% | 0% | 0% | 0% |  |  | CENIT
| 2 | Trojan 2B | SouthEast Ghana Group | Oil | Oil Combustion | 0.26958 | 0 | 0 | 0 | 0 | 0 | 0 | 0 | 0 | 31.941 | 0 | 0 | 0 | 0 | 0 | 0 | 0 | 0 | 34 | 34 | 34 | 34 | 0 | 0 | 0 | 0 | 0 | 5.5 | 0 | 0 | 0 | 0 | 0 | 0 | 0 | 0 | 97.9957 | 0 | 0 | 0 | 0 | 0 | 0 | 0 | 0 | 16.25 | 16.25 | 16.25 | 16.25 | [5 empty] | 22.44% | 0% | 0% | 0% | [5 empty] | Trojan 2B
| 3 | Trojan 2A | Ashanti Group | Oil | Oil Combustion | 0.26958 | 0 | 0 | 0 | 0 | 0 | 0 | 0 | 0 | 31.941 | 0 | 0 | 0 | 0 | 0 | 0 | 0 | 0 | 34 | 34 | 34 | 34 | 0 | 0 | 0 | 0 | 0 | 5.5 | 0 | 0 | 0 | 0 | 0 | 0 | 0 | 0 | 108.8196 | 0 | 0 | 0 | 0 | 0 | 0 | 0 | 0 | 16.25 | 16.25 | 16.25 | 16.25 | [5 empty] | 22.44% | 0% | 0% | 0% | [5 empty] | Trojan 2A
| 4 | GP Tarkwa Plant | SouthWest Ghana Group | Oil | Oil Combustion | 0 | 0 | 0 | 0 | 0 | 0.0032533 | 0.02773 | 0.021605 | 0.1022 | 0 | 0 | 0 | 0 | 0 | 0.32776 | 2.7937 | 2.1766 | 10.2966 | 17.5 | 17.5 | 17.5 | 17.5 | 17.5 | 17.5 | 17.5 | 17.5 | 17.5 | 0 | 0 | 0 | 0 | 0 | 3.5 | 3.5 | 3.5 | 3.5 | 0 | 0 | 0 | 0 | 0 | 180.3753 | 180.3753 | 180.3753 | 180.3753 | 33 | 33 | 33 | 33 | 33 | 33 | 33 | 33 | 33 | 0% | 0% | 0% | 0% | 0% | 0.1134% | 0.9664% | 0.7529% | 3.562% | GP Tarkwa Plant
| 5 | GP Chirano Plant | SouthWest Ghana Group | Oil | Oil Combustion | 0 | 0 | 0 | 0 | 0 | 0 | 0 | 0 | 0 | 0 | 0 | 0 | 0 | 0 | 0 | 0 | 0 | 0 | 17.5 | 17.5 | 17.5 | 17.5 | 17.5 | 17.5 | 17.5 | 17.5 | 17.5 | 0 | 0 | 0 | 0 | 0 | 0 | 0 | 0 | 0 | 0 | 0 | 0 | 0 | 0 | 0 | 0 | 0 | 0 | 30 | 30 | 30 | 30 | 30 | 30 | 30 | 30 | 30 | 0% | 0% | 0% | 0% | 0% | 0% | 0% | 0% | 0% | GP Chirano Plant
| 6 | GP Darmang Plant | SouthWest Ghana Group | Oil | Oil Combustion | 0 | 0 | 0 | 0 | 0 | 0 | 0 | 0.0096145 | 0.027936 | 0 | 0 | 0 | 0 | 0 | 0 | 0 | 0.90447 | 2.628 | 17.5 | 17.5 | 17.5 | 17.5 | 17.5 | 17.5 | 17.5 | 17.5 | 17.5 | 0 | 0 | 0 | 0 | 0 | 0 | 0 | 3.5 | 3.5 | 0 | 0 | 0 | 0 | 0 | 0 | 0 | 193.1684 | 193.1684 | 25.5 | 25.5 | 25.5 | 25.5 | 25.5 | 25.5 | 25.5 | 25.5 | 25.5 | 0% | 0% | 0% | 0% | 0% | 0% | 0% | 0.4049% | 1.176% | GP Darmang Plant
| 7 | SAPP 2 | SouthEast Ghana Group | Oil/Gas | Oil/Gas Combined Cycle | 9.6 | 22.9737 | 10.3887 | 7.7484 | 23.5117 | 23.5117 | 23.5117 | 23.4718 | 20.1624 | 1230.7631 | 2945.3489 | 1331.8856 | 993.3853 | 3014.3159 | 3014.316 | 3014.316 | 3009.2059 | 2584.924 | 16 | 16 | 16 | 16 | 16 | 16 | 16 | 16 | 16 | 3.5 | 3.5 | 3.5 | 3.5 | 3.5 | 3.5 | 3.5 | 3.5 | 3.5 | 70.9394 | 62.6576 | 64.8913 | 64.7653 | 66.1486 | 76.5967 | 88.3602 | 122.9218 | 127.2344 | 370 | 370 | 370 | 370 | 370 | 370 | 370 | 370 | 370 | 37.97% | 90.87% | 41.09% | 30.65% | 93% | 93% | 93% | 92.84% | 79.75% | SAPP 2
| 8 | Cenpower | SouthEast Ghana Group | Oil/Gas | Oil/Gas Combined Cycle | 0 | 0.071594 | 2.2362 | 0 | 16.3031 | 21.6884 | 21.6884 | 18.9159 | 10.8859 | 0 | 9.1436 | 285.5935 | 0 | 2082.132 | 2769.912 | 2769.912 | 2415.8224 | 1390.284 | 0 | 16 | 16 | 16 | 16 | 16 | 16 | 16 | 16 | 0 | 3.5 | 3.5 | 0 | 3.5 | 3.5 | 3.5 | 3.5 | 3.5 | 0 | 62.6917 | 65.1409 | 0 | 90.9154 | 89.5056 | 95.9956 | 123.3946 | 129.2844 |  | 340 | 340 | 340 | 340 | 340 | 340 | 340 | 340 |  | 0.307% | 9.589% | 0% | 69.91% | 93% | 93% | 81.11% | 46.68% | Cenpower
| 9 | KarpowerShip 1 | SouthEast Ghana Group | Oil/Gas | Oil/Gas Combined Cycle | 14.837 | 0 | 0 | 0 | 0 | 0 | 0 | 0 | 0 | 1942.0128 | 0 | 0 | 0 | 0 | 0 | 0 | 0 | 0 | 177.828 | 0 | 0 | 0 | 0 | 0 | 0 | 0 | 0 | 3.5 | 0 | 0 | 0 | 0 | 0 | 0 | 0 | 0 | 67.7182 | 0 | 0 | 0 | 0 | 0 | 0 | 0 | 0 | 247 | [8 empty] | 89.75% | [8 empty] | KarpowerShip 1
| 10 | AKSA | SouthEast Ghana Group | Oil/Gas | Oil/Gas Combined Cycle | 10.1595 | 0 | 12.7624 | 0 | 0 | 0 | 13.4295 | 0.78441 | 0.98705 | 1195.236 | 0 | 1501.4562 | 0 | 0 | 0 | 1579.9356 | 92.2834 | 116.1232 | 16 | 16 | 16 | 16 | 16 | 16 | 16 | 16 | 16 | 3.5 | 0 | 3.5 | 0 | 0 | 0 | 3.5 | 3.5 | 3.5 | 75.3409 | 0 | 70.7149 | 0 | 0 | 0 | 120.9941 | 95.2252 | 140.1933 | 250 | 375 | 375 | 375 | 375 | 375 | 375 | 375 | 375 | 54.58% | 0% | 45.71% | 0% | 0% | 0% | 48.1% | 2.809% | 3.535% | AKSA
| 11 | TAPCO (T1) | SouthWest Ghana Group | Oil/Gas | Oil/Gas Combined Cycle | 11.645 | 17.1872 | 0 | 17.1872 | 17.1872 | 15.6213 | 17.1872 | 7.9106 | 1.7087 | 1496.2078 | 2208.3 | 0 | 2208.3 | 2208.2987 | 2007.103 | 2208.2996 | 1016.3924 | 219.5415 | 18.7 | 18.7 | 18.7 | 18.7 | 18.7 | 18.7 | 18.7 | 18.7 | 18.7 | 5 | 5 | 0 | 5 | 5 | 5 | 5 | 5 | 5 | 59.3779 | 62.3154 | 0 | 64.6242 | 61.2801 | 62.3592 | 63.0192 | 62.5775 | 61.5635 | 305 | 305 | 305 | 305 | 305 | 305 | 305 | 305 | 305 | 56% | 82.65% | 0% | 82.65% | 82.65% | 75.12% | 82.65% | 38.04% | 8.217% | TAPCO (T1)
| 12 | TICO (T2) | SouthWest Ghana Group | Oil/Gas | Oil/Gas Combined Cycle | 17.7346 | 17.7346 | 9.5854 | 17.7346 | 17.7346 | 17.7346 | 17.7346 | 17.7346 | 4.4989 | 2382.7203 | 2382.72 | 1287.8389 | 2382.72 | 2382.7196 | 2382.7203 | 2382.72 | 2382.72 | 604.4519 | 30.94 | 30.94 | 30.94 | 30.94 | 30.94 | 30.94 | 30.94 | 30.94 | 30.94 | 4.9 | 4.9 | 4.9 | 4.9 | 4.9 | 4.9 | 4.9 | 4.9 | 4.9 | 54.9219 | 59.5931 | 61.9213 | 61.8011 | 58.603 | 59.635 | 60.2662 | 59.8438 | 58.8741 | 320 | 320 | 320 | 320 | 320 | 320 | 320 | 320 | 320 | 85% | 85% | 45.94% | 85% | 85% | 85% | 85% | 85% | 21.56% | TICO (T2)
| 13 | Amandi | SouthWest Ghana Group | Oil/Gas | Oil/Gas Combined Cycle | 0 | 0 | 8.0946 | 0 | 0.085205 | 2.5775 | 11.9575 | 1.5569 | 0.10905 | 0 | 0 | 987.1488 | 0 | 10.3909 | 314.3301 | 1458.2327 | 189.8688 | 13.2992 | 0 | 0 | 30.94 | 30.94 | 30.94 | 30.94 | 30.94 | 30.94 | 30.94 | 0 | 0 | 4.9 | 0 | 4.9 | 4.9 | 4.9 | 4.9 | 4.9 | 0 | 0 | 68.2191 | 0 | 64.5633 | 65.7003 | 66.3957 | 65.9303 | 64.862 |  |  | 190 | 190 | 190 | 190 | 190 | 190 | 190 |  |  | 59.31% | 0% | 0.6243% | 18.89% | 87.61% | 11.41% | 0.799% | Amandi
| 14 | KarpowerShip 2 | SouthWest Ghana Group | Oil/Gas | Oil/Gas Combined Cycle | 0 | 24.5592 | 31.8841 | 30.5313 | 0 | 0 | 0 | 0 | 0 | 0 | 2884.5634 | 3744.9 | 3586.0075 | 0 | 0 | 0 | 0 | 0 | 0 | 177.828 | 177.828 | 177.828 | 177.828 | 0 | 0 | 0 | 0 | 0 | 3.5 | 3.5 | 3.5 | 0 | 0 | 0 | 0 | 0 | 0 | 68.1682 | 70.8314 | 70.6939 | 0 | 0 | 0 | 0 | 0 |  | 450 | 450 | 450 | 450 | [5 empty] | 73.18% | 95% | 90.97% | 0% |  |  |  |  | KarpowerShip 2
| 15 | Early Power | SouthEast Ghana Group | Oil/Gas | Oil/Gas Combustion | 0 | 0 | 6.3834 | 23.0656 | 23.0656 | 23.0656 | 23.0656 | 23.0656 | 22.8778 | 0 | 0 | 851.1252 | 3075.417 | 3075.417 | 3075.417 | 3075.4171 | 3075.417 | 3050.3715 | 0 | 0 | 16 | 16 | 16 | 16 | 16 | 16 | 16 | 0 | 0 | 3.5 | 3.5 | 3.5 | 3.5 | 3.5 | 3.5 | 3.5 | 0 | 0 | 62.3955 | 62.2744 | 59.4789 | 73.2715 | 100.7259 | 118.194 | 123.8125 |  |  | 377.5 | 377.5 | 377.5 | 377.5 | 377.5 | 377.5 | 377.5 |  |  | 25.74% | 93% | 93% | 93% | 93% | 93% | 92.24% | Early Power
| 16 | TT1PP | SouthEast Ghana Group | Oil/Gas | Oil/Gas Combustion | 0 | 0 | 0 | 0 | 0 | 0 | 0 | 0 | 0 | 0 | 0 | 0 | 0 | 0 | 0 | 0 | 0 | 0 | 14.3 | 14.3 | 14.3 | 14.3 | 14.3 | 14.3 | 14.3 | 14.3 | 14.3 | 0 | 0 | 0 | 0 | 0 | 0 | 0 | 0 | 0 | 0 | 0 | 0 | 0 | 0 | 0 | 0 | 0 | 0 | 100 | 100 | 100 | 100 | 100 | 100 | 100 | 100 | 100 | 0% | 0% | 0% | 0% | 0% | 0% | 0% | 0% | 0% | TT1PP
| 17 | KTPP | SouthEast Ghana Group | Oil/Gas | Oil/Gas Combustion | 0.33667 | 0 | 0.12347 | 0 | 0 | 0 | 0 | 0 | 0 | 30.8874 | 0 | 11.3274 | 0 | 0 | 0 | 0 | 0 | 0 | 12.3 | 12.3 | 12.3 | 12.3 | 12.3 | 12.3 | 12.3 | 12.3 | 12.3 | 3.5 | 0 | 3.5 | 0 | 0 | 0 | 0 | 0 | 0 | 126.5585 | 0 | 90.6815 | 0 | 0 | 0 | 0 | 0 | 0 | 200 | 200 | 200 | 200 | 200 | 200 | 200 | 200 | 200 | 1.763% | 0% | 0.6465% | 0% | 0% | 0% | 0% | 0% | 0% | KTPP
| 18 | Trojan 1 | SouthEast Ghana Group | Oil/Gas | Oil/Gas Combustion | 0.41408 | 0 | 0 | 0 | 0 | 0 | 0 | 0 | 0 | 49.0614 | 0 | 0 | 0 | 0 | 0 | 0 | 0 | 0 | 34 | 34 | 34 | 34 | 0 | 0 | 0 | 0 | 0 | 5.5 | 0 | 0 | 0 | 0 | 0 | 0 | 0 | 0 | 97.9957 | 0 | 0 | 0 | 0 | 0 | 0 | 0 | 0 | 24.96 | 24.96 | 24.96 | 24.96 | [5 empty] | 22.44% | 0% | 0% | 0% | [5 empty] | Trojan 1
| 19 | MRP | SouthEast Ghana Group | Oil/Gas | Oil/Gas Combustion | 0 | 0 | 0 | 0 | 0 | 0 | 0 | 0 | 0 | 0 | 0 | 0 | 0 | 0 | 0 | 0 | 0 | 0 | 12.5737 | 12.5737 | 12.5737 | 12.5737 | 12.5737 | 12.5737 | 12.5737 | 12.5737 | 12.5737 | 0 | 0 | 0 | 0 | 0 | 0 | 0 | 0 | 0 | 0 | 0 | 0 | 0 | 0 | 0 | 0 | 0 | 0 | 70 | 70 | 70 | 70 | 70 | 70 | 70 | 70 | 70 | 0% | 0% | 0% | 0% | 0% | 0% | 0% | 0% | 0% | MRP
| 20 | Safisana | SouthEast Ghana Group | Biogas | Biogas | 0.010052 | 0.010052 | 0 | 0 | 0.010052 | 0.010052 | 0.010052 | 0.010052 | 0.010052 | 0.7446 | 0.7446 | 0 | 0 | 0.7446 | 0.7446 | 0.7446 | 0.7446 | 0.7446 | 35 | 35 | 35 | 35 | 35 | 35 | 35 | 35 | 35 | 4.2 | 4.2 | 0 | 0 | 4.2 | 4.2 | 4.2 | 4.2 | 4.2 | 40.5 | 40.5 | 0 | 0 | 40.5 | 40.5 | 40.5 | 40.5 | 40.5 | 0.1 | 0.1 | 0.1 | 0.1 | 0.1 | 0.1 | 0.1 | 0.1 | 0.1 | 85% | 85% | 0% | 0% | 85% | 85% | 85% | 85% | 85% | Safisana
| 21 | TT2PP | SouthEast Ghana Group | Gas | Gas Combustion Turbine | 0.53258 | 0 | 0 | 0 | 0 | 0 | 0.025599 | 0 | 0 | 54.7924 | 0 | 0 | 0 | 0 | 0 | 2.6336 | 0 | 0 | 12.1007 | 12.1007 | 12.1007 | 12.1007 | 12.1007 | 12.1007 | 12.1007 | 12.1007 | 12.1007 | 4.5 | 0 | 0 | 0 | 0 | 0 | 4.5 | 0 | 0 | 79.8984 | 0 | 0 | 0 | 0 | 0 | 78.7032 | 0 | 0 | 45 | 45 | 45 | 45 | 45 | 45 | 45 | 45 | 45 | 13.9% | 0% | 0% | 0% | 0% | 0% | 0.6681% | 0% | 0% | TT2PP
| 22 | SAPP 1 | SouthEast Ghana Group | Gas | Gas Combustion Turbine | 3.0668 | 0 | 0 | 0 | 0 | 0 | 0.26622 | 0.035422 | 0.010617 | 328.6987 | 0 | 0 | 0 | 0 | 0 | 28.5335 | 3.7966 | 1.1379 | 11.83 | 11.83 | 11.83 | 11.83 | 11.83 | 11.83 | 11.83 | 11.83 | 11.83 | 4.5 | 0 | 0 | 0 | 0 | 0 | 4.5 | 4.5 | 4.5 | 76.6926 | 0 | 0 | 0 | 0 | 0 | 98.1665 | 75.2587 | 154.6995 | 180 | 180 | 180 | 180 | 180 | 180 | 180 | 180 | 180 | 20.85% | 0% | 0% | 0% | 0% | 0% | 1.81% | 0.2408% | 0.07217% | SAPP 1
| 23 | Trojan 3 | SouthEast Ghana Group | Gas | Gas Combustion Turbine | 0 | 0 | 0 | 0 | 0 | 0 | 0 | 0 | 0 | 0 | 0 | 0 | 0 | 0 | 0 | 0 | 0 | 0 | 0 | 34 | 34 | 34 | 0 | 0 | 0 | 0 | 0 | 0 | 0 | 0 | 0 | 0 | 0 | 0 | 0 | 0 | 0 | 0 | 0 | 0 | 0 | 0 | 0 | 0 | 0 |  | 49.92 | 49.92 | 49.92 | [6 empty] | 0% | 0% | 0% | [5 empty] | Trojan 3
| 24 | Ameri_2016 | SouthWest Ghana Group | Gas | Gas Combustion Turbine | 0.43824 | 0 | 18.427 | 0 | 0 | 0 | 0 | 0 | 0 | 43.1252 | 0 | 1813.32 | 0 | 0 | 0 | 0 | 0 | 0 | 14.54 | 14.54 | 14.54 | 14.54 | 0 | 0 | 0 | 0 | 0 | 5 | 0 | 5 | 0 | 0 | 0 | 0 | 0 | 0 | 74.9854 | 0 | 84.5417 | 0 | 0 | 0 | 0 | 0 | 0 | 230 | 230 | 230 | 230 | [5 empty] | 2.14% | 0% | 90% | 0% | [5 empty] | Ameri_2016
| 25 | Ameri_2021 | SouthWest Ghana Group | Gas | Gas Combustion Turbine | 0 | 0 | 0 | 0 | 0 | 0 | 0.013161 | 0 | 0 | 0 | 0 | 0 | 0 | 0 | 0 | 1.2951 | 0 | 0 | 0 | 0 | 0 | 0 | 14.54 | 14.54 | 14.54 | 14.54 | 14.54 | 0 | 0 | 0 | 0 | 0 | 0 | 4.17 | 0 | 0 | 0 | 0 | 0 | 0 | 0 | 0 | 82.282 | 0 | 0 |  |  |  |  | 230 | 230 | 230 | 230 | 230 |  |  |  |  | 0% | 0% | 0.06428% | 0% | 0% | Ameri_2021
| 26 | Bui | Northern Ghana Group | Water | Hydro | 0 | 0 | 0 | 0 | 0 | 0 | 0 | 0 | 0 | 669.5863 | 669.5863 | 669.5861 | 669.5862 | 669.586 | 669.5865 | 669.5863 | 669.5864 | 669.5862 | 27.74 | 27.74 | 27.74 | 27.74 | 27.74 | 27.74 | 27.74 | 27.74 | 27.74 | 1.63 | 1.63 | 1.63 | 1.63 | 1.63 | 1.63 | 1.63 | 1.63 | 1.63 | 0 | 0 | 0 | 0 | 0 | 0 | 0 | 0 | 0 | 330 | 330 | 330 | 330 | 330 | 330 | 330 | 330 | 330 | 23.16% | 23.16% | 23.16% | 23.16% | 23.16% | 23.16% | 23.16% | 23.16% | 23.16% | Bui
| 27 | Akosombo | SouthEast Ghana Group | Water | Hydro | 0 | 0 | 0 | 0 | 0 | 0 | 0 | 0 | 0 | 3681.6893 | 3681.6887 | 4016.3888 | 4016.3882 | 4434.7616 | 4434.762 | 4434.7617 | 4434.7619 | 4434.7622 | 9.16 | 9.16 | 9.16 | 9.16 | 9.16 | 9.16 | 9.16 | 9.16 | 9.16 | 0.98 | 0.98 | 0.98 | 0.98 | 0.98 | 0.98 | 0.98 | 0.98 | 0.98 | 0 | 0 | 0 | 0 | 0 | 0 | 0 | 0 | 0 | 900 | 900 | 900 | 900 | 900 | 900 | 900 | 900 | 900 | 46.7% | 46.7% | 50.94% | 50.94% | 56.25% | 56.25% | 56.25% | 56.25% | 56.25% | Akosombo
| 28 | Kpong | SouthEast Ghana Group | Water | Hydro | 0 | 0 | 0 | 0 | 0 | 0 | 0 | 0 | 0 | 722.7073 | 722.7074 | 788.408 | 788.4081 | 870.5339 | 870.5339 | 870.534 | 870.5339 | 870.5341 | 9.16 | 9.16 | 9.16 | 9.16 | 9.16 | 9.16 | 9.16 | 9.16 | 9.16 | 0.98 | 0.98 | 0.98 | 0.98 | 0.98 | 0.98 | 0.98 | 0.98 | 0.98 | 0 | 0 | 0 | 0 | 0 | 0 | 0 | 0 | 0 | 140 | 140 | 140 | 140 | 140 | 140 | 140 | 140 | 140 | 58.93% | 58.93% | 64.29% | 64.29% | 70.98% | 70.98% | 70.98% | 70.98% | 70.98% | Kpong
| 29 | Cote d'Ivoire Dummy | Cote d'Ivoire | Water | Hydro | 0 | 0 | 0 | 0 | 0 | 0 | 0 | 0 | 0 | 814.6799 | 814.68 | 10 | 562.6923 | 814.6799 | 814.6804 | 814.6792 | 814.6801 | 814.6794 | 0 | 0 | 0 | 0 | 0 | 0 | 0 | 0 | 0 | 10 | 10 | 10 | 10 | 10 | 10 | 10 | 10 | 10 | 0 | 0 | 0 | 0 | 0 | 0 | 0 | 0 | 0 | 150 | 150 | 150 | 150 | 150 | 150 | 150 | 150 | 150 | 62% | 62% | 0.761% | 42.82% | 62% | 62% | 62% | 62% | 62% | Cote d'Ivoire Dummy
| 30 | Burkina Dummy | Burkina Group | Water | Hydro | 0 | 0 | 0 | 0 | 0 | 0 | 0 | 0 | 0 | 0.438 | 0.438 | 0.438 | 0.438 | 4.818 | 4.818 | 4.818 | 4.818 | 4.818 | 0 | 0 | 0 | 0 | 0 | 0 | 0 | 0 | 0 | 10 | 10 | 10 | 10 | 10 | 10 | 10 | 10 | 10 | 0 | 0 | 0 | 0 | 0 | 0 | 0 | 0 | 0 | 10 | 10 | 10 | 10 | 110 | 110 | 110 | 110 | 110 | 0.5% | 0.5% | 0.5% | 0.5% | 0.5% | 0.5% | 0.5% | 0.5% | 0.5% | Burkina Dummy
| 31 | VRA Solar | Northern Ghana Group | Sun | Solar PV | 0 | 0 | 0 | 0 | 0 | 0 | 0 | 0 | 0 | 2.7132 | 2.7132 | 2.7132 | 2.7132 | 2.7132 | 2.7132 | 2.7132 | 2.7132 | 2.7132 | 0 | 0 | 0 | 0 | 0 | 0 | 0 | 0 | 0 | 0 | 0 | 0 | 0 | 0 | 0 | 0 | 0 | 0 | 0 | 0 | 0 | 0 | 0 | 0 | 0 | 0 | 0 | 1.8 | 1.8 | 1.8 | 1.8 | 1.8 | 1.8 | 1.8 | 1.8 | 1.8 | 17.21% | 17.21% | 17.21% | 17.21% | 17.21% | 17.21% | 17.21% | 17.21% | 17.21% | VRA Solar
| 32 | BXC Solar | SouthEast Ghana Group | Sun | Solar PV | 0 | 0 | 0 | 0 | 0 | 0 | 0 | 0 | 0 | 24.0159 | 24.0159 | 24.0159 | 24.0159 | 24.0159 | 24.0159 | 24.0159 | 24.0159 | 0 | 0 | 0 | 0 | 0 | 0 | 0 | 0 | 0 | 0 | 0 | 0 | 0 | 0 | 0 | 0 | 0 | 0 | 0 | 0 | 0 | 0 | 0 | 0 | 0 | 0 | 0 | 0 | 18 | 18 | 18 | 18 | 18 | 18 | 18 | 18 |  | 15.23% | 15.23% | 15.23% | 15.23% | 15.23% | 15.23% | 15.23% | 15.23% |  | BXC Solar
| 37 | ASHA BIOMASS 2020 | Ashanti Group | Biomass | Biomass Combustion | 0 | 0 | 0 | 0 | 1.0052 | 1.0052 | 1.0052 | 1.0052 | 1.0052 | 0 | 0 | 0 | 0 | 74.46 | 74.46 | 74.46 | 74.46 | 74.46 | 0 | 0 | 0 | 0 | 130 | 130 | 130 | 130 | 130 | 0 | 0 | 0 | 0 | 4.5 | 4.5 | 4.5 | 4.5 | 4.5 | 0 | 0 | 0 | 0 | 67.5 | 67.5 | 67.5 | 67.5 | 67.5 |  |  |  |  | 10 | 10 | 10 | 10 | 10 |  |  |  |  | 85% | 85% | 85% | 85% | 85% | ASHA BIOMASS 2020
| 38 | NORT BIOMASS 2018 | Northern Ghana Group | Biomass | Biomass Combustion | 0 | 0 | 0 | 0 | 6.0313 | 6.0313 | 6.0313 | 6.0313 | 6.0313 | 0 | 0 | 0 | 0 | 446.76 | 446.76 | 446.76 | 446.76 | 446.76 | 0 | 0 | 0 | 0 | 130 | 130 | 130 | 130 | 130 | 0 | 0 | 0 | 0 | 4.5 | 4.5 | 4.5 | 4.5 | 4.5 | 0 | 0 | 0 | 0 | 67.5 | 67.5 | 67.5 | 67.5 | 67.5 |  |  |  |  | 60 | 60 | 60 | 60 | 60 |  |  |  |  | 85% | 85% | 85% | 85% | 85% | NORT BIOMASS 2018
| 39 | SOUT BIOMASS 2018 | SouthEast Ghana Group | Biomass | Biomass Combustion | 0 | 0 | 0 | 0 | 1.0052 | 1.0052 | 1.0052 | 1.0052 | 1.0052 | 0 | 0 | 0 | 0 | 74.46 | 74.46 | 74.46 | 74.46 | 74.46 | 0 | 0 | 0 | 0 | 130 | 130 | 130 | 130 | 130 | 0 | 0 | 0 | 0 | 4.5 | 4.5 | 4.5 | 4.5 | 4.5 | 0 | 0 | 0 | 0 | 67.5 | 67.5 | 67.5 | 67.5 | 67.5 |  |  |  |  | 10 | 10 | 10 | 10 | 10 |  |  |  |  | 85% | 85% | 85% | 85% | 85% | SOUT BIOMASS 2018
| 40 | SOUT BIOMASS 2018 | SouthWest Ghana Group | Biomass | Biomass Combustion | 0 | 0 | 0 | 0 | 1.5078 | 1.5078 | 1.5078 | 1.5078 | 1.5078 | 0 | 0 | 0 | 0 | 111.69 | 111.69 | 111.69 | 111.69 | 111.69 | 0 | 0 | 0 | 0 | 130 | 130 | 130 | 130 | 130 | 0 | 0 | 0 | 0 | 4.5 | 4.5 | 4.5 | 4.5 | 4.5 | 0 | 0 | 0 | 0 | 67.5 | 67.5 | 67.5 | 67.5 | 67.5 |  |  |  |  | 15 | 15 | 15 | 15 | 15 |  |  |  |  | 85% | 85% | 85% | 85% | 85% | SOUT BIOMASS 2018
| 41 | SOUT COAL STEAM TURBINE 2023 | SouthWest Ghana Group | Coal | Coal Steam Turbine | 0 | 0 | 0 | 0 | 0 | 7.5667 | 7.5667 | 7.5667 | 7.5667 | 0 | 0 | 0 | 0 | 0 | 859.8492 | 859.8492 | 859.8492 | 859.8492 | 0 | 0 | 0 | 0 | 0 | 65 | 65 | 65 | 65 | 0 | 0 | 0 | 0 | 0 | 6.034 | 6.034 | 6.034 | 6.034 | 0 | 0 | 0 | 0 | 0 | 33.629 | 34.2066 | 35.7871 | 37.2557 | [5 empty] | 115.478 | 115.478 | 115.478 | 115.478 | [5 empty] | 85% | 85% | 85% | 85% | SOUT COAL STEAM TURBINE 2023
| 43 | SOUT COMBINED CYCLE 2020 | SouthWest Ghana Group | Oil/Gas | Oil/Gas Combined Cycle | 0 | 0 | 0 | 0 | 9.7208 | 9.7208 | 9.7208 | 9.7208 | 12.2704 | 0 | 0 | 0 | 0 | 1340.7968 | 1340.7966 | 1340.7969 | 1340.7968 | 1692.4758 | 0 | 0 | 0 | 0 | 15 | 15 | 15 | 15 | 15 | 0 | 0 | 0 | 0 | 3.48 | 3.48 | 3.48 | 3.48 | 3.48 | 0 | 0 | 0 | 0 | 57.0834 | 93.0565 | 81.1721 | 95.3957 | 120.2113 | 0 | 0 | 0 | 0 | 170.065 | 170.065 | 170.065 | 170.065 | 214.6724 | 0% | 0% | 0% | 0% | 90% | 90% | 90% | 90% | 90% | SOUT COMBINED CYCLE 2020
| 45 | SOUT COMBINED CYCLE 2019 | SouthEast Ghana Group | Oil/Gas | Oil/Gas Combined Cycle | 0 | 0 | 0 | 0 | 5.3104 | 5.3104 | 5.3104 | 44.5641 | 115.9077 | 0 | 0 | 0 | 0 | 732.4648 | 732.4647 | 732.4648 | 6146.7781 | 15987.2628 | 0 | 0 | 0 | 0 | 15 | 15 | 15 | 15 | 15 | 0 | 0 | 0 | 0 | 3.48 | 3.48 | 3.48 | 3.48 | 3.48 | 0 | 0 | 0 | 0 | 60.9647 | 71.857 | 92.372 | 83.537 | 115.0631 | 0 | 0 | 0 | 0 | 92.9052 | 92.9052 | 92.9052 | 779.6522 | 2027.8122 | 0% | 0% | 0% | 0% | 90% | 90% | 90% | 90% | 90% | SOUT COMBINED CYCLE 2019
| 53 | SOUT HYDRO SMALL 2023 | SouthWest Ghana Group | Water | Hydro | 0 | 0 | 0 | 0 | 0 | 0 | 0 | 0 | 0 | 0 | 0 | 0 | 0 | 212.2847 | 212.2847 | 212.2847 | 212.2847 | 212.2847 | 0 | 0 | 0 | 0 | 45 | 45 | 45 | 45 | 45 | 0 | 0 | 0 | 0 | 3 | 3 | 3 | 3 | 3 | 0 | 0 | 0 | 0 | 0 | 0 | 0 | 0 | 0 |  |  |  |  | 57.0198 | 57.0198 | 57.0198 | 57.0198 | 57.0198 |  |  |  |  | 42.5% | 42.5% | 42.5% | 42.5% | 42.5% | SOUT HYDRO SMALL 2023
| 54 | ASHA INTERRUPTIBLE 2016 | Ashanti Group | Interruptible | Interruptible | 0 | 0 | 0 | 0 | 0 | 0 | 0 | 0 | 0 | 0 | 0 | 0 | 0 | 0 | 0 | 0 | 0 | 0 | 0 | 0 | 0 | 0 | 0 | 0 | 0 | 0 | 0 | 0 | 0 | 0 | 0 | 0 | 0 | 0 | 0 | 0 | 0 | 0 | 0 | 0 | 0 | 0 | 0 | 0 | 0 | 129.301 | 217.102 | [7 empty] | 0% | 0% | [7 empty] | ASHA INTERRUPTIBLE 2016
| 62 | SOUT NUCLEAR 2030 | SouthWest Ghana Group | Uranium | Nuclear | 0 | 0 | 0 | 0 | 0 | 0 | 0 | 39.4392 | 39.4392 | 0 | 0 | 0 | 0 | 0 | 0 | 0 | 3829.0486 | 3829.0486 | 0 | 0 | 0 | 0 | 0 | 0 | 0 | 100 | 100 | 0 | 0 | 0 | 0 | 0 | 0 | 0 | 2.3 | 2.3 | 0 | 0 | 0 | 0 | 0 | 0 | 0 | 13.4147 | 13.4147 | 0 | 0 | 0 | 0 | 0 | 0 | 0 | 460.112 | 460.112 | 0% | 0% | 0% | 0% | 0% | 0% | 0% | 95% | 95% | SOUT NUCLEAR 2030
| 63 | ASHA SOLAR PV 2020 | Ashanti Group | Sun | Solar PV | 0 | 0 | 0 | 0 | 0 | 0 | 0 | 0 | 0 | 0 | 0 | 0 | 9.5063 | 34.8564 | 34.8564 | 34.8564 | 34.8564 | 34.8564 | 0 | 0 | 0 | 24.8 | 24.8 | 24.8 | 24.8 | 24.8 | 24.8 | 0 | 0 | 0 | 0 | 0 | 0 | 0 | 0 | 0 | 0 | 0 | 0 | 0 | 0 | 0 | 0 | 0 | 0 | 0 | 0 | 0 | 7.5 | 27.5 | 27.5 | 27.5 | 27.5 | 27.5 | 0% | 0% | 0% | 14.47% | 14.47% | 14.47% | 14.47% | 14.47% | 14.47% | ASHA SOLAR PV 2020
| 64 | ASHA SOLAR PV 2026 | Ashanti Group | Sun | Solar PV | 0 | 0 | 0 | 0 | 0 | 0 | 0 | 0 | 0 | 0 | 0 | 0 | 0 | 0 | 25.3501 | 76.0503 | 101.4004 | 101.4004 | 0 | 0 | 0 | 0 | 0 | 24.8 | 24.8 | 24.8 | 24.8 | 0 | 0 | 0 | 0 | 0 | 0 | 0 | 0 | 0 | 0 | 0 | 0 | 0 | 0 | 0 | 0 | 0 | 0 | 0 | 0 | 0 | 0 | 0 | 20 | 60 | 80 | 80 | 0% | 0% | 0% | 0% | 0% | 14.47% | 14.47% | 14.47% | 14.47% | ASHA SOLAR PV 2026
| 65 | ASHA SOLAR PV 2035 | Ashanti Group | Sun | Solar PV | 0 | 0 | 0 | 0 | 0 | 0 | 0 | 0 | 0 | 0 | 0 | 0 | 0 | 0 | 0 | 0 | 25.3501 | 139.4256 | 0 | 0 | 0 | 0 | 0 | 0 | 0 | 25 | 25 | 0 | 0 | 0 | 0 | 0 | 0 | 0 | 0 | 0 | 0 | 0 | 0 | 0 | 0 | 0 | 0 | 0 | 0 | 0 | 0 | 0 | 0 | 0 | 0 | 0 | 20 | 110 | 0% | 0% | 0% | 0% | 0% | 0% | 0% | 14.47% | 14.47% | ASHA SOLAR PV 2035
| 66 | SOUT SOLAR PV 2020 | SouthWest Ghana Group | Sun | Solar PV | 0 | 0 | 0 | 0 | 0 | 0 | 0 | 0 | 0 | 0 | 0 | 0 | 19.0126 | 44.3627 | 44.3627 | 44.3627 | 44.3627 | 44.3627 | 0 | 0 | 0 | 24.8 | 24.8 | 24.8 | 24.8 | 24.8 | 24.8 | 0 | 0 | 0 | 0 | 0 | 0 | 0 | 0 | 0 | 0 | 0 | 0 | 0 | 0 | 0 | 0 | 0 | 0 | 0 | 0 | 0 | 15 | 35 | 35 | 35 | 35 | 35 | 0% | 0% | 0% | 14.47% | 14.47% | 14.47% | 14.47% | 14.47% | 14.47% | SOUT SOLAR PV 2020
| 67 | SOUT SOLAR PV 2026 | SouthWest Ghana Group | Sun | Solar PV | 0 | 0 | 0 | 0 | 0 | 0 | 0 | 0 | 0 | 0 | 0 | 0 | 0 | 0 | 25.3501 | 50.7002 | 63.3753 | 63.3753 | 0 | 0 | 0 | 0 | 0 | 24.8 | 24.8 | 24.8 | 24.8 | 0 | 0 | 0 | 0 | 0 | 0 | 0 | 0 | 0 | 0 | 0 | 0 | 0 | 0 | 0 | 0 | 0 | 0 | [5 empty] | 20 | 40 | 50 | 50 | [5 empty] | 14.47% | 14.47% | 14.47% | 14.47% | SOUT SOLAR PV 2026
| 68 | SOUT SOLAR PV 2035 | SouthWest Ghana Group | Sun | Solar PV | 0 | 0 | 0 | 0 | 0 | 0 | 0 | 0 | 0 | 0 | 0 | 0 | 0 | 0 | 0 | 0 | 25.3501 | 114.0755 | 0 | 0 | 0 | 0 | 0 | 0 | 0 | 25 | 25 | 0 | 0 | 0 | 0 | 0 | 0 | 0 | 0 | 0 | 0 | 0 | 0 | 0 | 0 | 0 | 0 | 0 | 0 | 0 | 0 | 0 | 0 | 0 | 0 | 0 | 20 | 90 | 0% | 0% | 0% | 0% | 0% | 0% | 0% | 14.47% | 14.47% | SOUT SOLAR PV 2035
| 69 | NORT SOLAR PV 2018 | Northern Ghana Group | Sun | Solar PV | 0 | 0 | 0 | 0 | 0 | 0 | 0 | 0 | 0 | 0 | 0 | 71.598 | 71.598 | 71.598 | 71.598 | 71.598 | 71.598 | 71.598 | 0 | 0 | 24.8 | 24.8 | 24.8 | 24.8 | 24.8 | 24.8 | 24.8 | 0 | 0 | 0 | 0 | 0 | 0 | 0 | 0 | 0 | 0 | 0 | 0 | 0 | 0 | 0 | 0 | 0 | 0 |  |  | 50 | 50 | 50 | 50 | 50 | 50 | 50 |  |  | 16.35% | 16.35% | 16.35% | 16.35% | 16.35% | 16.35% | 16.35% | NORT SOLAR PV 2018
| 70 | NORT SOLAR PV 2020 | Northern Ghana Group | Sun | Solar PV | 0 | 0 | 0 | 0 | 0 | 0 | 0 | 0 | 0 | 0 | 0 | 0 | 107.3971 | 393.7893 | 393.7893 | 393.7893 | 393.7893 | 393.7893 | 0 | 0 | 0 | 24.8 | 24.8 | 24.8 | 24.8 | 24.8 | 24.8 | 0 | 0 | 0 | 0 | 0 | 0 | 0 | 0 | 0 | 0 | 0 | 0 | 0 | 0 | 0 | 0 | 0 | 0 | 0 | 0 | 0 | 75 | 275 | 275 | 275 | 275 | 275 | 0% | 0% | 0% | 16.35% | 16.35% | 16.35% | 16.35% | 16.35% | 16.35% | NORT SOLAR PV 2020
| 71 | NORT SOLAR PV 2023 | Northern Ghana Group | Sun | Solar PV | 0 | 0 | 0 | 0 | 0 | 0 | 0 | 0 | 0 | 0 | 0 | 0 | 0 | 143.1961 | 286.3922 | 286.3922 | 286.3922 | 286.3922 | 0 | 0 | 0 | 0 | 24.8 | 24.8 | 24.8 | 24.8 | 24.8 | 0 | 0 | 0 | 0 | 0 | 0 | 0 | 0 | 0 | 0 | 0 | 0 | 0 | 0 | 0 | 0 | 0 | 0 | 0 | 0 | 0 | 0 | 100 | 200 | 200 | 200 | 200 | 0% | 0% | 0% | 0% | 16.35% | 16.35% | 16.35% | 16.35% | 16.35% | NORT SOLAR PV 2023
| 72 | NORT SOLAR PV 2026 | Northern Ghana Group | Sun | Solar PV | 0 | 0 | 0 | 0 | 0 | 0 | 0 | 0 | 0 | 0 | 0 | 0 | 0 | 0 | 143.1961 | 429.5883 | 429.5883 | 429.5883 | 0 | 0 | 0 | 0 | 0 | 24.8 | 24.8 | 24.8 | 24.8 | 0 | 0 | 0 | 0 | 0 | 0 | 0 | 0 | 0 | 0 | 0 | 0 | 0 | 0 | 0 | 0 | 0 | 0 | 0 | 0 | 0 | 0 | 0 | 100 | 300 | 300 | 300 | 0% | 0% | 0% | 0% | 0% | 16.35% | 16.35% | 16.35% | 16.35% | NORT SOLAR PV 2026
| 73 | NORT SOLAR PV 2030 | Northern Ghana Group | Sun | Solar PV | 0 | 0 | 0 | 0 | 0 | 0 | 0 | 0 | 0 | 0 | 0 | 0 | 0 | 0 | 0 | 71.598 | 357.9902 | 357.9902 | 0 | 0 | 0 | 0 | 0 | 0 | 24.8 | 24.8 | 24.8 | 0 | 0 | 0 | 0 | 0 | 0 | 0 | 0 | 0 | 0 | 0 | 0 | 0 | 0 | 0 | 0 | 0 | 0 | 0 | 0 | 0 | 0 | 0 | 0 | 50 | 250 | 250 | 0% | 0% | 0% | 0% | 0% | 0% | 16.35% | 16.35% | 16.35% | NORT SOLAR PV 2030
| 74 | NORT SOLAR PV 2035 | Northern Ghana Group | Sun | Solar PV | 0 | 0 | 0 | 0 | 0 | 0 | 0 | 0 | 0 | 0 | 0 | 0 | 0 | 0 | 0 | 0 | 143.1961 | 859.1766 | 0 | 0 | 0 | 0 | 0 | 0 | 0 | 24.8 | 24.8 | 0 | 0 | 0 | 0 | 0 | 0 | 0 | 0 | 0 | 0 | 0 | 0 | 0 | 0 | 0 | 0 | 0 | 0 | 0 | 0 | 0 | 0 | 0 | 0 | 0 | 100 | 600 | 0% | 0% | 0% | 0% | 0% | 0% | 0% | 16.35% | 16.35% | NORT SOLAR PV 2035
| 76 | SOUT SOLAR PV 2020 | SouthEast Ghana Group | Sun | Solar PV | 0 | 0 | 0 | 0 | 0 | 0 | 0 | 0 | 0 | 0 | 0 | 0 | 44.3627 | 171.1132 | 171.1132 | 171.1132 | 171.1132 | 171.1132 | 0 | 0 | 0 | 24.8 | 24.8 | 24.8 | 24.8 | 24.8 | 24.8 | 0 | 0 | 0 | 0 | 0 | 0 | 0 | 0 | 0 | 0 | 0 | 0 | 0 | 0 | 0 | 0 | 0 | 0 | 0 | 0 | 0 | 35 | 135 | 135 | 135 | 135 | 135 | 0% | 0% | 0% | 14.47% | 14.47% | 14.47% | 14.47% | 14.47% | 14.47% | SOUT SOLAR PV 2020
| 77 | SOUT SOLAR PV 2026 | SouthEast Ghana Group | Sun | Solar PV | 0 | 0 | 0 | 0 | 0 | 0 | 0 | 0 | 0 | 0 | 0 | 0 | 0 | 0 | 63.3753 | 443.6268 | 570.3773 | 570.3773 | 0 | 0 | 0 | 0 | 0 | 24.8 | 24.8 | 24.8 | 24.8 | 0 | 0 | 0 | 0 | 0 | 0 | 0 | 0 | 0 | 0 | 0 | 0 | 0 | 0 | 0 | 0 | 0 | 0 | 0 | 0 | 0 | 0 | 0 | 50 | 350 | 450 | 450 | 0% | 0% | 0% | 0% | 0% | 14.47% | 14.47% | 14.47% | 14.47% | SOUT SOLAR PV 2026
| 78 | SOUT SOLAR PV 2035 | SouthEast Ghana Group | Sun | Solar PV | 0 | 0 | 0 | 0 | 0 | 0 | 0 | 0 | 0 | 0 | 0 | 0 | 0 | 0 | 0 | 0 | 126.7505 | 570.3773 | 0 | 0 | 0 | 0 | 0 | 0 | 0 | 25 | 25 | 0 | 0 | 0 | 0 | 0 | 0 | 0 | 0 | 0 | 0 | 0 | 0 | 0 | 0 | 0 | 0 | 0 | 0 | 0 | 0 | 0 | 0 | 0 | 0 | 0 | 100 | 450 | 0% | 0% | 0% | 0% | 0% | 0% | 0% | 14.47% | 14.47% | SOUT SOLAR PV 2035
| 80 | SOUT SOLAR PV 2020 | SouthWest Ghana Group | Sun | Solar PV | 0 | 0 | 0 | 0 | 0 | 0 | 0 | 0 | 0 | 0 | 0 | 0 | 57.0377 | 133.088 | 133.088 | 133.088 | 133.088 | 133.088 | 0 | 0 | 0 | 24.8 | 24.8 | 24.8 | 24.8 | 24.8 | 24.8 | 0 | 0 | 0 | 0 | 0 | 0 | 0 | 0 | 0 | 0 | 0 | 0 | 0 | 0 | 0 | 0 | 0 | 0 | 0 | 0 | 0 | 45 | 105 | 105 | 105 | 105 | 105 | 0% | 0% | 0% | 14.47% | 14.47% | 14.47% | 14.47% | 14.47% | 14.47% | SOUT SOLAR PV 2020
| 81 | SOUT SOLAR PV 2026 | SouthWest Ghana Group | Sun | Solar PV | 0 | 0 | 0 | 0 | 0 | 0 | 0 | 0 | 0 | 0 | 0 | 0 | 0 | 0 | 50.7002 | 253.501 | 304.2012 | 304.2012 | 0 | 0 | 0 | 0 | 0 | 24.8 | 24.8 | 24.8 | 24.8 | 0 | 0 | 0 | 0 | 0 | 0 | 0 | 0 | 0 | 0 | 0 | 0 | 0 | 0 | 0 | 0 | 0 | 0 | 0 | 0 | 0 | 0 | 0 | 40 | 200 | 240 | 240 | 0% | 0% | 0% | 0% | 0% | 14.47% | 14.47% | 14.47% | 14.47% | SOUT SOLAR PV 2026
| 82 | SOUT SOLAR PV 2035 | SouthWest Ghana Group | Sun | Solar PV | 0 | 0 | 0 | 0 | 0 | 0 | 0 | 0 | 0 | 0 | 0 | 0 | 0 | 0 | 0 | 0 | 25.3501 | 304.2012 | 0 | 0 | 0 | 0 | 0 | 0 | 0 | 25 | 25 | 0 | 0 | 0 | 0 | 0 | 0 | 0 | 0 | 0 | 0 | 0 | 0 | 0 | 0 | 0 | 0 | 0 | 0 | 0 | 0 | 0 | 0 | 0 | 0 | 0 | 20 | 240 | 0% | 0% | 0% | 0% | 0% | 0% | 0% | 14.47% | 14.47% | SOUT SOLAR PV 2035
| 83 | SOUT SOLAR PV 2020 | SouthEast Ghana Group | Sun | Solar PV | 0 | 0 | 0 | 0 | 0 | 0 | 0 | 0 | 0 | 0 | 0 | 0 | 19.0126 | 19.0126 | 19.0126 | 19.0126 | 19.0126 | 19.0126 | 0 | 0 | 0 | 24.8 | 24.8 | 24.8 | 24.8 | 24.8 | 24.8 | 0 | 0 | 0 | 0 | 0 | 0 | 0 | 0 | 0 | 0 | 0 | 0 | 0 | 0 | 0 | 0 | 0 | 0 | 0 | 0 | 0 | 15 | 15 | 15 | 15 | 15 | 15 | 0% | 0% | 0% | 14.47% | 14.47% | 14.47% | 14.47% | 14.47% | 14.47% | SOUT SOLAR PV 2020
| 84 | SOUT SOLAR PV 2026 | SouthEast Ghana Group | Sun | Solar PV | 0 | 0 | 0 | 0 | 0 | 0 | 0 | 0 | 0 | 0 | 0 | 0 | 0 | 0 | 25.3501 | 50.7002 | 76.0503 | 76.0503 | 0 | 0 | 0 | 0 | 0 | 24.8 | 24.8 | 24.8 | 24.8 | 0 | 0 | 0 | 0 | 0 | 0 | 0 | 0 | 0 | 0 | 0 | 0 | 0 | 0 | 0 | 0 | 0 | 0 | 0 | 0 | 0 | 0 | 0 | 20 | 40 | 60 | 60 | 0% | 0% | 0% | 0% | 0% | 14.47% | 14.47% | 14.47% | 14.47% | SOUT SOLAR PV 2026
| 85 | SOUT SOLAR PV 2035 | SouthEast Ghana Group | Sun | Solar PV | 0 | 0 | 0 | 0 | 0 | 0 | 0 | 0 | 0 | 0 | 0 | 0 | 0 | 0 | 0 | 0 | 25.3501 | 76.0503 | 0 | 0 | 0 | 0 | 0 | 0 | 0 | 25 | 25 | 0 | 0 | 0 | 0 | 0 | 0 | 0 | 0 | 0 | 0 | 0 | 0 | 0 | 0 | 0 | 0 | 0 | 0 | 0 | 0 | 0 | 0 | 0 | 0 | 0 | 20 | 60 | 0% | 0% | 0% | 0% | 0% | 0% | 0% | 14.47% | 14.47% | SOUT SOLAR PV 2035
| 86 | ASHA SOLAR PV WITH STORAGE 2020 | Ashanti Group | Sun + storage | Solar PV + Storage | 0 | 0 | 0 | 0 | 0 | 0 | 0 | 0 | 0 | 0 | 0 | 0 | 0 | 12.675 | 12.675 | 12.675 | 12.675 | 12.675 | 0 | 0 | 0 | 0 | 28 | 28 | 28 | 28 | 28 | 0 | 0 | 0 | 0 | 0 | 0 | 0 | 0 | 0 | 0 | 0 | 0 | 0 | 0 | 0 | 0 | 0 | 0 | 0 | 0 | 0 | 0 | 10 | 10 | 10 | 10 | 10 | 0% | 0% | 0% | 0% | 14.47% | 14.47% | 14.47% | 14.47% | 14.47% | ASHA SOLAR PV WITH STORAGE 2020
| 88 | ASHA SOLAR PV WITH STORAGE 2035 | Ashanti Group | Sun + storage | Solar PV + Storage | 0 | 0 | 0 | 0 | 0 | 0 | 0 | 0 | 0 | 0 | 0 | 0 | 0 | 0 | 0 | 0 | 12.675 | 76.0503 | 0 | 0 | 0 | 0 | 0 | 0 | 0 | 28 | 28 | 0 | 0 | 0 | 0 | 0 | 0 | 0 | 0 | 0 | 0 | 0 | 0 | 0 | 0 | 0 | 0 | 0 | 0 | 0 | 0 | 0 | 0 | 0 | 0 | 0 | 10 | 60 | 0% | 0% | 0% | 0% | 0% | 0% | 0% | 14.47% | 14.47% | ASHA SOLAR PV WITH STORAGE 2035
| 89 | SOUT SOLAR PV WITH STORAGE 2020 | SouthWest Ghana Group | Sun + storage | Solar PV + Storage | 0 | 0 | 0 | 0 | 0 | 0 | 0 | 0 | 0 | 0 | 0 | 0 | 0 | 12.675 | 12.675 | 12.675 | 12.675 | 12.675 | 0 | 0 | 0 | 0 | 28 | 28 | 28 | 28 | 28 | 0 | 0 | 0 | 0 | 0 | 0 | 0 | 0 | 0 | 0 | 0 | 0 | 0 | 0 | 0 | 0 | 0 | 0 | 0 | 0 | 0 | 0 | 10 | 10 | 10 | 10 | 10 | 0% | 0% | 0% | 0% | 14.47% | 14.47% | 14.47% | 14.47% | 14.47% | SOUT SOLAR PV WITH STORAGE 2020
| 91 | SOUT SOLAR PV WITH STORAGE 2035 | SouthWest Ghana Group | Sun + storage | Solar PV + Storage | 0 | 0 | 0 | 0 | 0 | 0 | 0 | 0 | 0 | 0 | 0 | 0 | 0 | 0 | 0 | 0 | 12.675 | 63.3752 | 0 | 0 | 0 | 0 | 0 | 0 | 0 | 28 | 28 | 0 | 0 | 0 | 0 | 0 | 0 | 0 | 0 | 0 | 0 | 0 | 0 | 0 | 0 | 0 | 0 | 0 | 0 | 0 | 0 | 0 | 0 | 0 | 0 | 0 | 10 | 50 | 0% | 0% | 0% | 0% | 0% | 0% | 0% | 14.47% | 14.47% | SOUT SOLAR PV WITH STORAGE 2035
| 92 | NORT SOLAR PV WITH STORAGE 2020 | Northern Ghana Group | Sun + storage | Solar PV + Storage | 0 | 0 | 0 | 0 | 0 | 0 | 0 | 0 | 0 | 0 | 0 | 0 | 0 | 126.7505 | 126.7505 | 126.7505 | 126.7505 | 126.7505 | 0 | 0 | 0 | 0 | 28 | 28 | 28 | 28 | 28 | 0 | 0 | 0 | 0 | 0 | 0 | 0 | 0 | 0 | 0 | 0 | 0 | 0 | 0 | 0 | 0 | 0 | 0 | 0 | 0 | 0 | 0 | 100 | 100 | 100 | 100 | 100 | 0% | 0% | 0% | 0% | 14.47% | 14.47% | 14.47% | 14.47% | 14.47% | NORT SOLAR PV WITH STORAGE 2020
| 94 | NORT SOLAR PV WITH STORAGE 2035 | Northern Ghana Group | Sun + storage | Solar PV + Storage | 0 | 0 | 0 | 0 | 0 | 0 | 0 | 0 | 0 | 0 | 0 | 0 | 0 | 0 | 0 | 0 | 63.3752 | 380.2515 | 0 | 0 | 0 | 0 | 0 | 0 | 0 | 28 | 28 | 0 | 0 | 0 | 0 | 0 | 0 | 0 | 0 | 0 | 0 | 0 | 0 | 0 | 0 | 0 | 0 | 0 | 0 | 0 | 0 | 0 | 0 | 0 | 0 | 0 | 50 | 300 | 0% | 0% | 0% | 0% | 0% | 0% | 0% | 14.47% | 14.47% | NORT SOLAR PV WITH STORAGE 2035
| 95 | SOUT SOLAR PV WITH STORAGE 2020 | SouthEast Ghana Group | Sun + storage | Solar PV + Storage | 0 | 0 | 0 | 0 | 0 | 0 | 0 | 0 | 0 | 0 | 0 | 0 | 0 | 50.7002 | 50.7002 | 50.7002 | 50.7002 | 50.7002 | 0 | 0 | 0 | 0 | 28 | 28 | 28 | 28 | 28 | 0 | 0 | 0 | 0 | 0 | 0 | 0 | 0 | 0 | 0 | 0 | 0 | 0 | 0 | 0 | 0 | 0 | 0 | 0 | 0 | 0 | 0 | 40 | 40 | 40 | 40 | 40 | 0% | 0% | 0% | 0% | 14.47% | 14.47% | 14.47% | 14.47% | 14.47% | SOUT SOLAR PV WITH STORAGE 2020
| 97 | SOUT SOLAR PV WITH STORAGE 2035 | SouthEast Ghana Group | Sun + storage | Solar PV + Storage | 0 | 0 | 0 | 0 | 0 | 0 | 0 | 0 | 0 | 0 | 0 | 0 | 0 | 0 | 0 | 0 | 63.3752 | 278.8511 | 0 | 0 | 0 | 0 | 0 | 0 | 0 | 28 | 28 | 0 | 0 | 0 | 0 | 0 | 0 | 0 | 0 | 0 | 0 | 0 | 0 | 0 | 0 | 0 | 0 | 0 | 0 | 0 | 0 | 0 | 0 | 0 | 0 | 0 | 50 | 220 | 0% | 0% | 0% | 0% | 0% | 0% | 0% | 14.47% | 14.47% | SOUT SOLAR PV WITH STORAGE 2035
| 98 | SOUT SOLAR PV WITH STORAGE 2020 | SouthWest Ghana Group | Sun + storage | Solar PV + Storage | 0 | 0 | 0 | 0 | 0 | 0 | 0 | 0 | 0 | 0 | 0 | 0 | 0 | 38.0251 | 38.0251 | 38.0251 | 38.0251 | 38.0251 | 0 | 0 | 0 | 0 | 28 | 28 | 28 | 28 | 28 | 0 | 0 | 0 | 0 | 0 | 0 | 0 | 0 | 0 | 0 | 0 | 0 | 0 | 0 | 0 | 0 | 0 | 0 | 0 | 0 | 0 | 0 | 30 | 30 | 30 | 30 | 30 | 0% | 0% | 0% | 0% | 14.47% | 14.47% | 14.47% | 14.47% | 14.47% | SOUT SOLAR PV WITH STORAGE 2020
| 100 | SOUT SOLAR PV WITH STORAGE 2035 | SouthWest Ghana Group | Sun + storage | Solar PV + Storage | 0 | 0 | 0 | 0 | 0 | 0 | 0 | 0 | 0 | 0 | 0 | 0 | 0 | 0 | 0 | 0 | 12.675 | 101.4004 | 0 | 0 | 0 | 0 | 0 | 0 | 0 | 28 | 28 | 0 | 0 | 0 | 0 | 0 | 0 | 0 | 0 | 0 | 0 | 0 | 0 | 0 | 0 | 0 | 0 | 0 | 0 | 0 | 0 | 0 | 0 | 0 | 0 | 0 | 10 | 80 | 0% | 0% | 0% | 0% | 0% | 0% | 0% | 14.47% | 14.47% | SOUT SOLAR PV WITH STORAGE 2035
| 103 | SOUT SOLAR PV WITH STORAGE 2035 | SouthEast Ghana Group | Sun + storage | Solar PV + Storage | 0 | 0 | 0 | 0 | 0 | 0 | 0 | 0 | 0 | 0 | 0 | 0 | 0 | 0 | 0 | 0 | 12.675 | 50.7002 | 0 | 0 | 0 | 0 | 0 | 0 | 0 | 28 | 28 | 0 | 0 | 0 | 0 | 0 | 0 | 0 | 0 | 0 | 0 | 0 | 0 | 0 | 0 | 0 | 0 | 0 | 0 | 0 | 0 | 0 | 0 | 0 | 0 | 0 | 10 | 40 | 0% | 0% | 0% | 0% | 0% | 0% | 0% | 14.47% | 14.47% | SOUT SOLAR PV WITH STORAGE 2035
| 104 | SOUT WIND TURBINE 2020 | SouthEast Ghana Group | Wind | Wind | 0 | 0 | 0 | 0 | 0 | 0 | 0 | 0 | 0 | 0 | 0 | 0 | 175.1525 | 350.305 | 700.61 | 700.61 | 700.61 | 700.61 | 0 | 0 | 0 | 46.71 | 46.71 | 46.71 | 46.71 | 46.71 | 46.71 | 0 | 0 | 0 | 0 | 0 | 0 | 0 | 0 | 0 | 0 | 0 | 0 | 0 | 0 | 0 | 0 | 0 | 0 | 0 | 0 | 0 | 75 | 150 | 300 | 300 | 300 | 300 | 0% | 0% | 0% | 26.66% | 26.66% | 26.66% | 26.66% | 26.66% | 26.66% | SOUT WIND TURBINE 2020
| 105 | SOUT WIND TURBINE 2026 | SouthEast Ghana Group | Wind | Wind | 0 | 0 | 0 | 0 | 0 | 0 | 0 | 0 | 0 | 0 | 0 | 0 | 0 | 0 | 350.305 | 817.3784 | 1050.9151 | 1050.9151 | 0 | 0 | 0 | 0 | 0 | 46.71 | 46.71 | 46.71 | 46.71 | 0 | 0 | 0 | 0 | 0 | 0 | 0 | 0 | 0 | 0 | 0 | 0 | 0 | 0 | 0 | 0 | 0 | 0 | 0 | 0 | 0 | 0 | 0 | 150 | 350 | 450 | 450 | 0% | 0% | 0% | 0% | 0% | 26.66% | 26.66% | 26.66% | 26.66% | SOUT WIND TURBINE 2026
| 106 | SOUT WIND TURBINE 2035 | SouthEast Ghana Group | Wind | Wind | 0 | 0 | 0 | 0 | 0 | 0 | 0 | 0 | 0 | 0 | 0 | 0 | 0 | 0 | 0 | 0 | 467.0734 | 467.0734 | 0 | 0 | 0 | 0 | 0 | 0 | 0 | 47 | 47 | 0 | 0 | 0 | 0 | 0 | 0 | 0 | 0 | 0 | 0 | 0 | 0 | 0 | 0 | 0 | 0 | 0 | 0 | 0 | 0 | 0 | 0 | 0 | 0 | 0 | 200 | 200 | 0% | 0% | 0% | 0% | 0% | 0% | 0% | 26.66% | 26.66% | SOUT WIND TURBINE 2035
[6 empty] | 0 | 0 | 0 | 0 | 0 | 0 | 0 |  |  | 0 | 0 | 0 | 0 | 0 | 0 | 0 |  |  | 0 | 0 | 0 | 0 | 0 | 0 | 0 |  |  | 0 | 0 | 0 | 0 | 0 | 0 | 0 |  |  | 0 | 0 | 0 | 0 | 0 | 0 | 0 |  |  | 0 | 0 | 0 | 0 | 0 | 0 | 0 |  |  | 0 | 0 | 0 | 0 | 0 | 0 | 0

## LowFuelPrice
Back to Contents
|  | Plant Name |  |  |  | FUEL CONSUMPTION | [8 empty] | GENERATION | [8 empty] | FOM (USD/kW-yr | [8 empty] | VOM (USD/MWh) | [8 empty] | Fuel Cost (USD/MWh) | [8 empty] | Available Capacity | [8 empty] | Capacity Factors
| UnitID |  | Model Region | Fuel Type | Capacity Type | 2017 | 2018 | 2019 | 2020 | 2023 | 2026 | 2030 | 2035 | 2040 | 2017 | 2018 | 2019 | 2020 | 2023 | 2026 | 2030 | 2035 | 2040 | 2017 | 2018 | 2019 | 2020 | 2023 | 2026 | 2030 | 2035 | 2040 | 2017 | 2018 | 2019 | 2020 | 2023 | 2026 | 2030 | 2035 | 2040 | 2017 | 2018 | 2019 | 2020 | 2023 | 2026 | 2030 | 2035 | 2040 | 2017 | 2018 | 2019 | 2020 | 2023 | 2026 | 2030 | 2035 | 2040 | 2017 | 2018 | 2019 | 2020 | 2023 | 2026 | 2030 | 2035 | 2040
| 1 | CENIT | SouthEast Ghana Group | Oil | Oil Combustion | 0 | 0 | 0 | 0 | 0 | 0.0039331 | 0.017099 | 0 | 0 | 0 | 0 | 0 | 0 | 0 | 0.32776 | 1.4249 | 0 | 0 | 11.83 | 11.83 | 11.83 | 11.83 | 11.83 | 11.83 | 11.83 | 0 | 0 | 0 | 0 | 0 | 0 | 0 | 4.5 | 4.5 | 0 | 0 | 0 | 0 | 0 | 0 | 0 | 84.6834 | 99.0249 | 0 | 0 | 100 | 100 | 100 | 100 | 100 | 100 | 100 |  |  | 0% | 0% | 0% | 0% | 0% | 0.03742% | 0.1627% |  |  | CENIT
| 2 | Trojan 2B | SouthEast Ghana Group | Oil | Oil Combustion | 0.26958 | 0 | 0 | 0 | 0 | 0 | 0 | 0 | 0 | 31.941 | 0 | 0 | 0 | 0 | 0 | 0 | 0 | 0 | 34 | 34 | 34 | 34 | 0 | 0 | 0 | 0 | 0 | 5.5 | 0 | 0 | 0 | 0 | 0 | 0 | 0 | 0 | 65.5063 | 0 | 0 | 0 | 0 | 0 | 0 | 0 | 0 | 16.25 | 16.25 | 16.25 | 16.25 | [5 empty] | 22.44% | 0% | 0% | 0% | [5 empty] | Trojan 2B
| 3 | Trojan 2A | Ashanti Group | Oil | Oil Combustion | 0.26958 | 0 | 0 | 0 | 0 | 0 | 0 | 0 | 0 | 31.941 | 0 | 0 | 0 | 0 | 0 | 0 | 0 | 0 | 34 | 34 | 34 | 34 | 0 | 0 | 0 | 0 | 0 | 5.5 | 0 | 0 | 0 | 0 | 0 | 0 | 0 | 0 | 76.3302 | 0 | 0 | 0 | 0 | 0 | 0 | 0 | 0 | 16.25 | 16.25 | 16.25 | 16.25 | [5 empty] | 22.44% | 0% | 0% | 0% | [5 empty] | Trojan 2A
| 4 | GP Tarkwa Plant | SouthWest Ghana Group | Oil | Oil Combustion | 0 | 0 | 0 | 0 | 0 | 0 | 0 | 0 | 0.041698 | 0 | 0 | 0 | 0 | 0 | 0 | 0 | 0 | 4.2009 | 17.5 | 17.5 | 17.5 | 17.5 | 17.5 | 17.5 | 17.5 | 17.5 | 17.5 | 0 | 0 | 0 | 0 | 0 | 0 | 0 | 0 | 3.5 | 0 | 0 | 0 | 0 | 0 | 0 | 0 | 0 | 163.9775 | 33 | 33 | 33 | 33 | 33 | 33 | 33 | 33 | 33 | 0% | 0% | 0% | 0% | 0% | 0% | 0% | 0% | 1.453% | GP Tarkwa Plant
| 5 | GP Chirano Plant | SouthWest Ghana Group | Oil | Oil Combustion | 0 | 0 | 0 | 0 | 0 | 0 | 0 | 0 | 0 | 0 | 0 | 0 | 0 | 0 | 0 | 0 | 0 | 0 | 17.5 | 17.5 | 17.5 | 17.5 | 17.5 | 17.5 | 17.5 | 17.5 | 17.5 | 0 | 0 | 0 | 0 | 0 | 0 | 0 | 0 | 0 | 0 | 0 | 0 | 0 | 0 | 0 | 0 | 0 | 0 | 30 | 30 | 30 | 30 | 30 | 30 | 30 | 30 | 30 | 0% | 0% | 0% | 0% | 0% | 0% | 0% | 0% | 0% | GP Chirano Plant
| 6 | GP Darmang Plant | SouthWest Ghana Group | Oil | Oil Combustion | 0 | 0 | 0 | 0 | 0 | 0 | 0 | 0 | 0 | 0 | 0 | 0 | 0 | 0 | 0 | 0 | 0 | 0 | 17.5 | 17.5 | 17.5 | 17.5 | 17.5 | 17.5 | 17.5 | 17.5 | 17.5 | 0 | 0 | 0 | 0 | 0 | 0 | 0 | 0 | 0 | 0 | 0 | 0 | 0 | 0 | 0 | 0 | 0 | 0 | 25.5 | 25.5 | 25.5 | 25.5 | 25.5 | 25.5 | 25.5 | 25.5 | 25.5 | 0% | 0% | 0% | 0% | 0% | 0% | 0% | 0% | 0% | GP Darmang Plant
| 7 | SAPP 2 | SouthEast Ghana Group | Oil/Gas | Oil/Gas Combined Cycle | 9.5999 | 20.1283 | 13.5556 | 7.7484 | 23.5117 | 23.5117 | 23.5117 | 23.5117 | 20.207 | 1230.7618 | 2580.5559 | 1737.902 | 993.3856 | 3014.3158 | 3014.316 | 3014.316 | 3014.316 | 2590.6366 | 16 | 16 | 16 | 16 | 16 | 16 | 16 | 16 | 16 | 3.5 | 3.5 | 3.5 | 3.5 | 3.5 | 3.5 | 3.5 | 3.5 | 3.5 | 61.3196 | 46.8512 | 49.2913 | 49.1652 | 43.1863 | 43.6016 | 45.087 | 52.8132 | 56.1654 | 370 | 370 | 370 | 370 | 370 | 370 | 370 | 370 | 370 | 37.97% | 79.62% | 53.62% | 30.65% | 93% | 93% | 93% | 93% | 79.93% | SAPP 2
| 8 | Cenpower | SouthEast Ghana Group | Oil/Gas | Oil/Gas Combined Cycle | 0 | 0.072074 | 1.1127 | 0 | 16.3032 | 21.6884 | 21.6884 | 20.4037 | 10.9414 | 0 | 9.2048 | 142.1117 | 0 | 2082.1467 | 2769.912 | 2769.912 | 2605.8369 | 1397.3726 | 0 | 16 | 16 | 16 | 16 | 16 | 16 | 16 | 16 | 0 | 3.5 | 3.5 | 0 | 3.5 | 3.5 | 3.5 | 3.5 | 3.5 | 0 | 47.0314 | 49.4809 | 0 | 40.3975 | 42.593 | 45.2605 | 53.0163 | 56.4083 |  | 340 | 340 | 340 | 340 | 340 | 340 | 340 | 340 |  | 0.3091% | 4.771% | 0% | 69.91% | 93% | 93% | 87.49% | 46.92% | Cenpower
| 9 | KarpowerShip 1 | SouthEast Ghana Group | Oil/Gas | Oil/Gas Combined Cycle | 14.837 | 0 | 0 | 0 | 0 | 0 | 0 | 0 | 0 | 1942.0128 | 0 | 0 | 0 | 0 | 0 | 0 | 0 | 0 | 177.828 | 0 | 0 | 0 | 0 | 0 | 0 | 0 | 0 | 3.5 | 0 | 0 | 0 | 0 | 0 | 0 | 0 | 0 | 47.4466 | 0 | 0 | 0 | 0 | 0 | 0 | 0 | 0 | 247 | [8 empty] | 89.75% | [8 empty] | KarpowerShip 1
| 10 | AKSA | SouthEast Ghana Group | Oil/Gas | Oil/Gas Combined Cycle | 10.1595 | 0 | 12.2866 | 0 | 0 | 3.1875 | 14.819 | 1.1685 | 0.98705 | 1195.236 | 0 | 1445.4864 | 0 | 0 | 375.0019 | 1743.4132 | 137.4721 | 116.1232 | 16 | 16 | 16 | 16 | 16 | 16 | 16 | 16 | 16 | 3.5 | 0 | 3.5 | 0 | 0 | 3.5 | 3.5 | 3.5 | 3.5 | 52.7874 | 0 | 53.7149 | 0 | 0 | 46.1925 | 49.0052 | 55.6936 | 61.3034 | 250 | 375 | 375 | 375 | 375 | 375 | 375 | 375 | 375 | 54.58% | 0% | 44% | 0% | 0% | 11.42% | 53.07% | 4.185% | 3.535% | AKSA
| 11 | TAPCO (T1) | SouthWest Ghana Group | Oil/Gas | Oil/Gas Combined Cycle | 11.645 | 17.1872 | 0 | 17.1872 | 17.1871 | 17.1872 | 17.1872 | 10.3568 | 1.7087 | 1496.2077 | 2208.3 | 0 | 2208.3 | 2208.285 | 2208.3001 | 2208.2996 | 1330.6913 | 219.5415 | 18.7 | 18.7 | 18.7 | 18.7 | 18.7 | 18.7 | 18.7 | 18.7 | 18.7 | 5 | 5 | 0 | 5 | 5 | 5 | 5 | 5 | 5 | 57.3614 | 46.7491 | 0 | 49.058 | 45.714 | 46.7932 | 47.4531 | 47.0081 | 45.9769 | 305 | 305 | 305 | 305 | 305 | 305 | 305 | 305 | 305 | 56% | 82.65% | 0% | 82.65% | 82.65% | 82.65% | 82.65% | 49.81% | 8.217% | TAPCO (T1)
| 12 | TICO (T2) | SouthWest Ghana Group | Oil/Gas | Oil/Gas Combined Cycle | 17.7346 | 17.7346 | 9.5854 | 17.7346 | 17.7346 | 17.7346 | 17.7346 | 17.7346 | 4.4989 | 2382.72 | 2382.72 | 1287.8378 | 2382.72 | 2382.72 | 2382.72 | 2382.7199 | 2382.72 | 604.4516 | 30.94 | 30.94 | 30.94 | 30.94 | 30.94 | 30.94 | 30.94 | 30.94 | 30.94 | 4.9 | 4.9 | 4.9 | 4.9 | 4.9 | 4.9 | 4.9 | 4.9 | 4.9 | 54.7871 | 44.7069 | 47.0353 | 46.9149 | 43.717 | 44.749 | 45.3801 | 44.9546 | 43.9684 | 320 | 320 | 320 | 320 | 320 | 320 | 320 | 320 | 320 | 85% | 85% | 45.94% | 85% | 85% | 85% | 85% | 85% | 21.56% | TICO (T2)
| 13 | Amandi | SouthWest Ghana Group | Oil/Gas | Oil/Gas Combined Cycle | 0 | 0 | 8.0946 | 0 | 0.085206 | 10.6364 | 12.0103 | 2.7986 | 0.10905 | 0 | 0 | 987.1488 | 0 | 10.3909 | 1297.1183 | 1464.672 | 341.2978 | 13.2992 | 0 | 0 | 30.94 | 30.94 | 30.94 | 30.94 | 30.94 | 30.94 | 30.94 | 0 | 0 | 4.9 | 0 | 4.9 | 4.9 | 4.9 | 4.9 | 4.9 | 0 | 0 | 51.8191 | 0 | 48.1632 | 49.3003 | 49.9956 | 49.5267 | 48.4402 |  |  | 190 | 190 | 190 | 190 | 190 | 190 | 190 |  |  | 59.31% | 0% | 0.6243% | 77.93% | 88% | 20.51% | 0.799% | Amandi
| 14 | KarpowerShip 2 | SouthWest Ghana Group | Oil/Gas | Oil/Gas Combined Cycle | 0 | 27.6708 | 31.8841 | 30.5313 | 0 | 0 | 0 | 0 | 0 | 0 | 3250.0389 | 3744.9 | 3586.0081 | 0 | 0 | 0 | 0 | 0 | 0 | 177.828 | 177.828 | 177.828 | 177.828 | 0 | 0 | 0 | 0 | 0 | 3.5 | 3.5 | 3.5 | 0 | 0 | 0 | 0 | 0 | 0 | 49.7238 | 53.8034 | 53.6657 | 0 | 0 | 0 | 0 | 0 |  | 450 | 450 | 450 | 450 | [5 empty] | 82.45% | 95% | 90.97% | 0% |  |  |  |  | KarpowerShip 2
| 15 | Early Power | SouthEast Ghana Group | Oil/Gas | Oil/Gas Combustion | 0 | 0 | 4.875 | 23.0656 | 23.0656 | 23.0656 | 23.0656 | 23.0656 | 22.8852 | 0 | 0 | 649.9975 | 3075.417 | 3075.4169 | 3075.4169 | 3075.417 | 3075.417 | 3051.3646 | 0 | 0 | 16 | 16 | 16 | 16 | 16 | 16 | 16 | 0 | 0 | 3.5 | 3.5 | 3.5 | 3.5 | 3.5 | 3.5 | 3.5 | 0 | 0 | 47.3955 | 47.2742 | 43.0933 | 41.9022 | 43.7937 | 50.7819 | 54.0072 |  |  | 377.5 | 377.5 | 377.5 | 377.5 | 377.5 | 377.5 | 377.5 |  |  | 19.66% | 93% | 93% | 93% | 93% | 93% | 92.27% | Early Power
| 16 | TT1PP | SouthEast Ghana Group | Oil/Gas | Oil/Gas Combustion | 0 | 0 | 0 | 0 | 0 | 0 | 0 | 0 | 0 | 0 | 0 | 0 | 0 | 0 | 0 | 0 | 0 | 0 | 14.3 | 14.3 | 14.3 | 14.3 | 14.3 | 14.3 | 14.3 | 14.3 | 14.3 | 0 | 0 | 0 | 0 | 0 | 0 | 0 | 0 | 0 | 0 | 0 | 0 | 0 | 0 | 0 | 0 | 0 | 0 | 100 | 100 | 100 | 100 | 100 | 100 | 100 | 100 | 100 | 0% | 0% | 0% | 0% | 0% | 0% | 0% | 0% | 0% | TT1PP
| 17 | KTPP | SouthEast Ghana Group | Oil/Gas | Oil/Gas Combustion | 0.33667 | 0 | 0.064204 | 0 | 0 | 0 | 0 | 0 | 0 | 30.8874 | 0 | 5.8903 | 0 | 0 | 0 | 0 | 0 | 0 | 12.3 | 12.3 | 12.3 | 12.3 | 12.3 | 12.3 | 12.3 | 12.3 | 12.3 | 3.5 | 0 | 3.5 | 0 | 0 | 0 | 0 | 0 | 0 | 84.5994 | 0 | 68.8815 | 0 | 0 | 0 | 0 | 0 | 0 | 200 | 200 | 200 | 200 | 200 | 200 | 200 | 200 | 200 | 1.763% | 0% | 0.3362% | 0% | 0% | 0% | 0% | 0% | 0% | KTPP
| 18 | Trojan 1 | SouthEast Ghana Group | Oil/Gas | Oil/Gas Combustion | 0.41408 | 0 | 0 | 0 | 0 | 0 | 0 | 0 | 0 | 49.0614 | 0 | 0 | 0 | 0 | 0 | 0 | 0 | 0 | 34 | 34 | 34 | 34 | 0 | 0 | 0 | 0 | 0 | 5.5 | 0 | 0 | 0 | 0 | 0 | 0 | 0 | 0 | 65.5063 | 0 | 0 | 0 | 0 | 0 | 0 | 0 | 0 | 24.96 | 24.96 | 24.96 | 24.96 | [5 empty] | 22.44% | 0% | 0% | 0% | [5 empty] | Trojan 1
| 19 | MRP | SouthEast Ghana Group | Oil/Gas | Oil/Gas Combustion | 0 | 0 | 0 | 0 | 0 | 0 | 0 | 0 | 0.022086 | 0 | 0 | 0 | 0 | 0 | 0 | 0 | 0 | 1.7714 | 12.5737 | 12.5737 | 12.5737 | 12.5737 | 12.5737 | 12.5737 | 12.5737 | 12.5737 | 12.5737 | 0 | 0 | 0 | 0 | 0 | 0 | 0 | 0 | 4.5 | 0 | 0 | 0 | 0 | 0 | 0 | 0 | 0 | 143.3858 | 70 | 70 | 70 | 70 | 70 | 70 | 70 | 70 | 70 | 0% | 0% | 0% | 0% | 0% | 0% | 0% | 0% | 0.2889% | MRP
| 20 | Safisana | SouthEast Ghana Group | Biogas | Biogas | 0.010052 | 0 | 0 | 0 | 0.010052 | 0.010052 | 0.010052 | 0.010052 | 0.010052 | 0.7446 | 0 | 0 | 0 | 0.7446 | 0.7446 | 0.7446 | 0.7446 | 0.7446 | 35 | 35 | 35 | 35 | 35 | 35 | 35 | 35 | 35 | 4.2 | 0 | 0 | 0 | 4.2 | 4.2 | 4.2 | 4.2 | 4.2 | 40.5 | 0 | 0 | 0 | 40.5 | 40.5 | 40.5 | 40.5 | 40.5 | 0.1 | 0.1 | 0.1 | 0.1 | 0.1 | 0.1 | 0.1 | 0.1 | 0.1 | 85% | 0% | 0% | 0% | 85% | 85% | 85% | 85% | 85% | Safisana
| 21 | TT2PP | SouthEast Ghana Group | Gas | Gas Combustion Turbine | 0.53258 | 0 | 0 | 0 | 0 | 0 | 0.025599 | 0.0046896 | 0 | 54.7924 | 0 | 0 | 0 | 0 | 0 | 2.6336 | 0.48247 | 0 | 12.1007 | 12.1007 | 12.1007 | 12.1007 | 12.1007 | 12.1007 | 12.1007 | 12.1007 | 12.1007 | 4.5 | 0 | 0 | 0 | 0 | 0 | 4.5 | 4.5 | 0 | 79.8984 | 0 | 0 | 0 | 0 | 0 | 58.6667 | 58.7073 | 0 | 45 | 45 | 45 | 45 | 45 | 45 | 45 | 45 | 45 | 13.9% | 0% | 0% | 0% | 0% | 0% | 0.6681% | 0.1224% | 0% | TT2PP
| 22 | SAPP 1 | SouthEast Ghana Group | Gas | Gas Combustion Turbine | 3.0668 | 0 | 0 | 0 | 0 | 0 | 0.26622 | 0.11604 | 0.010617 | 328.6991 | 0 | 0 | 0 | 0 | 0 | 28.5335 | 12.4369 | 1.1379 | 11.83 | 11.83 | 11.83 | 11.83 | 11.83 | 11.83 | 11.83 | 11.83 | 11.83 | 4.5 | 0 | 0 | 0 | 0 | 0 | 4.5 | 4.5 | 4.5 | 76.6926 | 0 | 0 | 0 | 0 | 0 | 55.8033 | 56.7474 | 67.3099 | 180 | 180 | 180 | 180 | 180 | 180 | 180 | 180 | 180 | 20.85% | 0% | 0% | 0% | 0% | 0% | 1.81% | 0.7887% | 0.07217% | SAPP 1
| 23 | Trojan 3 | SouthEast Ghana Group | Gas | Gas Combustion Turbine | 0 | 0 | 0 | 0 | 0 | 0 | 0 | 0 | 0 | 0 | 0 | 0 | 0 | 0 | 0 | 0 | 0 | 0 | 0 | 34 | 34 | 34 | 0 | 0 | 0 | 0 | 0 | 0 | 0 | 0 | 0 | 0 | 0 | 0 | 0 | 0 | 0 | 0 | 0 | 0 | 0 | 0 | 0 | 0 | 0 |  | 49.92 | 49.92 | 49.92 | [6 empty] | 0% | 0% | 0% | [5 empty] | Trojan 3
| 24 | Ameri_2016 | SouthWest Ghana Group | Gas | Gas Combustion Turbine | 0.43824 | 0 | 18.427 | 0 | 0 | 0 | 0 | 0 | 0 | 43.1252 | 0 | 1813.32 | 0 | 0 | 0 | 0 | 0 | 0 | 14.54 | 14.54 | 14.54 | 14.54 | 0 | 0 | 0 | 0 | 0 | 5 | 0 | 5 | 0 | 0 | 0 | 0 | 0 | 0 | 74.9854 | 0 | 64.2178 | 0 | 0 | 0 | 0 | 0 | 0 | 230 | 230 | 230 | 230 | [5 empty] | 2.14% | 0% | 90% | 0% | [5 empty] | Ameri_2016
| 25 | Ameri_2021 | SouthWest Ghana Group | Gas | Gas Combustion Turbine | 0 | 0 | 0 | 0 | 0 | 0 | 0.013161 | 0 | 0 | 0 | 0 | 0 | 0 | 0 | 0 | 1.2951 | 0 | 0 | 0 | 0 | 0 | 0 | 14.54 | 14.54 | 14.54 | 14.54 | 14.54 | 0 | 0 | 0 | 0 | 0 | 0 | 4.17 | 0 | 0 | 0 | 0 | 0 | 0 | 0 | 0 | 61.9579 | 0 | 0 |  |  |  |  | 230 | 230 | 230 | 230 | 230 |  |  |  |  | 0% | 0% | 0.06428% | 0% | 0% | Ameri_2021
| 26 | Bui | Northern Ghana Group | Water | Hydro | 0 | 0 | 0 | 0 | 0 | 0 | 0 | 0 | 0 | 669.586 | 669.586 | 669.5859 | 669.5862 | 669.5865 | 669.5867 | 669.5864 | 669.5863 | 669.5865 | 27.74 | 27.74 | 27.74 | 27.74 | 27.74 | 27.74 | 27.74 | 27.74 | 27.74 | 1.63 | 1.63 | 1.63 | 1.63 | 1.63 | 1.63 | 1.63 | 1.63 | 1.63 | 0 | 0 | 0 | 0 | 0 | 0 | 0 | 0 | 0 | 330 | 330 | 330 | 330 | 330 | 330 | 330 | 330 | 330 | 23.16% | 23.16% | 23.16% | 23.16% | 23.16% | 23.16% | 23.16% | 23.16% | 23.16% | Bui
| 27 | Akosombo | SouthEast Ghana Group | Water | Hydro | 0 | 0 | 0 | 0 | 0 | 0 | 0 | 0 | 0 | 3681.6898 | 3681.6896 | 4016.3888 | 4016.3894 | 4434.7619 | 4434.7621 | 4434.7626 | 4434.7628 | 4434.7615 | 9.16 | 9.16 | 9.16 | 9.16 | 9.16 | 9.16 | 9.16 | 9.16 | 9.16 | 0.98 | 0.98 | 0.98 | 0.98 | 0.98 | 0.98 | 0.98 | 0.98 | 0.98 | 0 | 0 | 0 | 0 | 0 | 0 | 0 | 0 | 0 | 900 | 900 | 900 | 900 | 900 | 900 | 900 | 900 | 900 | 46.7% | 46.7% | 50.94% | 50.94% | 56.25% | 56.25% | 56.25% | 56.25% | 56.25% | Akosombo
| 28 | Kpong | SouthEast Ghana Group | Water | Hydro | 0 | 0 | 0 | 0 | 0 | 0 | 0 | 0 | 0 | 722.7074 | 722.7073 | 788.4081 | 788.408 | 870.5339 | 870.5339 | 870.5339 | 870.534 | 870.5341 | 9.16 | 9.16 | 9.16 | 9.16 | 9.16 | 9.16 | 9.16 | 9.16 | 9.16 | 0.98 | 0.98 | 0.98 | 0.98 | 0.98 | 0.98 | 0.98 | 0.98 | 0.98 | 0 | 0 | 0 | 0 | 0 | 0 | 0 | 0 | 0 | 140 | 140 | 140 | 140 | 140 | 140 | 140 | 140 | 140 | 58.93% | 58.93% | 64.29% | 64.29% | 70.98% | 70.98% | 70.98% | 70.98% | 70.98% | Kpong
| 29 | Cote d'Ivoire Dummy | Cote d'Ivoire | Water | Hydro | 0 | 0 | 0 | 0 | 0 | 0 | 0 | 0 | 0 | 814.6796 | 814.6798 | 10 | 562.6927 | 814.6808 | 814.6801 | 814.6797 | 814.6802 | 814.6792 | 0 | 0 | 0 | 0 | 0 | 0 | 0 | 0 | 0 | 10 | 10 | 10 | 10 | 10 | 10 | 10 | 10 | 10 | 0 | 0 | 0 | 0 | 0 | 0 | 0 | 0 | 0 | 150 | 150 | 150 | 150 | 150 | 150 | 150 | 150 | 150 | 62% | 62% | 0.761% | 42.82% | 62% | 62% | 62% | 62% | 62% | Cote d'Ivoire Dummy
| 30 | Burkina Dummy | Burkina Group | Water | Hydro | 0 | 0 | 0 | 0 | 0 | 0 | 0 | 0 | 0 | 0.438 | 0.438 | 0.438 | 0.438 | 4.818 | 4.818 | 4.818 | 4.818 | 4.818 | 0 | 0 | 0 | 0 | 0 | 0 | 0 | 0 | 0 | 10 | 10 | 10 | 10 | 10 | 10 | 10 | 10 | 10 | 0 | 0 | 0 | 0 | 0 | 0 | 0 | 0 | 0 | 10 | 10 | 10 | 10 | 110 | 110 | 110 | 110 | 110 | 0.5% | 0.5% | 0.5% | 0.5% | 0.5% | 0.5% | 0.5% | 0.5% | 0.5% | Burkina Dummy
| 31 | VRA Solar | Northern Ghana Group | Sun | Solar PV | 0 | 0 | 0 | 0 | 0 | 0 | 0 | 0 | 0 | 2.7132 | 2.7132 | 2.7132 | 2.7132 | 2.7132 | 2.7132 | 2.7132 | 2.7132 | 2.7132 | 0 | 0 | 0 | 0 | 0 | 0 | 0 | 0 | 0 | 0 | 0 | 0 | 0 | 0 | 0 | 0 | 0 | 0 | 0 | 0 | 0 | 0 | 0 | 0 | 0 | 0 | 0 | 1.8 | 1.8 | 1.8 | 1.8 | 1.8 | 1.8 | 1.8 | 1.8 | 1.8 | 17.21% | 17.21% | 17.21% | 17.21% | 17.21% | 17.21% | 17.21% | 17.21% | 17.21% | VRA Solar
| 32 | BXC Solar | SouthEast Ghana Group | Sun | Solar PV | 0 | 0 | 0 | 0 | 0 | 0 | 0 | 0 | 0 | 24.0159 | 24.0159 | 24.0159 | 24.0159 | 24.0159 | 24.0159 | 24.0159 | 24.0159 | 0 | 0 | 0 | 0 | 0 | 0 | 0 | 0 | 0 | 0 | 0 | 0 | 0 | 0 | 0 | 0 | 0 | 0 | 0 | 0 | 0 | 0 | 0 | 0 | 0 | 0 | 0 | 0 | 18 | 18 | 18 | 18 | 18 | 18 | 18 | 18 |  | 15.23% | 15.23% | 15.23% | 15.23% | 15.23% | 15.23% | 15.23% | 15.23% |  | BXC Solar
| 37 | ASHA BIOMASS 2020 | Ashanti Group | Biomass | Biomass Combustion | 0 | 0 | 0 | 0 | 1.0052 | 0.068161 | 0.74658 | 0 | 1.0052 | 0 | 0 | 0 | 0 | 74.46 | 5.049 | 55.3025 | 0 | 74.46 | 0 | 0 | 0 | 0 | 130 | 130 | 130 | 130 | 130 | 0 | 0 | 0 | 0 | 4.5 | 4.5 | 4.5 | 0 | 4.5 | 0 | 0 | 0 | 0 | 67.5 | 67.5 | 67.5 | 0 | 67.5 |  |  |  |  | 10 | 10 | 10 | 10 | 10 |  |  |  |  | 85% | 5.764% | 63.13% | 0% | 85% | ASHA BIOMASS 2020
| 38 | NORT BIOMASS 2018 | Northern Ghana Group | Biomass | Biomass Combustion | 0 | 0 | 0 | 0 | 6.0313 | 0.035273 | 4.7851 | 0 | 6.0313 | 0 | 0 | 0 | 0 | 446.76 | 2.6128 | 354.45 | 0 | 446.76 | 0 | 0 | 0 | 0 | 130 | 130 | 130 | 130 | 130 | 0 | 0 | 0 | 0 | 4.5 | 4.5 | 4.5 | 0 | 4.5 | 0 | 0 | 0 | 0 | 67.5 | 67.5 | 67.5 | 0 | 67.5 |  |  |  |  | 60 | 60 | 60 | 60 | 60 |  |  |  |  | 85% | 0.4971% | 67.44% | 0% | 85% | NORT BIOMASS 2018
| 39 | SOUT BIOMASS 2018 | SouthEast Ghana Group | Biomass | Biomass Combustion | 0 | 0 | 0 | 0 | 1.0052 | 0.005049 | 0.72983 | 0 | 1.0052 | 0 | 0 | 0 | 0 | 74.46 | 0.374 | 54.0617 | 0 | 74.46 | 0 | 0 | 0 | 0 | 130 | 130 | 130 | 130 | 130 | 0 | 0 | 0 | 0 | 4.5 | 4.5 | 4.5 | 0 | 4.5 | 0 | 0 | 0 | 0 | 67.5 | 67.5 | 67.5 | 0 | 67.5 |  |  |  |  | 10 | 10 | 10 | 10 | 10 |  |  |  |  | 85% | 0.4269% | 61.71% | 0% | 85% | SOUT BIOMASS 2018
| 40 | SOUT BIOMASS 2018 | SouthWest Ghana Group | Biomass | Biomass Combustion | 0 | 0 | 0 | 0 | 1.5078 | 0.0026349 | 1.0276 | 0.00023939 | 1.5078 | 0 | 0 | 0 | 0 | 111.69 | 0.19518 | 76.1178 | 0.017732 | 111.69 | 0 | 0 | 0 | 0 | 130 | 130 | 130 | 130 | 130 | 0 | 0 | 0 | 0 | 4.5 | 4.5 | 4.5 | 4.5 | 4.5 | 0 | 0 | 0 | 0 | 67.5 | 67.5 | 67.5 | 67.5 | 67.5 |  |  |  |  | 15 | 15 | 15 | 15 | 15 |  |  |  |  | 85% | 0.1485% | 57.93% | 0.01349% | 85% | SOUT BIOMASS 2018
| 41 | SOUT COAL STEAM TURBINE 2023 | SouthWest Ghana Group | Coal | Coal Steam Turbine | 0 | 0 | 0 | 0 | 0 | 0 | 7.5667 | 7.5667 | 7.5579 | 0 | 0 | 0 | 0 | 0 | 0 | 859.8492 | 859.8492 | 858.8557 | 0 | 0 | 0 | 0 | 0 | 65 | 65 | 65 | 65 | 0 | 0 | 0 | 0 | 0 | 0 | 6.034 | 6.034 | 6.034 | 0 | 0 | 0 | 0 | 0 | 0 | 28.1164 | 29.3809 | 30.5557 | [5 empty] | 115.478 | 115.478 | 115.478 | 115.478 | [5 empty] | 0% | 85% | 85% | 84.9% | SOUT COAL STEAM TURBINE 2023
| 45 | SOUT COMBINED CYCLE 2019 | SouthEast Ghana Group | Oil/Gas | Oil/Gas Combined Cycle | 0 | 0 | 0 | 0 | 5.3104 | 5.3104 | 5.3104 | 44.5641 | 115.9077 | 0 | 0 | 0 | 0 | 732.4648 | 732.4648 | 732.4648 | 6146.7781 | 15987.2676 | 0 | 0 | 0 | 0 | 15 | 15 | 15 | 15 | 15 | 0 | 0 | 0 | 0 | 3.48 | 3.48 | 3.48 | 3.48 | 3.48 | 0 | 0 | 0 | 0 | 42.1125 | 40.4891 | 43.1656 | 48.1527 | 52.1945 | 0 | 0 | 0 | 0 | 92.9052 | 92.9052 | 92.9052 | 779.6522 | 2027.8122 | 0% | 0% | 0% | 0% | 90% | 90% | 90% | 90% | 90% | SOUT COMBINED CYCLE 2019
| 46 | SOUT COMBINED CYCLE 2018 | SouthWest Ghana Group | Oil/Gas | Oil/Gas Combined Cycle | 0 | 0 | 0 | 0 | 9.7208 | 9.7208 | 9.7208 | 9.7208 | 9.7208 | 0 | 0 | 0 | 0 | 1340.7968 | 1340.7964 | 1340.7964 | 1340.7962 | 1340.7968 | 0 | 0 | 0 | 0 | 15 | 15 | 15 | 15 | 15 | 0 | 0 | 0 | 0 | 3.48 | 3.48 | 3.48 | 3.48 | 3.48 | 0 | 0 | 0 | 0 | 42.5834 | 41.6559 | 44.4193 | 45.9982 | 52.19 |  |  |  |  | 170.065 | 170.065 | 170.065 | 170.065 | 170.065 |  |  |  |  | 90% | 90% | 90% | 90% | 90% | SOUT COMBINED CYCLE 2018
| 53 | SOUT HYDRO SMALL 2023 | SouthWest Ghana Group | Water | Hydro | 0 | 0 | 0 | 0 | 0 | 0 | 0 | 0 | 0 | 0 | 0 | 0 | 0 | 212.2847 | 212.2847 | 212.2847 | 212.2847 | 212.2847 | 0 | 0 | 0 | 0 | 45 | 45 | 45 | 45 | 45 | 0 | 0 | 0 | 0 | 3 | 3 | 3 | 3 | 3 | 0 | 0 | 0 | 0 | 0 | 0 | 0 | 0 | 0 |  |  |  |  | 57.0198 | 57.0198 | 57.0198 | 57.0198 | 57.0198 |  |  |  |  | 42.5% | 42.5% | 42.5% | 42.5% | 42.5% | SOUT HYDRO SMALL 2023
| 54 | ASHA INTERRUPTIBLE 2016 | Ashanti Group | Interruptible | Interruptible | 0 | 0 | 0 | 0 | 0 | 0 | 0 | 0 | 0 | 0 | 0 | 0 | 0 | 0 | 0 | 0 | 0 | 0 | 0 | 0 | 0 | 0 | 0 | 0 | 0 | 0 | 0 | 0 | 0 | 0 | 0 | 0 | 0 | 0 | 0 | 0 | 0 | 0 | 0 | 0 | 0 | 0 | 0 | 0 | 0 | 129.301 | 217.102 | [7 empty] | 0% | 0% | [7 empty] | ASHA INTERRUPTIBLE 2016
| 62 | SOUT NUCLEAR 2030 | SouthWest Ghana Group | Uranium | Nuclear | 0 | 0 | 0 | 0 | 0 | 0 | 0 | 39.4392 | 39.4392 | 0 | 0 | 0 | 0 | 0 | 0 | 0 | 3829.0486 | 3829.0486 | 0 | 0 | 0 | 0 | 0 | 0 | 0 | 100 | 100 | 0 | 0 | 0 | 0 | 0 | 0 | 0 | 2.3 | 2.3 | 0 | 0 | 0 | 0 | 0 | 0 | 0 | 12.7918 | 12.7918 | 0 | 0 | 0 | 0 | 0 | 0 | 0 | 460.112 | 460.112 | 0% | 0% | 0% | 0% | 0% | 0% | 0% | 95% | 95% | SOUT NUCLEAR 2030
| 63 | ASHA SOLAR PV 2020 | Ashanti Group | Sun | Solar PV | 0 | 0 | 0 | 0 | 0 | 0 | 0 | 0 | 0 | 0 | 0 | 0 | 9.5063 | 34.8564 | 34.8564 | 34.8564 | 34.8564 | 34.8564 | 0 | 0 | 0 | 24.8 | 24.8 | 24.8 | 24.8 | 24.8 | 24.8 | 0 | 0 | 0 | 0 | 0 | 0 | 0 | 0 | 0 | 0 | 0 | 0 | 0 | 0 | 0 | 0 | 0 | 0 | 0 | 0 | 0 | 7.5 | 27.5 | 27.5 | 27.5 | 27.5 | 27.5 | 0% | 0% | 0% | 14.47% | 14.47% | 14.47% | 14.47% | 14.47% | 14.47% | ASHA SOLAR PV 2020
| 64 | ASHA SOLAR PV 2026 | Ashanti Group | Sun | Solar PV | 0 | 0 | 0 | 0 | 0 | 0 | 0 | 0 | 0 | 0 | 0 | 0 | 0 | 0 | 25.3501 | 76.0503 | 101.4004 | 101.4004 | 0 | 0 | 0 | 0 | 0 | 24.8 | 24.8 | 24.8 | 24.8 | 0 | 0 | 0 | 0 | 0 | 0 | 0 | 0 | 0 | 0 | 0 | 0 | 0 | 0 | 0 | 0 | 0 | 0 | 0 | 0 | 0 | 0 | 0 | 20 | 60 | 80 | 80 | 0% | 0% | 0% | 0% | 0% | 14.47% | 14.47% | 14.47% | 14.47% | ASHA SOLAR PV 2026
| 65 | ASHA SOLAR PV 2035 | Ashanti Group | Sun | Solar PV | 0 | 0 | 0 | 0 | 0 | 0 | 0 | 0 | 0 | 0 | 0 | 0 | 0 | 0 | 0 | 0 | 25.3501 | 139.4256 | 0 | 0 | 0 | 0 | 0 | 0 | 0 | 25 | 25 | 0 | 0 | 0 | 0 | 0 | 0 | 0 | 0 | 0 | 0 | 0 | 0 | 0 | 0 | 0 | 0 | 0 | 0 | 0 | 0 | 0 | 0 | 0 | 0 | 0 | 20 | 110 | 0% | 0% | 0% | 0% | 0% | 0% | 0% | 14.47% | 14.47% | ASHA SOLAR PV 2035
| 66 | SOUT SOLAR PV 2020 | SouthWest Ghana Group | Sun | Solar PV | 0 | 0 | 0 | 0 | 0 | 0 | 0 | 0 | 0 | 0 | 0 | 0 | 19.0126 | 44.3627 | 44.3627 | 44.3627 | 44.3627 | 44.3627 | 0 | 0 | 0 | 24.8 | 24.8 | 24.8 | 24.8 | 24.8 | 24.8 | 0 | 0 | 0 | 0 | 0 | 0 | 0 | 0 | 0 | 0 | 0 | 0 | 0 | 0 | 0 | 0 | 0 | 0 | 0 | 0 | 0 | 15 | 35 | 35 | 35 | 35 | 35 | 0% | 0% | 0% | 14.47% | 14.47% | 14.47% | 14.47% | 14.47% | 14.47% | SOUT SOLAR PV 2020
| 67 | SOUT SOLAR PV 2026 | SouthWest Ghana Group | Sun | Solar PV | 0 | 0 | 0 | 0 | 0 | 0 | 0 | 0 | 0 | 0 | 0 | 0 | 0 | 0 | 25.3501 | 50.7002 | 63.3753 | 63.3753 | 0 | 0 | 0 | 0 | 0 | 24.8 | 24.8 | 24.8 | 24.8 | 0 | 0 | 0 | 0 | 0 | 0 | 0 | 0 | 0 | 0 | 0 | 0 | 0 | 0 | 0 | 0 | 0 | 0 | [5 empty] | 20 | 40 | 50 | 50 | [5 empty] | 14.47% | 14.47% | 14.47% | 14.47% | SOUT SOLAR PV 2026
| 68 | SOUT SOLAR PV 2035 | SouthWest Ghana Group | Sun | Solar PV | 0 | 0 | 0 | 0 | 0 | 0 | 0 | 0 | 0 | 0 | 0 | 0 | 0 | 0 | 0 | 0 | 25.3501 | 114.0755 | 0 | 0 | 0 | 0 | 0 | 0 | 0 | 25 | 25 | 0 | 0 | 0 | 0 | 0 | 0 | 0 | 0 | 0 | 0 | 0 | 0 | 0 | 0 | 0 | 0 | 0 | 0 | 0 | 0 | 0 | 0 | 0 | 0 | 0 | 20 | 90 | 0% | 0% | 0% | 0% | 0% | 0% | 0% | 14.47% | 14.47% | SOUT SOLAR PV 2035
| 69 | NORT SOLAR PV 2018 | Northern Ghana Group | Sun | Solar PV | 0 | 0 | 0 | 0 | 0 | 0 | 0 | 0 | 0 | 0 | 0 | 71.598 | 71.598 | 71.598 | 71.598 | 71.598 | 71.598 | 71.598 | 0 | 0 | 24.8 | 24.8 | 24.8 | 24.8 | 24.8 | 24.8 | 24.8 | 0 | 0 | 0 | 0 | 0 | 0 | 0 | 0 | 0 | 0 | 0 | 0 | 0 | 0 | 0 | 0 | 0 | 0 |  |  | 50 | 50 | 50 | 50 | 50 | 50 | 50 |  |  | 16.35% | 16.35% | 16.35% | 16.35% | 16.35% | 16.35% | 16.35% | NORT SOLAR PV 2018
| 70 | NORT SOLAR PV 2020 | Northern Ghana Group | Sun | Solar PV | 0 | 0 | 0 | 0 | 0 | 0 | 0 | 0 | 0 | 0 | 0 | 0 | 107.3971 | 393.7893 | 393.7893 | 393.7893 | 393.7893 | 393.7893 | 0 | 0 | 0 | 24.8 | 24.8 | 24.8 | 24.8 | 24.8 | 24.8 | 0 | 0 | 0 | 0 | 0 | 0 | 0 | 0 | 0 | 0 | 0 | 0 | 0 | 0 | 0 | 0 | 0 | 0 | 0 | 0 | 0 | 75 | 275 | 275 | 275 | 275 | 275 | 0% | 0% | 0% | 16.35% | 16.35% | 16.35% | 16.35% | 16.35% | 16.35% | NORT SOLAR PV 2020
| 71 | NORT SOLAR PV 2023 | Northern Ghana Group | Sun | Solar PV | 0 | 0 | 0 | 0 | 0 | 0 | 0 | 0 | 0 | 0 | 0 | 0 | 0 | 143.1961 | 286.3922 | 286.3922 | 286.3922 | 286.3922 | 0 | 0 | 0 | 0 | 24.8 | 24.8 | 24.8 | 24.8 | 24.8 | 0 | 0 | 0 | 0 | 0 | 0 | 0 | 0 | 0 | 0 | 0 | 0 | 0 | 0 | 0 | 0 | 0 | 0 | 0 | 0 | 0 | 0 | 100 | 200 | 200 | 200 | 200 | 0% | 0% | 0% | 0% | 16.35% | 16.35% | 16.35% | 16.35% | 16.35% | NORT SOLAR PV 2023
| 72 | NORT SOLAR PV 2026 | Northern Ghana Group | Sun | Solar PV | 0 | 0 | 0 | 0 | 0 | 0 | 0 | 0 | 0 | 0 | 0 | 0 | 0 | 0 | 143.1961 | 429.5883 | 429.5883 | 429.5883 | 0 | 0 | 0 | 0 | 0 | 24.8 | 24.8 | 24.8 | 24.8 | 0 | 0 | 0 | 0 | 0 | 0 | 0 | 0 | 0 | 0 | 0 | 0 | 0 | 0 | 0 | 0 | 0 | 0 | 0 | 0 | 0 | 0 | 0 | 100 | 300 | 300 | 300 | 0% | 0% | 0% | 0% | 0% | 16.35% | 16.35% | 16.35% | 16.35% | NORT SOLAR PV 2026
| 73 | NORT SOLAR PV 2030 | Northern Ghana Group | Sun | Solar PV | 0 | 0 | 0 | 0 | 0 | 0 | 0 | 0 | 0 | 0 | 0 | 0 | 0 | 0 | 0 | 71.598 | 357.9902 | 357.9902 | 0 | 0 | 0 | 0 | 0 | 0 | 24.8 | 24.8 | 24.8 | 0 | 0 | 0 | 0 | 0 | 0 | 0 | 0 | 0 | 0 | 0 | 0 | 0 | 0 | 0 | 0 | 0 | 0 | 0 | 0 | 0 | 0 | 0 | 0 | 50 | 250 | 250 | 0% | 0% | 0% | 0% | 0% | 0% | 16.35% | 16.35% | 16.35% | NORT SOLAR PV 2030
| 74 | NORT SOLAR PV 2035 | Northern Ghana Group | Sun | Solar PV | 0 | 0 | 0 | 0 | 0 | 0 | 0 | 0 | 0 | 0 | 0 | 0 | 0 | 0 | 0 | 0 | 143.1961 | 859.1766 | 0 | 0 | 0 | 0 | 0 | 0 | 0 | 24.8 | 24.8 | 0 | 0 | 0 | 0 | 0 | 0 | 0 | 0 | 0 | 0 | 0 | 0 | 0 | 0 | 0 | 0 | 0 | 0 | 0 | 0 | 0 | 0 | 0 | 0 | 0 | 100 | 600 | 0% | 0% | 0% | 0% | 0% | 0% | 0% | 16.35% | 16.35% | NORT SOLAR PV 2035
| 76 | SOUT SOLAR PV 2020 | SouthEast Ghana Group | Sun | Solar PV | 0 | 0 | 0 | 0 | 0 | 0 | 0 | 0 | 0 | 0 | 0 | 0 | 44.3627 | 171.1132 | 171.1132 | 171.1132 | 171.1132 | 171.1132 | 0 | 0 | 0 | 24.8 | 24.8 | 24.8 | 24.8 | 24.8 | 24.8 | 0 | 0 | 0 | 0 | 0 | 0 | 0 | 0 | 0 | 0 | 0 | 0 | 0 | 0 | 0 | 0 | 0 | 0 | 0 | 0 | 0 | 35 | 135 | 135 | 135 | 135 | 135 | 0% | 0% | 0% | 14.47% | 14.47% | 14.47% | 14.47% | 14.47% | 14.47% | SOUT SOLAR PV 2020
| 77 | SOUT SOLAR PV 2026 | SouthEast Ghana Group | Sun | Solar PV | 0 | 0 | 0 | 0 | 0 | 0 | 0 | 0 | 0 | 0 | 0 | 0 | 0 | 0 | 63.3753 | 443.6268 | 570.3773 | 570.3773 | 0 | 0 | 0 | 0 | 0 | 24.8 | 24.8 | 24.8 | 24.8 | 0 | 0 | 0 | 0 | 0 | 0 | 0 | 0 | 0 | 0 | 0 | 0 | 0 | 0 | 0 | 0 | 0 | 0 | 0 | 0 | 0 | 0 | 0 | 50 | 350 | 450 | 450 | 0% | 0% | 0% | 0% | 0% | 14.47% | 14.47% | 14.47% | 14.47% | SOUT SOLAR PV 2026
| 78 | SOUT SOLAR PV 2035 | SouthEast Ghana Group | Sun | Solar PV | 0 | 0 | 0 | 0 | 0 | 0 | 0 | 0 | 0 | 0 | 0 | 0 | 0 | 0 | 0 | 0 | 126.7505 | 570.3773 | 0 | 0 | 0 | 0 | 0 | 0 | 0 | 25 | 25 | 0 | 0 | 0 | 0 | 0 | 0 | 0 | 0 | 0 | 0 | 0 | 0 | 0 | 0 | 0 | 0 | 0 | 0 | 0 | 0 | 0 | 0 | 0 | 0 | 0 | 100 | 450 | 0% | 0% | 0% | 0% | 0% | 0% | 0% | 14.47% | 14.47% | SOUT SOLAR PV 2035
| 80 | SOUT SOLAR PV 2020 | SouthWest Ghana Group | Sun | Solar PV | 0 | 0 | 0 | 0 | 0 | 0 | 0 | 0 | 0 | 0 | 0 | 0 | 57.0377 | 133.088 | 133.088 | 133.088 | 133.088 | 133.088 | 0 | 0 | 0 | 24.8 | 24.8 | 24.8 | 24.8 | 24.8 | 24.8 | 0 | 0 | 0 | 0 | 0 | 0 | 0 | 0 | 0 | 0 | 0 | 0 | 0 | 0 | 0 | 0 | 0 | 0 | 0 | 0 | 0 | 45 | 105 | 105 | 105 | 105 | 105 | 0% | 0% | 0% | 14.47% | 14.47% | 14.47% | 14.47% | 14.47% | 14.47% | SOUT SOLAR PV 2020
| 81 | SOUT SOLAR PV 2026 | SouthWest Ghana Group | Sun | Solar PV | 0 | 0 | 0 | 0 | 0 | 0 | 0 | 0 | 0 | 0 | 0 | 0 | 0 | 0 | 50.7002 | 253.501 | 304.2012 | 304.2012 | 0 | 0 | 0 | 0 | 0 | 24.8 | 24.8 | 24.8 | 24.8 | 0 | 0 | 0 | 0 | 0 | 0 | 0 | 0 | 0 | 0 | 0 | 0 | 0 | 0 | 0 | 0 | 0 | 0 | 0 | 0 | 0 | 0 | 0 | 40 | 200 | 240 | 240 | 0% | 0% | 0% | 0% | 0% | 14.47% | 14.47% | 14.47% | 14.47% | SOUT SOLAR PV 2026
| 82 | SOUT SOLAR PV 2035 | SouthWest Ghana Group | Sun | Solar PV | 0 | 0 | 0 | 0 | 0 | 0 | 0 | 0 | 0 | 0 | 0 | 0 | 0 | 0 | 0 | 0 | 25.3501 | 304.2012 | 0 | 0 | 0 | 0 | 0 | 0 | 0 | 25 | 25 | 0 | 0 | 0 | 0 | 0 | 0 | 0 | 0 | 0 | 0 | 0 | 0 | 0 | 0 | 0 | 0 | 0 | 0 | 0 | 0 | 0 | 0 | 0 | 0 | 0 | 20 | 240 | 0% | 0% | 0% | 0% | 0% | 0% | 0% | 14.47% | 14.47% | SOUT SOLAR PV 2035
| 83 | SOUT SOLAR PV 2020 | SouthEast Ghana Group | Sun | Solar PV | 0 | 0 | 0 | 0 | 0 | 0 | 0 | 0 | 0 | 0 | 0 | 0 | 19.0126 | 19.0126 | 19.0126 | 19.0126 | 19.0126 | 19.0126 | 0 | 0 | 0 | 24.8 | 24.8 | 24.8 | 24.8 | 24.8 | 24.8 | 0 | 0 | 0 | 0 | 0 | 0 | 0 | 0 | 0 | 0 | 0 | 0 | 0 | 0 | 0 | 0 | 0 | 0 | 0 | 0 | 0 | 15 | 15 | 15 | 15 | 15 | 15 | 0% | 0% | 0% | 14.47% | 14.47% | 14.47% | 14.47% | 14.47% | 14.47% | SOUT SOLAR PV 2020
| 84 | SOUT SOLAR PV 2026 | SouthEast Ghana Group | Sun | Solar PV | 0 | 0 | 0 | 0 | 0 | 0 | 0 | 0 | 0 | 0 | 0 | 0 | 0 | 0 | 25.3501 | 50.7002 | 76.0503 | 76.0503 | 0 | 0 | 0 | 0 | 0 | 24.8 | 24.8 | 24.8 | 24.8 | 0 | 0 | 0 | 0 | 0 | 0 | 0 | 0 | 0 | 0 | 0 | 0 | 0 | 0 | 0 | 0 | 0 | 0 | 0 | 0 | 0 | 0 | 0 | 20 | 40 | 60 | 60 | 0% | 0% | 0% | 0% | 0% | 14.47% | 14.47% | 14.47% | 14.47% | SOUT SOLAR PV 2026
| 85 | SOUT SOLAR PV 2035 | SouthEast Ghana Group | Sun | Solar PV | 0 | 0 | 0 | 0 | 0 | 0 | 0 | 0 | 0 | 0 | 0 | 0 | 0 | 0 | 0 | 0 | 25.3501 | 76.0503 | 0 | 0 | 0 | 0 | 0 | 0 | 0 | 25 | 25 | 0 | 0 | 0 | 0 | 0 | 0 | 0 | 0 | 0 | 0 | 0 | 0 | 0 | 0 | 0 | 0 | 0 | 0 | 0 | 0 | 0 | 0 | 0 | 0 | 0 | 20 | 60 | 0% | 0% | 0% | 0% | 0% | 0% | 0% | 14.47% | 14.47% | SOUT SOLAR PV 2035
| 86 | ASHA SOLAR PV WITH STORAGE 2020 | Ashanti Group | Sun + storage | Solar PV + Storage | 0 | 0 | 0 | 0 | 0 | 0 | 0 | 0 | 0 | 0 | 0 | 0 | 0 | 12.675 | 12.675 | 12.675 | 12.675 | 12.675 | 0 | 0 | 0 | 0 | 28 | 28 | 28 | 28 | 28 | 0 | 0 | 0 | 0 | 0 | 0 | 0 | 0 | 0 | 0 | 0 | 0 | 0 | 0 | 0 | 0 | 0 | 0 | 0 | 0 | 0 | 0 | 10 | 10 | 10 | 10 | 10 | 0% | 0% | 0% | 0% | 14.47% | 14.47% | 14.47% | 14.47% | 14.47% | ASHA SOLAR PV WITH STORAGE 2020
| 88 | ASHA SOLAR PV WITH STORAGE 2035 | Ashanti Group | Sun + storage | Solar PV + Storage | 0 | 0 | 0 | 0 | 0 | 0 | 0 | 0 | 0 | 0 | 0 | 0 | 0 | 0 | 0 | 0 | 12.675 | 76.0503 | 0 | 0 | 0 | 0 | 0 | 0 | 0 | 28 | 28 | 0 | 0 | 0 | 0 | 0 | 0 | 0 | 0 | 0 | 0 | 0 | 0 | 0 | 0 | 0 | 0 | 0 | 0 | 0 | 0 | 0 | 0 | 0 | 0 | 0 | 10 | 60 | 0% | 0% | 0% | 0% | 0% | 0% | 0% | 14.47% | 14.47% | ASHA SOLAR PV WITH STORAGE 2035
| 89 | SOUT SOLAR PV WITH STORAGE 2020 | SouthWest Ghana Group | Sun + storage | Solar PV + Storage | 0 | 0 | 0 | 0 | 0 | 0 | 0 | 0 | 0 | 0 | 0 | 0 | 0 | 12.675 | 12.675 | 12.675 | 12.675 | 12.675 | 0 | 0 | 0 | 0 | 28 | 28 | 28 | 28 | 28 | 0 | 0 | 0 | 0 | 0 | 0 | 0 | 0 | 0 | 0 | 0 | 0 | 0 | 0 | 0 | 0 | 0 | 0 | 0 | 0 | 0 | 0 | 10 | 10 | 10 | 10 | 10 | 0% | 0% | 0% | 0% | 14.47% | 14.47% | 14.47% | 14.47% | 14.47% | SOUT SOLAR PV WITH STORAGE 2020
| 91 | SOUT SOLAR PV WITH STORAGE 2035 | SouthWest Ghana Group | Sun + storage | Solar PV + Storage | 0 | 0 | 0 | 0 | 0 | 0 | 0 | 0 | 0 | 0 | 0 | 0 | 0 | 0 | 0 | 0 | 12.675 | 63.3752 | 0 | 0 | 0 | 0 | 0 | 0 | 0 | 28 | 28 | 0 | 0 | 0 | 0 | 0 | 0 | 0 | 0 | 0 | 0 | 0 | 0 | 0 | 0 | 0 | 0 | 0 | 0 | 0 | 0 | 0 | 0 | 0 | 0 | 0 | 10 | 50 | 0% | 0% | 0% | 0% | 0% | 0% | 0% | 14.47% | 14.47% | SOUT SOLAR PV WITH STORAGE 2035
| 92 | NORT SOLAR PV WITH STORAGE 2020 | Northern Ghana Group | Sun + storage | Solar PV + Storage | 0 | 0 | 0 | 0 | 0 | 0 | 0 | 0 | 0 | 0 | 0 | 0 | 0 | 126.7505 | 126.7505 | 126.7505 | 126.7505 | 126.7505 | 0 | 0 | 0 | 0 | 28 | 28 | 28 | 28 | 28 | 0 | 0 | 0 | 0 | 0 | 0 | 0 | 0 | 0 | 0 | 0 | 0 | 0 | 0 | 0 | 0 | 0 | 0 | 0 | 0 | 0 | 0 | 100 | 100 | 100 | 100 | 100 | 0% | 0% | 0% | 0% | 14.47% | 14.47% | 14.47% | 14.47% | 14.47% | NORT SOLAR PV WITH STORAGE 2020
| 94 | NORT SOLAR PV WITH STORAGE 2035 | Northern Ghana Group | Sun + storage | Solar PV + Storage | 0 | 0 | 0 | 0 | 0 | 0 | 0 | 0 | 0 | 0 | 0 | 0 | 0 | 0 | 0 | 0 | 63.3752 | 380.2515 | 0 | 0 | 0 | 0 | 0 | 0 | 0 | 28 | 28 | 0 | 0 | 0 | 0 | 0 | 0 | 0 | 0 | 0 | 0 | 0 | 0 | 0 | 0 | 0 | 0 | 0 | 0 | 0 | 0 | 0 | 0 | 0 | 0 | 0 | 50 | 300 | 0% | 0% | 0% | 0% | 0% | 0% | 0% | 14.47% | 14.47% | NORT SOLAR PV WITH STORAGE 2035
| 95 | SOUT SOLAR PV WITH STORAGE 2020 | SouthEast Ghana Group | Sun + storage | Solar PV + Storage | 0 | 0 | 0 | 0 | 0 | 0 | 0 | 0 | 0 | 0 | 0 | 0 | 0 | 50.7002 | 50.7002 | 50.7002 | 50.7002 | 50.7002 | 0 | 0 | 0 | 0 | 28 | 28 | 28 | 28 | 28 | 0 | 0 | 0 | 0 | 0 | 0 | 0 | 0 | 0 | 0 | 0 | 0 | 0 | 0 | 0 | 0 | 0 | 0 | 0 | 0 | 0 | 0 | 40 | 40 | 40 | 40 | 40 | 0% | 0% | 0% | 0% | 14.47% | 14.47% | 14.47% | 14.47% | 14.47% | SOUT SOLAR PV WITH STORAGE 2020
| 97 | SOUT SOLAR PV WITH STORAGE 2035 | SouthEast Ghana Group | Sun + storage | Solar PV + Storage | 0 | 0 | 0 | 0 | 0 | 0 | 0 | 0 | 0 | 0 | 0 | 0 | 0 | 0 | 0 | 0 | 63.3752 | 278.8511 | 0 | 0 | 0 | 0 | 0 | 0 | 0 | 28 | 28 | 0 | 0 | 0 | 0 | 0 | 0 | 0 | 0 | 0 | 0 | 0 | 0 | 0 | 0 | 0 | 0 | 0 | 0 | 0 | 0 | 0 | 0 | 0 | 0 | 0 | 50 | 220 | 0% | 0% | 0% | 0% | 0% | 0% | 0% | 14.47% | 14.47% | SOUT SOLAR PV WITH STORAGE 2035
| 98 | SOUT SOLAR PV WITH STORAGE 2020 | SouthWest Ghana Group | Sun + storage | Solar PV + Storage | 0 | 0 | 0 | 0 | 0 | 0 | 0 | 0 | 0 | 0 | 0 | 0 | 0 | 38.0251 | 38.0251 | 38.0251 | 38.0251 | 38.0251 | 0 | 0 | 0 | 0 | 28 | 28 | 28 | 28 | 28 | 0 | 0 | 0 | 0 | 0 | 0 | 0 | 0 | 0 | 0 | 0 | 0 | 0 | 0 | 0 | 0 | 0 | 0 | 0 | 0 | 0 | 0 | 30 | 30 | 30 | 30 | 30 | 0% | 0% | 0% | 0% | 14.47% | 14.47% | 14.47% | 14.47% | 14.47% | SOUT SOLAR PV WITH STORAGE 2020
| 100 | SOUT SOLAR PV WITH STORAGE 2035 | SouthWest Ghana Group | Sun + storage | Solar PV + Storage | 0 | 0 | 0 | 0 | 0 | 0 | 0 | 0 | 0 | 0 | 0 | 0 | 0 | 0 | 0 | 0 | 12.675 | 101.4004 | 0 | 0 | 0 | 0 | 0 | 0 | 0 | 28 | 28 | 0 | 0 | 0 | 0 | 0 | 0 | 0 | 0 | 0 | 0 | 0 | 0 | 0 | 0 | 0 | 0 | 0 | 0 | 0 | 0 | 0 | 0 | 0 | 0 | 0 | 10 | 80 | 0% | 0% | 0% | 0% | 0% | 0% | 0% | 14.47% | 14.47% | SOUT SOLAR PV WITH STORAGE 2035
| 103 | SOUT SOLAR PV WITH STORAGE 2035 | SouthEast Ghana Group | Sun + storage | Solar PV + Storage | 0 | 0 | 0 | 0 | 0 | 0 | 0 | 0 | 0 | 0 | 0 | 0 | 0 | 0 | 0 | 0 | 12.675 | 50.7002 | 0 | 0 | 0 | 0 | 0 | 0 | 0 | 28 | 28 | 0 | 0 | 0 | 0 | 0 | 0 | 0 | 0 | 0 | 0 | 0 | 0 | 0 | 0 | 0 | 0 | 0 | 0 | 0 | 0 | 0 | 0 | 0 | 0 | 0 | 10 | 40 | 0% | 0% | 0% | 0% | 0% | 0% | 0% | 14.47% | 14.47% | SOUT SOLAR PV WITH STORAGE 2035
| 104 | SOUT WIND TURBINE 2020 | SouthEast Ghana Group | Wind | Wind | 0 | 0 | 0 | 0 | 0 | 0 | 0 | 0 | 0 | 0 | 0 | 0 | 175.1525 | 350.305 | 700.61 | 700.61 | 700.61 | 700.61 | 0 | 0 | 0 | 46.71 | 46.71 | 46.71 | 46.71 | 46.71 | 46.71 | 0 | 0 | 0 | 0 | 0 | 0 | 0 | 0 | 0 | 0 | 0 | 0 | 0 | 0 | 0 | 0 | 0 | 0 | 0 | 0 | 0 | 75 | 150 | 300 | 300 | 300 | 300 | 0% | 0% | 0% | 26.66% | 26.66% | 26.66% | 26.66% | 26.66% | 26.66% | SOUT WIND TURBINE 2020
| 105 | SOUT WIND TURBINE 2026 | SouthEast Ghana Group | Wind | Wind | 0 | 0 | 0 | 0 | 0 | 0 | 0 | 0 | 0 | 0 | 0 | 0 | 0 | 0 | 350.305 | 817.3784 | 1050.9151 | 1050.9151 | 0 | 0 | 0 | 0 | 0 | 46.71 | 46.71 | 46.71 | 46.71 | 0 | 0 | 0 | 0 | 0 | 0 | 0 | 0 | 0 | 0 | 0 | 0 | 0 | 0 | 0 | 0 | 0 | 0 | 0 | 0 | 0 | 0 | 0 | 150 | 350 | 450 | 450 | 0% | 0% | 0% | 0% | 0% | 26.66% | 26.66% | 26.66% | 26.66% | SOUT WIND TURBINE 2026
| 106 | SOUT WIND TURBINE 2035 | SouthEast Ghana Group | Wind | Wind | 0 | 0 | 0 | 0 | 0 | 0 | 0 | 0 | 0 | 0 | 0 | 0 | 0 | 0 | 0 | 0 | 467.0734 | 467.0734 | 0 | 0 | 0 | 0 | 0 | 0 | 0 | 47 | 47 | 0 | 0 | 0 | 0 | 0 | 0 | 0 | 0 | 0 | 0 | 0 | 0 | 0 | 0 | 0 | 0 | 0 | 0 | 0 | 0 | 0 | 0 | 0 | 0 | 0 | 200 | 200 | 0% | 0% | 0% | 0% | 0% | 0% | 0% | 26.66% | 26.66% | SOUT WIND TURBINE 2035
[6 empty] | 0 | 0 | 0 | 0 | 0 | 0 | 0 |  |  | 0 | 0 | 0 | 0 | 0 | 0 | 0 |  |  | 0 | 0 | 0 | 0 | 0 | 0 | 0 |  |  | 0 | 0 | 0 | 0 | 0 | 0 | 0 |  |  | 0 | 0 | 0 | 0 | 0 | 0 | 0 |  |  | 0 | 0 | 0 | 0 | 0 | 0 | 0 |  |  | 0 | 0 | 0 | 0 | 0 | 0 | 0

## LtdFuelSupply
Back to Contents
|  | Plant Name |  |  |  | FUEL CONSUMPTION | [8 empty] | GENERATION | [8 empty] | FOM (USD/kW-yr | [8 empty] | VOM (USD/MWh) | [8 empty] | Fuel Cost (USD/MWh) | [8 empty] | Available Capacity | [8 empty] | Capacity Factors
| UnitID |  | Model Region | Fuel Type | Capacity Type | 2017 | 2018 | 2019 | 2020 | 2023 | 2026 | 2030 | 2035 | 2040 | 2017 | 2018 | 2019 | 2020 | 2023 | 2026 | 2030 | 2035 | 2040 | 2017 | 2018 | 2019 | 2020 | 2023 | 2026 | 2030 | 2035 | 2040 | 2017 | 2018 | 2019 | 2020 | 2023 | 2026 | 2030 | 2035 | 2040 | 2017 | 2018 | 2019 | 2020 | 2023 | 2026 | 2030 | 2035 | 2040 | 2017 | 2018 | 2019 | 2020 | 2023 | 2026 | 2030 | 2035 | 2040 | 2017 | 2018 | 2019 | 2020 | 2023 | 2026 | 2030 | 2035 | 2040
| 1 | CENIT | SouthEast Ghana Group | Oil | Oil Combustion | 0 | 0 | 0 | 0 | 0 | 0 | 0 | 0 | 0 | 0 | 0 | 0 | 0 | 0 | 0 | 0 | 0 | 0 | 11.83 | 11.83 | 11.83 | 11.83 | 11.83 | 11.83 | 11.83 | 0 | 0 | 0 | 0 | 0 | 0 | 0 | 0 | 0 | 0 | 0 | 0 | 0 | 0 | 0 | 0 | 0 | 0 | 0 | 0 | 100 | 100 | 100 | 100 | 100 | 100 | 100 |  |  | 0% | 0% | 0% | 0% | 0% | 0% | 0% |  |  | CENIT
| 2 | Trojan 2B | SouthEast Ghana Group | Oil | Oil Combustion | 1.0933 | 0 | 0 | 0 | 0 | 0 | 0 | 0 | 0 | 129.5385 | 0 | 0 | 0 | 0 | 0 | 0 | 0 | 0 | 34 | 34 | 34 | 34 | 0 | 0 | 0 | 0 | 0 | 5.5 | 0 | 0 | 0 | 0 | 0 | 0 | 0 | 0 | 97.9957 | 0 | 0 | 0 | 0 | 0 | 0 | 0 | 0 | 16.25 | 16.25 | 16.25 | 16.25 | [5 empty] | 91% | 0% | 0% | 0% | [5 empty] | Trojan 2B
| 3 | Trojan 2A | Ashanti Group | Oil | Oil Combustion | 0.26958 | 0 | 0 | 0 | 0 | 0 | 0 | 0 | 0 | 31.941 | 0 | 0 | 0 | 0 | 0 | 0 | 0 | 0 | 34 | 34 | 34 | 34 | 0 | 0 | 0 | 0 | 0 | 5.5 | 0 | 0 | 0 | 0 | 0 | 0 | 0 | 0 | 108.8196 | 0 | 0 | 0 | 0 | 0 | 0 | 0 | 0 | 16.25 | 16.25 | 16.25 | 16.25 | [5 empty] | 22.44% | 0% | 0% | 0% | [5 empty] | Trojan 2A
| 4 | GP Tarkwa Plant | SouthWest Ghana Group | Oil | Oil Combustion | 0 | 0 | 0 | 0 | 0 | 0 | 0 | 0.021605 | 0 | 0 | 0 | 0 | 0 | 0 | 0 | 0 | 2.1766 | 0 | 17.5 | 17.5 | 17.5 | 17.5 | 17.5 | 17.5 | 17.5 | 17.5 | 17.5 | 0 | 0 | 0 | 0 | 0 | 0 | 0 | 3.5 | 0 | 0 | 0 | 0 | 0 | 0 | 0 | 0 | 163.9775 | 0 | 33 | 33 | 33 | 33 | 33 | 33 | 33 | 33 | 33 | 0% | 0% | 0% | 0% | 0% | 0% | 0% | 0.7529% | 0% | GP Tarkwa Plant
| 5 | GP Chirano Plant | SouthWest Ghana Group | Oil | Oil Combustion | 0 | 0 | 0 | 0 | 0 | 0 | 0 | 0 | 0 | 0 | 0 | 0 | 0 | 0 | 0 | 0 | 0 | 0 | 17.5 | 17.5 | 17.5 | 17.5 | 17.5 | 17.5 | 17.5 | 17.5 | 17.5 | 0 | 0 | 0 | 0 | 0 | 0 | 0 | 0 | 0 | 0 | 0 | 0 | 0 | 0 | 0 | 0 | 0 | 0 | 30 | 30 | 30 | 30 | 30 | 30 | 30 | 30 | 30 | 0% | 0% | 0% | 0% | 0% | 0% | 0% | 0% | 0% | GP Chirano Plant
| 6 | GP Darmang Plant | SouthWest Ghana Group | Oil | Oil Combustion | 0 | 0 | 0 | 0 | 0 | 0 | 0 | 0.0096145 | 0 | 0 | 0 | 0 | 0 | 0 | 0 | 0 | 0.90447 | 0 | 17.5 | 17.5 | 17.5 | 17.5 | 17.5 | 17.5 | 17.5 | 17.5 | 17.5 | 0 | 0 | 0 | 0 | 0 | 0 | 0 | 3.5 | 0 | 0 | 0 | 0 | 0 | 0 | 0 | 0 | 175.6076 | 0 | 25.5 | 25.5 | 25.5 | 25.5 | 25.5 | 25.5 | 25.5 | 25.5 | 25.5 | 0% | 0% | 0% | 0% | 0% | 0% | 0% | 0.4049% | 0% | GP Darmang Plant
| 7 | SAPP 2 | SouthEast Ghana Group | Oil/Gas | Oil/Gas Combined Cycle | 7.6694 | 23.5117 | 21.3045 | 13.6024 | 23.5117 | 23.5117 | 23.5117 | 23.1278 | 13.3669 | 983.2551 | 3014.3161 | 2731.3463 | 1743.8918 | 3014.3161 | 3014.316 | 3014.3161 | 2965.1069 | 1713.7089 | 16 | 16 | 16 | 16 | 16 | 16 | 16 | 16 | 16 | 3.5 | 3.5 | 3.5 | 3.5 | 3.5 | 3.5 | 3.5 | 3.5 | 3.5 | 68.1607 | 63.0124 | 64.7016 | 64.6502 | 62.0955 | 62.8486 | 94.14 | 82.323 | 63.6501 | 370 | 370 | 370 | 370 | 370 | 370 | 370 | 370 | 370 | 30.34% | 93% | 84.27% | 53.8% | 93% | 93% | 93% | 91.48% | 52.87% | SAPP 2
| 8 | Cenpower | SouthEast Ghana Group | Oil/Gas | Oil/Gas Combined Cycle | 0 | 3.4883 | 6.7709 | 0 | 11.5031 | 21.6555 | 21.6884 | 14.6146 | 0 | 0 | 445.5087 | 864.7376 | 0 | 1469.1009 | 2765.706 | 2769.912 | 1866.4883 | 0 | 0 | 16 | 16 | 16 | 16 | 16 | 16 | 16 | 16 | 0 | 3.5 | 3.5 | 0 | 3.5 | 3.5 | 3.5 | 3.5 | 0 | 0 | 63.426 | 64.6532 | 0 | 62.5615 | 63.1615 | 63.5633 | 66.1174 | 0 |  | 340 | 340 | 340 | 340 | 340 | 340 | 340 | 340 |  | 14.96% | 29.03% | 0% | 49.33% | 92.86% | 93% | 62.67% | 0% | Cenpower
| 9 | KarpowerShip 1 | SouthEast Ghana Group | Oil/Gas | Oil/Gas Combined Cycle | 14.837 | 0 | 0 | 0 | 0 | 0 | 0 | 0 | 0 | 1942.0128 | 0 | 0 | 0 | 0 | 0 | 0 | 0 | 0 | 177.828 | 0 | 0 | 0 | 0 | 0 | 0 | 0 | 0 | 3.5 | 0 | 0 | 0 | 0 | 0 | 0 | 0 | 0 | 67.7182 | 0 | 0 | 0 | 0 | 0 | 0 | 0 | 0 | 247 | [8 empty] | 89.75% | [8 empty] | KarpowerShip 1
| 10 | AKSA | SouthEast Ghana Group | Oil/Gas | Oil/Gas Combined Cycle | 10.1595 | 0 | 0 | 0 | 0 | 0 | 9.6255 | 1.3181 | 0 | 1195.236 | 0 | 0 | 0 | 0 | 0 | 1132.4167 | 155.072 | 0 | 16 | 16 | 16 | 16 | 16 | 16 | 16 | 16 | 16 | 3.5 | 0 | 0 | 0 | 0 | 0 | 3.5 | 3.5 | 0 | 75.3409 | 0 | 0 | 0 | 0 | 0 | 69.3797 | 109.5566 | 0 | 250 | 375 | 375 | 375 | 375 | 375 | 375 | 375 | 375 | 54.58% | 0% | 0% | 0% | 0% | 0% | 34.47% | 4.721% | 0% | AKSA
| 11 | TAPCO (T1) | SouthWest Ghana Group | Oil/Gas | Oil/Gas Combined Cycle | 11.645 | 17.1872 | 17.1872 | 17.1872 | 17.1872 | 16.5804 | 17.1872 | 17.1872 | 0 | 1496.2077 | 2208.3 | 2208.3 | 2208.3 | 2208.3 | 2130.3373 | 2208.2999 | 2208.3002 | 0 | 18.7 | 18.7 | 18.7 | 18.7 | 18.7 | 18.7 | 18.7 | 18.7 | 18.7 | 5 | 5 | 5 | 5 | 5 | 5 | 5 | 5 | 0 | 58.8698 | 62.3154 | 64.7499 | 64.6242 | 61.2801 | 65.5207 | 92.5216 | 79.349 | 0 | 305 | 305 | 305 | 305 | 305 | 305 | 305 | 305 | 305 | 56% | 82.65% | 82.65% | 82.65% | 82.65% | 79.73% | 82.65% | 82.65% | 0% | TAPCO (T1)
| 12 | TICO (T2) | SouthWest Ghana Group | Oil/Gas | Oil/Gas Combined Cycle | 17.7346 | 17.7346 | 17.7346 | 17.7346 | 17.7346 | 17.7346 | 17.7346 | 17.7346 | 3.2281 | 2382.72 | 2382.7199 | 2382.72 | 2382.72 | 2382.72 | 2382.7202 | 2382.72 | 2382.72 | 433.7097 | 30.94 | 30.94 | 30.94 | 30.94 | 30.94 | 30.94 | 30.94 | 30.94 | 30.94 | 4.9 | 4.9 | 4.9 | 4.9 | 4.9 | 4.9 | 4.9 | 4.9 | 4.9 | 57.5238 | 59.5931 | 61.9213 | 61.8011 | 58.603 | 70.9487 | 80.3795 | 98.2422 | 81.8881 | 320 | 320 | 320 | 320 | 320 | 320 | 320 | 320 | 320 | 85% | 85% | 85% | 85% | 85% | 85% | 85% | 85% | 15.47% | TICO (T2)
| 13 | Amandi | SouthWest Ghana Group | Oil/Gas | Oil/Gas Combined Cycle | 0 | 0 | 8.0946 | 12.0103 | 0 | 3.6026 | 12.0103 | 3.0924 | 0 | 0 | 0 | 987.1488 | 1464.672 | 0 | 439.3468 | 1464.6721 | 377.1197 | 0 | 0 | 0 | 30.94 | 30.94 | 30.94 | 30.94 | 30.94 | 30.94 | 30.94 | 0 | 0 | 4.9 | 4.9 | 0 | 4.9 | 4.9 | 4.9 | 0 | 0 | 0 | 68.2191 | 68.0866 | 0 | 89.7503 | 66.3957 | 90.9137 | 0 |  |  | 190 | 190 | 190 | 190 | 190 | 190 | 190 |  |  | 59.31% | 88% | 0% | 26.4% | 88% | 22.66% | 0% | Amandi
| 14 | KarpowerShip 2 | SouthWest Ghana Group | Oil/Gas | Oil/Gas Combined Cycle | 0 | 20.2568 | 6.8706 | 9.5195 | 0 | 0 | 0 | 0 | 0 | 0 | 2379.2298 | 806.9714 | 1118.097 | 0 | 0 | 0 | 0 | 0 | 0 | 177.828 | 177.828 | 177.828 | 177.828 | 0 | 0 | 0 | 0 | 0 | 3.5 | 3.5 | 3.5 | 0 | 0 | 0 | 0 | 0 | 0 | 70.9456 | 70.8314 | 83.117 | 0 | 0 | 0 | 0 | 0 |  | 450 | 450 | 450 | 450 | [5 empty] | 60.36% | 20.47% | 28.36% | 0% |  |  |  |  | KarpowerShip 2
| 15 | Early Power | SouthEast Ghana Group | Oil/Gas | Oil/Gas Combustion | 0 | 0 | 7.7096 | 23.0656 | 23.0656 | 23.0656 | 23.0656 | 23.0656 | 23.034 | 0 | 0 | 1027.9476 | 3075.417 | 3075.4171 | 3075.417 | 3075.417 | 3075.417 | 3071.1939 | 0 | 0 | 16 | 16 | 16 | 16 | 16 | 16 | 16 | 0 | 0 | 3.5 | 3.5 | 3.5 | 3.5 | 3.5 | 3.5 | 3.5 | 0 | 0 | 62.3955 | 62.0475 | 85.547 | 123.9 | 123.9 | 123.9 | 123.9 |  |  | 377.5 | 377.5 | 377.5 | 377.5 | 377.5 | 377.5 | 377.5 |  |  | 31.08% | 93% | 93% | 93% | 93% | 93% | 92.87% | Early Power
| 16 | TT1PP | SouthEast Ghana Group | Oil/Gas | Oil/Gas Combustion | 0 | 0 | 0 | 0 | 0 | 0 | 0 | 0 | 0 | 0 | 0 | 0 | 0 | 0 | 0 | 0 | 0 | 0 | 14.3 | 14.3 | 14.3 | 14.3 | 14.3 | 14.3 | 14.3 | 14.3 | 14.3 | 0 | 0 | 0 | 0 | 0 | 0 | 0 | 0 | 0 | 0 | 0 | 0 | 0 | 0 | 0 | 0 | 0 | 0 | 100 | 100 | 100 | 100 | 100 | 100 | 100 | 100 | 100 | 0% | 0% | 0% | 0% | 0% | 0% | 0% | 0% | 0% | TT1PP
| 17 | KTPP | SouthEast Ghana Group | Oil/Gas | Oil/Gas Combustion | 0.85157 | 0 | 0 | 0 | 0 | 0 | 0 | 0 | 0 | 78.1259 | 0 | 0 | 0 | 0 | 0 | 0 | 0 | 0 | 12.3 | 12.3 | 12.3 | 12.3 | 12.3 | 12.3 | 12.3 | 12.3 | 12.3 | 3.5 | 0 | 0 | 0 | 0 | 0 | 0 | 0 | 0 | 126.5585 | 0 | 0 | 0 | 0 | 0 | 0 | 0 | 0 | 200 | 200 | 200 | 200 | 200 | 200 | 200 | 200 | 200 | 4.459% | 0% | 0% | 0% | 0% | 0% | 0% | 0% | 0% | KTPP
| 18 | Trojan 1 | SouthEast Ghana Group | Oil/Gas | Oil/Gas Combustion | 1.6793 | 0 | 0 | 0 | 0 | 0 | 0 | 0 | 0 | 198.9711 | 0 | 0 | 0 | 0 | 0 | 0 | 0 | 0 | 34 | 34 | 34 | 34 | 0 | 0 | 0 | 0 | 0 | 5.5 | 0 | 0 | 0 | 0 | 0 | 0 | 0 | 0 | 97.9957 | 0 | 0 | 0 | 0 | 0 | 0 | 0 | 0 | 24.96 | 24.96 | 24.96 | 24.96 | [5 empty] | 91% | 0% | 0% | 0% | [5 empty] | Trojan 1
| 19 | MRP | SouthEast Ghana Group | Oil/Gas | Oil/Gas Combustion | 0 | 0 | 0 | 0 | 0 | 0 | 0 | 0 | 0 | 0 | 0 | 0 | 0 | 0 | 0 | 0 | 0 | 0 | 12.5737 | 12.5737 | 12.5737 | 12.5737 | 12.5737 | 12.5737 | 12.5737 | 12.5737 | 12.5737 | 0 | 0 | 0 | 0 | 0 | 0 | 0 | 0 | 0 | 0 | 0 | 0 | 0 | 0 | 0 | 0 | 0 | 0 | 70 | 70 | 70 | 70 | 70 | 70 | 70 | 70 | 70 | 0% | 0% | 0% | 0% | 0% | 0% | 0% | 0% | 0% | MRP
| 20 | Safisana | SouthEast Ghana Group | Biogas | Biogas | 0.010052 | 0.010052 | 0.010052 | 0.010052 | 0.010052 | 0.010052 | 0.010052 | 0.010052 | 0.010052 | 0.7446 | 0.7446 | 0.7446 | 0.7446 | 0.7446 | 0.7446 | 0.7446 | 0.7446 | 0.7446 | 35 | 35 | 35 | 35 | 35 | 35 | 35 | 35 | 35 | 4.2 | 4.2 | 4.2 | 4.2 | 4.2 | 4.2 | 4.2 | 4.2 | 4.2 | 40.5 | 40.5 | 40.5 | 40.5 | 40.5 | 40.5 | 40.5 | 40.5 | 40.5 | 0.1 | 0.1 | 0.1 | 0.1 | 0.1 | 0.1 | 0.1 | 0.1 | 0.1 | 85% | 85% | 85% | 85% | 85% | 85% | 85% | 85% | 85% | Safisana
| 21 | TT2PP | SouthEast Ghana Group | Gas | Gas Combustion Turbine | 0.4926 | 0 | 0 | 0 | 0 | 0 | 0 | 0 | 0 | 50.6791 | 0 | 0 | 0 | 0 | 0 | 0 | 0 | 0 | 12.1007 | 12.1007 | 12.1007 | 12.1007 | 12.1007 | 12.1007 | 12.1007 | 12.1007 | 12.1007 | 4.5 | 0 | 0 | 0 | 0 | 0 | 0 | 0 | 0 | 79.8984 | 0 | 0 | 0 | 0 | 0 | 0 | 0 | 0 | 45 | 45 | 45 | 45 | 45 | 45 | 45 | 45 | 45 | 12.86% | 0% | 0% | 0% | 0% | 0% | 0% | 0% | 0% | TT2PP
| 22 | SAPP 1 | SouthEast Ghana Group | Gas | Gas Combustion Turbine | 3.0668 | 0 | 0 | 0 | 0 | 0 | 0 | 0.035422 | 0 | 328.699 | 0 | 0 | 0 | 0 | 0 | 0 | 3.7966 | 0 | 11.83 | 11.83 | 11.83 | 11.83 | 11.83 | 11.83 | 11.83 | 11.83 | 11.83 | 4.5 | 0 | 0 | 0 | 0 | 0 | 0 | 4.5 | 0 | 76.6926 | 0 | 0 | 0 | 0 | 0 | 0 | 75.0158 | 0 | 180 | 180 | 180 | 180 | 180 | 180 | 180 | 180 | 180 | 20.85% | 0% | 0% | 0% | 0% | 0% | 0% | 0.2408% | 0% | SAPP 1
| 23 | Trojan 3 | SouthEast Ghana Group | Gas | Gas Combustion Turbine | 0 | 0 | 0 | 0 | 0 | 0 | 0 | 0 | 0 | 0 | 0 | 0 | 0 | 0 | 0 | 0 | 0 | 0 | 0 | 34 | 34 | 34 | 0 | 0 | 0 | 0 | 0 | 0 | 0 | 0 | 0 | 0 | 0 | 0 | 0 | 0 | 0 | 0 | 0 | 0 | 0 | 0 | 0 | 0 | 0 |  | 49.92 | 49.92 | 49.92 | [6 empty] | 0% | 0% | 0% | [5 empty] | Trojan 3
| 24 | Ameri_2016 | SouthWest Ghana Group | Gas | Gas Combustion Turbine | 0 | 0 | 0 | 0 | 0 | 0 | 0 | 0 | 0 | 0 | 0 | 0 | 0 | 0 | 0 | 0 | 0 | 0 | 14.54 | 14.54 | 14.54 | 14.54 | 0 | 0 | 0 | 0 | 0 | 0 | 0 | 0 | 0 | 0 | 0 | 0 | 0 | 0 | 0 | 0 | 0 | 0 | 0 | 0 | 0 | 0 | 0 | 230 | 230 | 230 | 230 | [5 empty] | 0% | 0% | 0% | 0% | [5 empty] | Ameri_2016
| 25 | Ameri_2021 | SouthWest Ghana Group | Gas | Gas Combustion Turbine | 0 | 0 | 0 | 0 | 0 | 0 | 0 | 0 | 0 | 0 | 0 | 0 | 0 | 0 | 0 | 0 | 0 | 0 | 0 | 0 | 0 | 0 | 14.54 | 14.54 | 14.54 | 14.54 | 14.54 | 0 | 0 | 0 | 0 | 0 | 0 | 0 | 0 | 0 | 0 | 0 | 0 | 0 | 0 | 0 | 0 | 0 | 0 |  |  |  |  | 230 | 230 | 230 | 230 | 230 |  |  |  |  | 0% | 0% | 0% | 0% | 0% | Ameri_2021
| 26 | Bui | Northern Ghana Group | Water | Hydro | 0 | 0 | 0 | 0 | 0 | 0 | 0 | 0 | 0 | 669.5858 | 669.5861 | 669.5862 | 669.5858 | 669.5866 | 669.5868 | 669.5863 | 669.5867 | 669.5864 | 27.74 | 27.74 | 27.74 | 27.74 | 27.74 | 27.74 | 27.74 | 27.74 | 27.74 | 1.63 | 1.63 | 1.63 | 1.63 | 1.63 | 1.63 | 1.63 | 1.63 | 1.63 | 0 | 0 | 0 | 0 | 0 | 0 | 0 | 0 | 0 | 330 | 330 | 330 | 330 | 330 | 330 | 330 | 330 | 330 | 23.16% | 23.16% | 23.16% | 23.16% | 23.16% | 23.16% | 23.16% | 23.16% | 23.16% | Bui
| 27 | Akosombo | SouthEast Ghana Group | Water | Hydro | 0 | 0 | 0 | 0 | 0 | 0 | 0 | 0 | 0 | 3681.6899 | 3681.6883 | 4016.3894 | 4016.3892 | 4434.7611 | 4434.7627 | 4434.762 | 4434.7625 | 4434.762 | 9.16 | 9.16 | 9.16 | 9.16 | 9.16 | 9.16 | 9.16 | 9.16 | 9.16 | 0.98 | 0.98 | 0.98 | 0.98 | 0.98 | 0.98 | 0.98 | 0.98 | 0.98 | 0 | 0 | 0 | 0 | 0 | 0 | 0 | 0 | 0 | 900 | 900 | 900 | 900 | 900 | 900 | 900 | 900 | 900 | 46.7% | 46.7% | 50.94% | 50.94% | 56.25% | 56.25% | 56.25% | 56.25% | 56.25% | Akosombo
| 28 | Kpong | SouthEast Ghana Group | Water | Hydro | 0 | 0 | 0 | 0 | 0 | 0 | 0 | 0 | 0 | 722.7074 | 722.7074 | 788.4081 | 788.408 | 870.5339 | 870.5339 | 870.5339 | 870.5339 | 870.534 | 9.16 | 9.16 | 9.16 | 9.16 | 9.16 | 9.16 | 9.16 | 9.16 | 9.16 | 0.98 | 0.98 | 0.98 | 0.98 | 0.98 | 0.98 | 0.98 | 0.98 | 0.98 | 0 | 0 | 0 | 0 | 0 | 0 | 0 | 0 | 0 | 140 | 140 | 140 | 140 | 140 | 140 | 140 | 140 | 140 | 58.93% | 58.93% | 64.29% | 64.29% | 70.98% | 70.98% | 70.98% | 70.98% | 70.98% | Kpong
| 29 | Cote d'Ivoire Dummy | Cote d'Ivoire | Water | Hydro | 0 | 0 | 0 | 0 | 0 | 0 | 0 | 0 | 0 | 814.6799 | 814.6798 | 814.6803 | 814.6804 | 814.6797 | 814.6807 | 814.6803 | 814.6797 | 814.6802 | 0 | 0 | 0 | 0 | 0 | 0 | 0 | 0 | 0 | 10 | 10 | 10 | 10 | 10 | 10 | 10 | 10 | 10 | 0 | 0 | 0 | 0 | 0 | 0 | 0 | 0 | 0 | 150 | 150 | 150 | 150 | 150 | 150 | 150 | 150 | 150 | 62% | 62% | 62% | 62% | 62% | 62% | 62% | 62% | 62% | Cote d'Ivoire Dummy
| 30 | Burkina Dummy | Burkina Group | Water | Hydro | 0 | 0 | 0 | 0 | 0 | 0 | 0 | 0 | 0 | 0.438 | 0.438 | 0.438 | 0.438 | 4.818 | 4.818 | 4.818 | 4.818 | 4.818 | 0 | 0 | 0 | 0 | 0 | 0 | 0 | 0 | 0 | 10 | 10 | 10 | 10 | 10 | 10 | 10 | 10 | 10 | 0 | 0 | 0 | 0 | 0 | 0 | 0 | 0 | 0 | 10 | 10 | 10 | 10 | 110 | 110 | 110 | 110 | 110 | 0.5% | 0.5% | 0.5% | 0.5% | 0.5% | 0.5% | 0.5% | 0.5% | 0.5% | Burkina Dummy
| 31 | VRA Solar | Northern Ghana Group | Sun | Solar PV | 0 | 0 | 0 | 0 | 0 | 0 | 0 | 0 | 0 | 2.7132 | 2.7132 | 2.7132 | 2.7132 | 2.7132 | 2.7132 | 2.7132 | 2.7132 | 2.7132 | 0 | 0 | 0 | 0 | 0 | 0 | 0 | 0 | 0 | 0 | 0 | 0 | 0 | 0 | 0 | 0 | 0 | 0 | 0 | 0 | 0 | 0 | 0 | 0 | 0 | 0 | 0 | 1.8 | 1.8 | 1.8 | 1.8 | 1.8 | 1.8 | 1.8 | 1.8 | 1.8 | 17.21% | 17.21% | 17.21% | 17.21% | 17.21% | 17.21% | 17.21% | 17.21% | 17.21% | VRA Solar
| 32 | BXC Solar | SouthEast Ghana Group | Sun | Solar PV | 0 | 0 | 0 | 0 | 0 | 0 | 0 | 0 | 0 | 24.0159 | 24.0159 | 24.0159 | 24.0159 | 24.0159 | 24.0159 | 24.0159 | 24.0159 | 0 | 0 | 0 | 0 | 0 | 0 | 0 | 0 | 0 | 0 | 0 | 0 | 0 | 0 | 0 | 0 | 0 | 0 | 0 | 0 | 0 | 0 | 0 | 0 | 0 | 0 | 0 | 0 | 18 | 18 | 18 | 18 | 18 | 18 | 18 | 18 |  | 15.23% | 15.23% | 15.23% | 15.23% | 15.23% | 15.23% | 15.23% | 15.23% |  | BXC Solar
| 37 | ASHA BIOMASS 2020 | Ashanti Group | Biomass | Biomass Combustion | 0 | 0 | 0 | 0 | 1.0052 | 1.0052 | 1.0052 | 1.0052 | 1.0052 | 0 | 0 | 0 | 0 | 74.46 | 74.46 | 74.46 | 74.46 | 74.46 | 0 | 0 | 0 | 0 | 130 | 130 | 130 | 130 | 130 | 0 | 0 | 0 | 0 | 4.5 | 4.5 | 4.5 | 4.5 | 4.5 | 0 | 0 | 0 | 0 | 67.5 | 67.5 | 67.5 | 67.5 | 67.5 |  |  |  |  | 10 | 10 | 10 | 10 | 10 |  |  |  |  | 85% | 85% | 85% | 85% | 85% | ASHA BIOMASS 2020
| 38 | NORT BIOMASS 2018 | Northern Ghana Group | Biomass | Biomass Combustion | 0 | 0 | 0 | 0 | 6.0313 | 6.0313 | 6.0313 | 6.0313 | 6.0313 | 0 | 0 | 0 | 0 | 446.76 | 446.76 | 446.76 | 446.76 | 446.76 | 0 | 0 | 0 | 0 | 130 | 130 | 130 | 130 | 130 | 0 | 0 | 0 | 0 | 4.5 | 4.5 | 4.5 | 4.5 | 4.5 | 0 | 0 | 0 | 0 | 67.5 | 67.5 | 67.5 | 67.5 | 67.5 |  |  |  |  | 60 | 60 | 60 | 60 | 60 |  |  |  |  | 85% | 85% | 85% | 85% | 85% | NORT BIOMASS 2018
| 39 | SOUT BIOMASS 2018 | SouthEast Ghana Group | Biomass | Biomass Combustion | 0 | 0 | 0 | 0 | 1.0052 | 1.0052 | 1.0052 | 1.0052 | 1.0052 | 0 | 0 | 0 | 0 | 74.46 | 74.46 | 74.46 | 74.46 | 74.46 | 0 | 0 | 0 | 0 | 130 | 130 | 130 | 130 | 130 | 0 | 0 | 0 | 0 | 4.5 | 4.5 | 4.5 | 4.5 | 4.5 | 0 | 0 | 0 | 0 | 67.5 | 67.5 | 67.5 | 67.5 | 67.5 |  |  |  |  | 10 | 10 | 10 | 10 | 10 |  |  |  |  | 85% | 85% | 85% | 85% | 85% | SOUT BIOMASS 2018
| 40 | SOUT BIOMASS 2018 | SouthWest Ghana Group | Biomass | Biomass Combustion | 0 | 0 | 0 | 0 | 1.5078 | 1.5078 | 1.5078 | 1.5078 | 1.5078 | 0 | 0 | 0 | 0 | 111.69 | 111.69 | 111.69 | 111.69 | 111.69 | 0 | 0 | 0 | 0 | 130 | 130 | 130 | 130 | 130 | 0 | 0 | 0 | 0 | 4.5 | 4.5 | 4.5 | 4.5 | 4.5 | 0 | 0 | 0 | 0 | 67.5 | 67.5 | 67.5 | 67.5 | 67.5 |  |  |  |  | 15 | 15 | 15 | 15 | 15 |  |  |  |  | 85% | 85% | 85% | 85% | 85% | SOUT BIOMASS 2018
| 41 | SOUT COAL STEAM TURBINE 2023 | SouthWest Ghana Group | Coal | Coal Steam Turbine | 0 | 0 | 0 | 0 | 0 | 0 | 0 | 0.09975 | 0 | 0 | 0 | 0 | 0 | 0 | 0 | 0 | 11.3352 | 0 | 0 | 0 | 0 | 0 | 0 | 65 | 65 | 65 | 65 | 0 | 0 | 0 | 0 | 0 | 0 | 0 | 6.034 | 0 | 0 | 0 | 0 | 0 | 0 | 0 | 0 | 44.2927 | 0 | [5 empty] | 115.478 | 115.478 | 115.478 | 115.478 | [5 empty] | 0% | 0% | 1.121% | 0% | SOUT COAL STEAM TURBINE 2023
| 43 | SOUT COMBINED CYCLE 2020 | SouthWest Ghana Group | Oil/Gas | Oil/Gas Combined Cycle | 0 | 0 | 0 | 0 | 8.0266 | 8.0266 | 8.0266 | 8.0267 | 10.5764 | 0 | 0 | 0 | 0 | 1107.1238 | 1107.1238 | 1107.1238 | 1107.1242 | 1458.8116 | 0 | 0 | 0 | 0 | 15 | 15 | 15 | 15 | 15 | 0 | 0 | 0 | 0 | 3.48 | 3.48 | 3.48 | 3.48 | 3.48 | 0 | 0 | 0 | 0 | 119.77 | 119.77 | 119.77 | 111.747 | 119.77 | 0 | 0 | 0 | 0 | 140.427 | 140.427 | 140.427 | 140.427 | 185.0344 | 0% | 0% | 0% | 0% | 90% | 90% | 90% | 90% | 90% | SOUT COMBINED CYCLE 2020
| 45 | SOUT COMBINED CYCLE 2019 | SouthEast Ghana Group | Oil/Gas | Oil/Gas Combined Cycle | 0 | 0 | 0 | 0 | 5.3104 | 5.3104 | 5.3104 | 44.5641 | 115.9077 | 0 | 0 | 0 | 0 | 732.4648 | 732.4648 | 732.4648 | 6146.7781 | 15987.2628 | 0 | 0 | 0 | 0 | 15 | 15 | 15 | 15 | 15 | 0 | 0 | 0 | 0 | 3.48 | 3.48 | 3.48 | 3.48 | 3.48 | 0 | 0 | 0 | 0 | 94.7647 | 119.77 | 119.77 | 119.77 | 119.77 | 0 | 0 | 0 | 0 | 92.9052 | 92.9052 | 92.9052 | 779.6522 | 2027.8122 | 0% | 0% | 0% | 0% | 90% | 90% | 90% | 90% | 90% | SOUT COMBINED CYCLE 2019
| 46 | SOUT COMBINED CYCLE 2018 | SouthWest Ghana Group | Oil/Gas | Oil/Gas Combined Cycle | 0 | 0 | 0 | 0 | 1.6941 | 1.6941 | 1.6941 | 1.6941 | 1.6941 | 0 | 0 | 0 | 0 | 233.666 | 233.666 | 233.666 | 233.666 | 233.666 | 0 | 0 | 0 | 0 | 15 | 15 | 15 | 15 | 15 | 0 | 0 | 0 | 0 | 3.48 | 3.48 | 3.48 | 3.48 | 3.48 | 0 | 0 | 0 | 0 | 94.0084 | 119.77 | 119.77 | 103.1293 | 119.77 |  |  |  |  | 29.638 | 29.638 | 29.638 | 29.638 | 29.638 |  |  |  |  | 90% | 90% | 90% | 90% | 90% | SOUT COMBINED CYCLE 2018
| 53 | SOUT HYDRO SMALL 2023 | SouthWest Ghana Group | Water | Hydro | 0 | 0 | 0 | 0 | 0 | 0 | 0 | 0 | 0 | 0 | 0 | 0 | 0 | 212.2847 | 212.2847 | 212.2847 | 212.2847 | 212.2847 | 0 | 0 | 0 | 0 | 45 | 45 | 45 | 45 | 45 | 0 | 0 | 0 | 0 | 3 | 3 | 3 | 3 | 3 | 0 | 0 | 0 | 0 | 0 | 0 | 0 | 0 | 0 |  |  |  |  | 57.0198 | 57.0198 | 57.0198 | 57.0198 | 57.0198 |  |  |  |  | 42.5% | 42.5% | 42.5% | 42.5% | 42.5% | SOUT HYDRO SMALL 2023
| 54 | ASHA INTERRUPTIBLE 2016 | Ashanti Group | Interruptible | Interruptible | 0 | 0 | 0 | 0 | 0 | 0 | 0 | 0 | 0 | 0 | 0 | 0 | 0 | 0 | 0 | 0 | 0 | 0 | 0 | 0 | 0 | 0 | 0 | 0 | 0 | 0 | 0 | 0 | 0 | 0 | 0 | 0 | 0 | 0 | 0 | 0 | 0 | 0 | 0 | 0 | 0 | 0 | 0 | 0 | 0 | 129.301 | 217.102 | [7 empty] | 0% | 0% | [7 empty] | ASHA INTERRUPTIBLE 2016
| 62 | SOUT NUCLEAR 2030 | SouthWest Ghana Group | Uranium | Nuclear | 0 | 0 | 0 | 0 | 0 | 0 | 0 | 39.4392 | 39.4392 | 0 | 0 | 0 | 0 | 0 | 0 | 0 | 3829.0486 | 3829.0486 | 0 | 0 | 0 | 0 | 0 | 0 | 0 | 100 | 100 | 0 | 0 | 0 | 0 | 0 | 0 | 0 | 2.3 | 2.3 | 0 | 0 | 0 | 0 | 0 | 0 | 0 | 13.184 | 13.184 | 0 | 0 | 0 | 0 | 0 | 0 | 0 | 460.112 | 460.112 | 0% | 0% | 0% | 0% | 0% | 0% | 0% | 95% | 95% | SOUT NUCLEAR 2030
| 63 | ASHA SOLAR PV 2020 | Ashanti Group | Sun | Solar PV | 0 | 0 | 0 | 0 | 0 | 0 | 0 | 0 | 0 | 0 | 0 | 0 | 9.5063 | 34.8564 | 34.8564 | 34.8564 | 34.8564 | 34.8564 | 0 | 0 | 0 | 24.8 | 24.8 | 24.8 | 24.8 | 24.8 | 24.8 | 0 | 0 | 0 | 0 | 0 | 0 | 0 | 0 | 0 | 0 | 0 | 0 | 0 | 0 | 0 | 0 | 0 | 0 | 0 | 0 | 0 | 7.5 | 27.5 | 27.5 | 27.5 | 27.5 | 27.5 | 0% | 0% | 0% | 14.47% | 14.47% | 14.47% | 14.47% | 14.47% | 14.47% | ASHA SOLAR PV 2020
| 64 | ASHA SOLAR PV 2026 | Ashanti Group | Sun | Solar PV | 0 | 0 | 0 | 0 | 0 | 0 | 0 | 0 | 0 | 0 | 0 | 0 | 0 | 0 | 25.3501 | 76.0503 | 101.4004 | 101.4004 | 0 | 0 | 0 | 0 | 0 | 24.8 | 24.8 | 24.8 | 24.8 | 0 | 0 | 0 | 0 | 0 | 0 | 0 | 0 | 0 | 0 | 0 | 0 | 0 | 0 | 0 | 0 | 0 | 0 | 0 | 0 | 0 | 0 | 0 | 20 | 60 | 80 | 80 | 0% | 0% | 0% | 0% | 0% | 14.47% | 14.47% | 14.47% | 14.47% | ASHA SOLAR PV 2026
| 65 | ASHA SOLAR PV 2035 | Ashanti Group | Sun | Solar PV | 0 | 0 | 0 | 0 | 0 | 0 | 0 | 0 | 0 | 0 | 0 | 0 | 0 | 0 | 0 | 0 | 25.3501 | 139.4256 | 0 | 0 | 0 | 0 | 0 | 0 | 0 | 25 | 25 | 0 | 0 | 0 | 0 | 0 | 0 | 0 | 0 | 0 | 0 | 0 | 0 | 0 | 0 | 0 | 0 | 0 | 0 | 0 | 0 | 0 | 0 | 0 | 0 | 0 | 20 | 110 | 0% | 0% | 0% | 0% | 0% | 0% | 0% | 14.47% | 14.47% | ASHA SOLAR PV 2035
| 66 | SOUT SOLAR PV 2020 | SouthWest Ghana Group | Sun | Solar PV | 0 | 0 | 0 | 0 | 0 | 0 | 0 | 0 | 0 | 0 | 0 | 0 | 19.0126 | 44.3627 | 44.3627 | 44.3627 | 44.3627 | 44.3627 | 0 | 0 | 0 | 24.8 | 24.8 | 24.8 | 24.8 | 24.8 | 24.8 | 0 | 0 | 0 | 0 | 0 | 0 | 0 | 0 | 0 | 0 | 0 | 0 | 0 | 0 | 0 | 0 | 0 | 0 | 0 | 0 | 0 | 15 | 35 | 35 | 35 | 35 | 35 | 0% | 0% | 0% | 14.47% | 14.47% | 14.47% | 14.47% | 14.47% | 14.47% | SOUT SOLAR PV 2020
| 67 | SOUT SOLAR PV 2026 | SouthWest Ghana Group | Sun | Solar PV | 0 | 0 | 0 | 0 | 0 | 0 | 0 | 0 | 0 | 0 | 0 | 0 | 0 | 0 | 25.3501 | 50.7002 | 63.3753 | 63.3753 | 0 | 0 | 0 | 0 | 0 | 24.8 | 24.8 | 24.8 | 24.8 | 0 | 0 | 0 | 0 | 0 | 0 | 0 | 0 | 0 | 0 | 0 | 0 | 0 | 0 | 0 | 0 | 0 | 0 | [5 empty] | 20 | 40 | 50 | 50 | [5 empty] | 14.47% | 14.47% | 14.47% | 14.47% | SOUT SOLAR PV 2026
| 68 | SOUT SOLAR PV 2035 | SouthWest Ghana Group | Sun | Solar PV | 0 | 0 | 0 | 0 | 0 | 0 | 0 | 0 | 0 | 0 | 0 | 0 | 0 | 0 | 0 | 0 | 25.3501 | 114.0755 | 0 | 0 | 0 | 0 | 0 | 0 | 0 | 25 | 25 | 0 | 0 | 0 | 0 | 0 | 0 | 0 | 0 | 0 | 0 | 0 | 0 | 0 | 0 | 0 | 0 | 0 | 0 | 0 | 0 | 0 | 0 | 0 | 0 | 0 | 20 | 90 | 0% | 0% | 0% | 0% | 0% | 0% | 0% | 14.47% | 14.47% | SOUT SOLAR PV 2035
| 69 | NORT SOLAR PV 2018 | Northern Ghana Group | Sun | Solar PV | 0 | 0 | 0 | 0 | 0 | 0 | 0 | 0 | 0 | 0 | 0 | 71.598 | 71.598 | 71.598 | 71.598 | 71.598 | 71.598 | 71.598 | 0 | 0 | 24.8 | 24.8 | 24.8 | 24.8 | 24.8 | 24.8 | 24.8 | 0 | 0 | 0 | 0 | 0 | 0 | 0 | 0 | 0 | 0 | 0 | 0 | 0 | 0 | 0 | 0 | 0 | 0 |  |  | 50 | 50 | 50 | 50 | 50 | 50 | 50 |  |  | 16.35% | 16.35% | 16.35% | 16.35% | 16.35% | 16.35% | 16.35% | NORT SOLAR PV 2018
| 70 | NORT SOLAR PV 2020 | Northern Ghana Group | Sun | Solar PV | 0 | 0 | 0 | 0 | 0 | 0 | 0 | 0 | 0 | 0 | 0 | 0 | 107.3971 | 393.7893 | 393.7893 | 393.7893 | 393.7893 | 393.7893 | 0 | 0 | 0 | 24.8 | 24.8 | 24.8 | 24.8 | 24.8 | 24.8 | 0 | 0 | 0 | 0 | 0 | 0 | 0 | 0 | 0 | 0 | 0 | 0 | 0 | 0 | 0 | 0 | 0 | 0 | 0 | 0 | 0 | 75 | 275 | 275 | 275 | 275 | 275 | 0% | 0% | 0% | 16.35% | 16.35% | 16.35% | 16.35% | 16.35% | 16.35% | NORT SOLAR PV 2020
| 71 | NORT SOLAR PV 2023 | Northern Ghana Group | Sun | Solar PV | 0 | 0 | 0 | 0 | 0 | 0 | 0 | 0 | 0 | 0 | 0 | 0 | 0 | 143.1961 | 286.3922 | 286.3922 | 286.3922 | 286.3922 | 0 | 0 | 0 | 0 | 24.8 | 24.8 | 24.8 | 24.8 | 24.8 | 0 | 0 | 0 | 0 | 0 | 0 | 0 | 0 | 0 | 0 | 0 | 0 | 0 | 0 | 0 | 0 | 0 | 0 | 0 | 0 | 0 | 0 | 100 | 200 | 200 | 200 | 200 | 0% | 0% | 0% | 0% | 16.35% | 16.35% | 16.35% | 16.35% | 16.35% | NORT SOLAR PV 2023
| 72 | NORT SOLAR PV 2026 | Northern Ghana Group | Sun | Solar PV | 0 | 0 | 0 | 0 | 0 | 0 | 0 | 0 | 0 | 0 | 0 | 0 | 0 | 0 | 143.1961 | 429.5883 | 429.5883 | 429.5883 | 0 | 0 | 0 | 0 | 0 | 24.8 | 24.8 | 24.8 | 24.8 | 0 | 0 | 0 | 0 | 0 | 0 | 0 | 0 | 0 | 0 | 0 | 0 | 0 | 0 | 0 | 0 | 0 | 0 | 0 | 0 | 0 | 0 | 0 | 100 | 300 | 300 | 300 | 0% | 0% | 0% | 0% | 0% | 16.35% | 16.35% | 16.35% | 16.35% | NORT SOLAR PV 2026
| 73 | NORT SOLAR PV 2030 | Northern Ghana Group | Sun | Solar PV | 0 | 0 | 0 | 0 | 0 | 0 | 0 | 0 | 0 | 0 | 0 | 0 | 0 | 0 | 0 | 71.598 | 357.9902 | 357.9902 | 0 | 0 | 0 | 0 | 0 | 0 | 24.8 | 24.8 | 24.8 | 0 | 0 | 0 | 0 | 0 | 0 | 0 | 0 | 0 | 0 | 0 | 0 | 0 | 0 | 0 | 0 | 0 | 0 | 0 | 0 | 0 | 0 | 0 | 0 | 50 | 250 | 250 | 0% | 0% | 0% | 0% | 0% | 0% | 16.35% | 16.35% | 16.35% | NORT SOLAR PV 2030
| 74 | NORT SOLAR PV 2035 | Northern Ghana Group | Sun | Solar PV | 0 | 0 | 0 | 0 | 0 | 0 | 0 | 0 | 0 | 0 | 0 | 0 | 0 | 0 | 0 | 0 | 143.1961 | 859.1766 | 0 | 0 | 0 | 0 | 0 | 0 | 0 | 24.8 | 24.8 | 0 | 0 | 0 | 0 | 0 | 0 | 0 | 0 | 0 | 0 | 0 | 0 | 0 | 0 | 0 | 0 | 0 | 0 | 0 | 0 | 0 | 0 | 0 | 0 | 0 | 100 | 600 | 0% | 0% | 0% | 0% | 0% | 0% | 0% | 16.35% | 16.35% | NORT SOLAR PV 2035
| 76 | SOUT SOLAR PV 2020 | SouthEast Ghana Group | Sun | Solar PV | 0 | 0 | 0 | 0 | 0 | 0 | 0 | 0 | 0 | 0 | 0 | 0 | 44.3627 | 171.1132 | 171.1132 | 171.1132 | 171.1132 | 171.1132 | 0 | 0 | 0 | 24.8 | 24.8 | 24.8 | 24.8 | 24.8 | 24.8 | 0 | 0 | 0 | 0 | 0 | 0 | 0 | 0 | 0 | 0 | 0 | 0 | 0 | 0 | 0 | 0 | 0 | 0 | 0 | 0 | 0 | 35 | 135 | 135 | 135 | 135 | 135 | 0% | 0% | 0% | 14.47% | 14.47% | 14.47% | 14.47% | 14.47% | 14.47% | SOUT SOLAR PV 2020
| 77 | SOUT SOLAR PV 2026 | SouthEast Ghana Group | Sun | Solar PV | 0 | 0 | 0 | 0 | 0 | 0 | 0 | 0 | 0 | 0 | 0 | 0 | 0 | 0 | 63.3753 | 443.6268 | 570.3773 | 570.3773 | 0 | 0 | 0 | 0 | 0 | 24.8 | 24.8 | 24.8 | 24.8 | 0 | 0 | 0 | 0 | 0 | 0 | 0 | 0 | 0 | 0 | 0 | 0 | 0 | 0 | 0 | 0 | 0 | 0 | 0 | 0 | 0 | 0 | 0 | 50 | 350 | 450 | 450 | 0% | 0% | 0% | 0% | 0% | 14.47% | 14.47% | 14.47% | 14.47% | SOUT SOLAR PV 2026
| 78 | SOUT SOLAR PV 2035 | SouthEast Ghana Group | Sun | Solar PV | 0 | 0 | 0 | 0 | 0 | 0 | 0 | 0 | 0 | 0 | 0 | 0 | 0 | 0 | 0 | 0 | 126.7505 | 570.3773 | 0 | 0 | 0 | 0 | 0 | 0 | 0 | 25 | 25 | 0 | 0 | 0 | 0 | 0 | 0 | 0 | 0 | 0 | 0 | 0 | 0 | 0 | 0 | 0 | 0 | 0 | 0 | 0 | 0 | 0 | 0 | 0 | 0 | 0 | 100 | 450 | 0% | 0% | 0% | 0% | 0% | 0% | 0% | 14.47% | 14.47% | SOUT SOLAR PV 2035
| 80 | SOUT SOLAR PV 2020 | SouthWest Ghana Group | Sun | Solar PV | 0 | 0 | 0 | 0 | 0 | 0 | 0 | 0 | 0 | 0 | 0 | 0 | 57.0377 | 133.088 | 133.088 | 133.088 | 133.088 | 133.088 | 0 | 0 | 0 | 24.8 | 24.8 | 24.8 | 24.8 | 24.8 | 24.8 | 0 | 0 | 0 | 0 | 0 | 0 | 0 | 0 | 0 | 0 | 0 | 0 | 0 | 0 | 0 | 0 | 0 | 0 | 0 | 0 | 0 | 45 | 105 | 105 | 105 | 105 | 105 | 0% | 0% | 0% | 14.47% | 14.47% | 14.47% | 14.47% | 14.47% | 14.47% | SOUT SOLAR PV 2020
| 81 | SOUT SOLAR PV 2026 | SouthWest Ghana Group | Sun | Solar PV | 0 | 0 | 0 | 0 | 0 | 0 | 0 | 0 | 0 | 0 | 0 | 0 | 0 | 0 | 50.7002 | 253.501 | 304.2012 | 304.2012 | 0 | 0 | 0 | 0 | 0 | 24.8 | 24.8 | 24.8 | 24.8 | 0 | 0 | 0 | 0 | 0 | 0 | 0 | 0 | 0 | 0 | 0 | 0 | 0 | 0 | 0 | 0 | 0 | 0 | 0 | 0 | 0 | 0 | 0 | 40 | 200 | 240 | 240 | 0% | 0% | 0% | 0% | 0% | 14.47% | 14.47% | 14.47% | 14.47% | SOUT SOLAR PV 2026
| 82 | SOUT SOLAR PV 2035 | SouthWest Ghana Group | Sun | Solar PV | 0 | 0 | 0 | 0 | 0 | 0 | 0 | 0 | 0 | 0 | 0 | 0 | 0 | 0 | 0 | 0 | 25.3501 | 304.2012 | 0 | 0 | 0 | 0 | 0 | 0 | 0 | 25 | 25 | 0 | 0 | 0 | 0 | 0 | 0 | 0 | 0 | 0 | 0 | 0 | 0 | 0 | 0 | 0 | 0 | 0 | 0 | 0 | 0 | 0 | 0 | 0 | 0 | 0 | 20 | 240 | 0% | 0% | 0% | 0% | 0% | 0% | 0% | 14.47% | 14.47% | SOUT SOLAR PV 2035
| 83 | SOUT SOLAR PV 2020 | SouthEast Ghana Group | Sun | Solar PV | 0 | 0 | 0 | 0 | 0 | 0 | 0 | 0 | 0 | 0 | 0 | 0 | 19.0126 | 19.0126 | 19.0126 | 19.0126 | 19.0126 | 19.0126 | 0 | 0 | 0 | 24.8 | 24.8 | 24.8 | 24.8 | 24.8 | 24.8 | 0 | 0 | 0 | 0 | 0 | 0 | 0 | 0 | 0 | 0 | 0 | 0 | 0 | 0 | 0 | 0 | 0 | 0 | 0 | 0 | 0 | 15 | 15 | 15 | 15 | 15 | 15 | 0% | 0% | 0% | 14.47% | 14.47% | 14.47% | 14.47% | 14.47% | 14.47% | SOUT SOLAR PV 2020
| 84 | SOUT SOLAR PV 2026 | SouthEast Ghana Group | Sun | Solar PV | 0 | 0 | 0 | 0 | 0 | 0 | 0 | 0 | 0 | 0 | 0 | 0 | 0 | 0 | 25.3501 | 50.7002 | 76.0503 | 76.0503 | 0 | 0 | 0 | 0 | 0 | 24.8 | 24.8 | 24.8 | 24.8 | 0 | 0 | 0 | 0 | 0 | 0 | 0 | 0 | 0 | 0 | 0 | 0 | 0 | 0 | 0 | 0 | 0 | 0 | 0 | 0 | 0 | 0 | 0 | 20 | 40 | 60 | 60 | 0% | 0% | 0% | 0% | 0% | 14.47% | 14.47% | 14.47% | 14.47% | SOUT SOLAR PV 2026
| 85 | SOUT SOLAR PV 2035 | SouthEast Ghana Group | Sun | Solar PV | 0 | 0 | 0 | 0 | 0 | 0 | 0 | 0 | 0 | 0 | 0 | 0 | 0 | 0 | 0 | 0 | 25.3501 | 76.0503 | 0 | 0 | 0 | 0 | 0 | 0 | 0 | 25 | 25 | 0 | 0 | 0 | 0 | 0 | 0 | 0 | 0 | 0 | 0 | 0 | 0 | 0 | 0 | 0 | 0 | 0 | 0 | 0 | 0 | 0 | 0 | 0 | 0 | 0 | 20 | 60 | 0% | 0% | 0% | 0% | 0% | 0% | 0% | 14.47% | 14.47% | SOUT SOLAR PV 2035
| 86 | ASHA SOLAR PV WITH STORAGE 2020 | Ashanti Group | Sun + storage | Solar PV + Storage | 0 | 0 | 0 | 0 | 0 | 0 | 0 | 0 | 0 | 0 | 0 | 0 | 0 | 12.675 | 12.675 | 12.675 | 12.675 | 12.675 | 0 | 0 | 0 | 0 | 28 | 28 | 28 | 28 | 28 | 0 | 0 | 0 | 0 | 0 | 0 | 0 | 0 | 0 | 0 | 0 | 0 | 0 | 0 | 0 | 0 | 0 | 0 | 0 | 0 | 0 | 0 | 10 | 10 | 10 | 10 | 10 | 0% | 0% | 0% | 0% | 14.47% | 14.47% | 14.47% | 14.47% | 14.47% | ASHA SOLAR PV WITH STORAGE 2020
| 88 | ASHA SOLAR PV WITH STORAGE 2035 | Ashanti Group | Sun + storage | Solar PV + Storage | 0 | 0 | 0 | 0 | 0 | 0 | 0 | 0 | 0 | 0 | 0 | 0 | 0 | 0 | 0 | 0 | 12.675 | 76.0503 | 0 | 0 | 0 | 0 | 0 | 0 | 0 | 28 | 28 | 0 | 0 | 0 | 0 | 0 | 0 | 0 | 0 | 0 | 0 | 0 | 0 | 0 | 0 | 0 | 0 | 0 | 0 | 0 | 0 | 0 | 0 | 0 | 0 | 0 | 10 | 60 | 0% | 0% | 0% | 0% | 0% | 0% | 0% | 14.47% | 14.47% | ASHA SOLAR PV WITH STORAGE 2035
| 89 | SOUT SOLAR PV WITH STORAGE 2020 | SouthWest Ghana Group | Sun + storage | Solar PV + Storage | 0 | 0 | 0 | 0 | 0 | 0 | 0 | 0 | 0 | 0 | 0 | 0 | 0 | 12.675 | 12.675 | 12.675 | 12.675 | 12.675 | 0 | 0 | 0 | 0 | 28 | 28 | 28 | 28 | 28 | 0 | 0 | 0 | 0 | 0 | 0 | 0 | 0 | 0 | 0 | 0 | 0 | 0 | 0 | 0 | 0 | 0 | 0 | 0 | 0 | 0 | 0 | 10 | 10 | 10 | 10 | 10 | 0% | 0% | 0% | 0% | 14.47% | 14.47% | 14.47% | 14.47% | 14.47% | SOUT SOLAR PV WITH STORAGE 2020
| 91 | SOUT SOLAR PV WITH STORAGE 2035 | SouthWest Ghana Group | Sun + storage | Solar PV + Storage | 0 | 0 | 0 | 0 | 0 | 0 | 0 | 0 | 0 | 0 | 0 | 0 | 0 | 0 | 0 | 0 | 12.675 | 63.3752 | 0 | 0 | 0 | 0 | 0 | 0 | 0 | 28 | 28 | 0 | 0 | 0 | 0 | 0 | 0 | 0 | 0 | 0 | 0 | 0 | 0 | 0 | 0 | 0 | 0 | 0 | 0 | 0 | 0 | 0 | 0 | 0 | 0 | 0 | 10 | 50 | 0% | 0% | 0% | 0% | 0% | 0% | 0% | 14.47% | 14.47% | SOUT SOLAR PV WITH STORAGE 2035
| 92 | NORT SOLAR PV WITH STORAGE 2020 | Northern Ghana Group | Sun + storage | Solar PV + Storage | 0 | 0 | 0 | 0 | 0 | 0 | 0 | 0 | 0 | 0 | 0 | 0 | 0 | 126.7505 | 126.7505 | 126.7505 | 126.7505 | 126.7505 | 0 | 0 | 0 | 0 | 28 | 28 | 28 | 28 | 28 | 0 | 0 | 0 | 0 | 0 | 0 | 0 | 0 | 0 | 0 | 0 | 0 | 0 | 0 | 0 | 0 | 0 | 0 | 0 | 0 | 0 | 0 | 100 | 100 | 100 | 100 | 100 | 0% | 0% | 0% | 0% | 14.47% | 14.47% | 14.47% | 14.47% | 14.47% | NORT SOLAR PV WITH STORAGE 2020
| 94 | NORT SOLAR PV WITH STORAGE 2035 | Northern Ghana Group | Sun + storage | Solar PV + Storage | 0 | 0 | 0 | 0 | 0 | 0 | 0 | 0 | 0 | 0 | 0 | 0 | 0 | 0 | 0 | 0 | 63.3752 | 380.2515 | 0 | 0 | 0 | 0 | 0 | 0 | 0 | 28 | 28 | 0 | 0 | 0 | 0 | 0 | 0 | 0 | 0 | 0 | 0 | 0 | 0 | 0 | 0 | 0 | 0 | 0 | 0 | 0 | 0 | 0 | 0 | 0 | 0 | 0 | 50 | 300 | 0% | 0% | 0% | 0% | 0% | 0% | 0% | 14.47% | 14.47% | NORT SOLAR PV WITH STORAGE 2035
| 95 | SOUT SOLAR PV WITH STORAGE 2020 | SouthEast Ghana Group | Sun + storage | Solar PV + Storage | 0 | 0 | 0 | 0 | 0 | 0 | 0 | 0 | 0 | 0 | 0 | 0 | 0 | 50.7002 | 50.7002 | 50.7002 | 50.7002 | 50.7002 | 0 | 0 | 0 | 0 | 28 | 28 | 28 | 28 | 28 | 0 | 0 | 0 | 0 | 0 | 0 | 0 | 0 | 0 | 0 | 0 | 0 | 0 | 0 | 0 | 0 | 0 | 0 | 0 | 0 | 0 | 0 | 40 | 40 | 40 | 40 | 40 | 0% | 0% | 0% | 0% | 14.47% | 14.47% | 14.47% | 14.47% | 14.47% | SOUT SOLAR PV WITH STORAGE 2020
| 97 | SOUT SOLAR PV WITH STORAGE 2035 | SouthEast Ghana Group | Sun + storage | Solar PV + Storage | 0 | 0 | 0 | 0 | 0 | 0 | 0 | 0 | 0 | 0 | 0 | 0 | 0 | 0 | 0 | 0 | 63.3752 | 278.8511 | 0 | 0 | 0 | 0 | 0 | 0 | 0 | 28 | 28 | 0 | 0 | 0 | 0 | 0 | 0 | 0 | 0 | 0 | 0 | 0 | 0 | 0 | 0 | 0 | 0 | 0 | 0 | 0 | 0 | 0 | 0 | 0 | 0 | 0 | 50 | 220 | 0% | 0% | 0% | 0% | 0% | 0% | 0% | 14.47% | 14.47% | SOUT SOLAR PV WITH STORAGE 2035
| 98 | SOUT SOLAR PV WITH STORAGE 2020 | SouthWest Ghana Group | Sun + storage | Solar PV + Storage | 0 | 0 | 0 | 0 | 0 | 0 | 0 | 0 | 0 | 0 | 0 | 0 | 0 | 38.0251 | 38.0251 | 38.0251 | 38.0251 | 38.0251 | 0 | 0 | 0 | 0 | 28 | 28 | 28 | 28 | 28 | 0 | 0 | 0 | 0 | 0 | 0 | 0 | 0 | 0 | 0 | 0 | 0 | 0 | 0 | 0 | 0 | 0 | 0 | 0 | 0 | 0 | 0 | 30 | 30 | 30 | 30 | 30 | 0% | 0% | 0% | 0% | 14.47% | 14.47% | 14.47% | 14.47% | 14.47% | SOUT SOLAR PV WITH STORAGE 2020
| 100 | SOUT SOLAR PV WITH STORAGE 2035 | SouthWest Ghana Group | Sun + storage | Solar PV + Storage | 0 | 0 | 0 | 0 | 0 | 0 | 0 | 0 | 0 | 0 | 0 | 0 | 0 | 0 | 0 | 0 | 12.675 | 101.4004 | 0 | 0 | 0 | 0 | 0 | 0 | 0 | 28 | 28 | 0 | 0 | 0 | 0 | 0 | 0 | 0 | 0 | 0 | 0 | 0 | 0 | 0 | 0 | 0 | 0 | 0 | 0 | 0 | 0 | 0 | 0 | 0 | 0 | 0 | 10 | 80 | 0% | 0% | 0% | 0% | 0% | 0% | 0% | 14.47% | 14.47% | SOUT SOLAR PV WITH STORAGE 2035
| 103 | SOUT SOLAR PV WITH STORAGE 2035 | SouthEast Ghana Group | Sun + storage | Solar PV + Storage | 0 | 0 | 0 | 0 | 0 | 0 | 0 | 0 | 0 | 0 | 0 | 0 | 0 | 0 | 0 | 0 | 12.675 | 50.7002 | 0 | 0 | 0 | 0 | 0 | 0 | 0 | 28 | 28 | 0 | 0 | 0 | 0 | 0 | 0 | 0 | 0 | 0 | 0 | 0 | 0 | 0 | 0 | 0 | 0 | 0 | 0 | 0 | 0 | 0 | 0 | 0 | 0 | 0 | 10 | 40 | 0% | 0% | 0% | 0% | 0% | 0% | 0% | 14.47% | 14.47% | SOUT SOLAR PV WITH STORAGE 2035
| 104 | SOUT WIND TURBINE 2020 | SouthEast Ghana Group | Wind | Wind | 0 | 0 | 0 | 0 | 0 | 0 | 0 | 0 | 0 | 0 | 0 | 0 | 175.1525 | 350.305 | 700.61 | 700.61 | 700.61 | 700.61 | 0 | 0 | 0 | 46.71 | 46.71 | 46.71 | 46.71 | 46.71 | 46.71 | 0 | 0 | 0 | 0 | 0 | 0 | 0 | 0 | 0 | 0 | 0 | 0 | 0 | 0 | 0 | 0 | 0 | 0 | 0 | 0 | 0 | 75 | 150 | 300 | 300 | 300 | 300 | 0% | 0% | 0% | 26.66% | 26.66% | 26.66% | 26.66% | 26.66% | 26.66% | SOUT WIND TURBINE 2020
| 105 | SOUT WIND TURBINE 2026 | SouthEast Ghana Group | Wind | Wind | 0 | 0 | 0 | 0 | 0 | 0 | 0 | 0 | 0 | 0 | 0 | 0 | 0 | 0 | 350.305 | 817.3784 | 1050.9151 | 1050.9151 | 0 | 0 | 0 | 0 | 0 | 46.71 | 46.71 | 46.71 | 46.71 | 0 | 0 | 0 | 0 | 0 | 0 | 0 | 0 | 0 | 0 | 0 | 0 | 0 | 0 | 0 | 0 | 0 | 0 | 0 | 0 | 0 | 0 | 0 | 150 | 350 | 450 | 450 | 0% | 0% | 0% | 0% | 0% | 26.66% | 26.66% | 26.66% | 26.66% | SOUT WIND TURBINE 2026
| 106 | SOUT WIND TURBINE 2035 | SouthEast Ghana Group | Wind | Wind | 0 | 0 | 0 | 0 | 0 | 0 | 0 | 0 | 0 | 0 | 0 | 0 | 0 | 0 | 0 | 0 | 467.0734 | 467.0734 | 0 | 0 | 0 | 0 | 0 | 0 | 0 | 47 | 47 | 0 | 0 | 0 | 0 | 0 | 0 | 0 | 0 | 0 | 0 | 0 | 0 | 0 | 0 | 0 | 0 | 0 | 0 | 0 | 0 | 0 | 0 | 0 | 0 | 0 | 200 | 200 | 0% | 0% | 0% | 0% | 0% | 0% | 0% | 26.66% | 26.66% | SOUT WIND TURBINE 2035
[6 empty] | 0 | 0 | 0 | 0 | 0 | 0 | 0 |  |  | 0 | 0 | 0 | 0 | 0 | 0 | 0 |  |  | 0 | 0 | 0 | 0 | 0 | 0 | 0 |  |  | 0 | 0 | 0 | 0 | 0 | 0 | 0 |  |  | 0 | 0 | 0 | 0 | 0 | 0 | 0 |  |  | 0 | 0 | 0 | 0 | 0 | 0 | 0 |  |  | 0 | 0 | 0 | 0 | 0 | 0 | 0

## GreaterFuelSupply
Back to Contents |  | NB: Same as the reference case | [75 empty] | 90.91% | 82.64% | 75.13% | 68.3% | 56.45% | 42.41% | 31.86% | 19.78% | 12.28% | Cap Cost NPV |  | Cap Cost -- no NPV
|  | Plant Name |  |  |  | FUEL CONSUMPTION | [8 empty] | GENERATION | [8 empty] | FOM (USD/kW-yr | [8 empty] | VOM (USD/MWh) | [8 empty] | Fuel Cost (USD/MWh) | [8 empty] | Available Capacity | [8 empty] | Capacity Factors | [8 empty] | Total Capital Cost | [8 empty] | Total Capital Cost (NPV) | [8 empty] | 1955.0524 | 3326.2937 | 3344.6486 | 9941.3383 | Unplanned? | Plant Name
| UnitID |  | Model Region | Fuel Type | Capacity Type | 2017 | 2018 | 2019 | 2020 | 2023 | 2026 | 2030 | 2035 | 2040 | 2017 | 2018 | 2019 | 2020 | 2023 | 2026 | 2030 | 2035 | 2040 | 2017 | 2018 | 2019 | 2020 | 2023 | 2026 | 2030 | 2035 | 2040 | 2017 | 2018 | 2019 | 2020 | 2023 | 2026 | 2030 | 2035 | 2040 | 2017 | 2018 | 2019 | 2020 | 2023 | 2026 | 2030 | 2035 | 2040 | 2017 | 2018 | 2019 | 2020 | 2023 | 2026 | 2030 | 2035 | 2040 | 2017 | 2018 | 2019 | 2020 | 2023 | 2026 | 2030 | 2035 | 2040 | 2017 | 2018 | 2019 | 2020 | 2023 | 2026 | 2030 | 2035 | 2040 | 2017 | 2018 | 2019 | 2020 | 2023 | 2026 | 2030 | 2035 | 2040 | 10-year | 20-year | 10-year | 20-year
| 1 | CENIT | SouthEast Ghana Group | Oil | Oil Combustion | 0 | 0 | 0 | 0 | 0 | 0 | 0 | 0 | 0 | 0 | 0 | 0 | 0 | 0 | 0 | 0 | 0 | 0 | 11.83 | 11.83 | 11.83 | 11.83 | 11.83 | 11.83 | 11.83 | 0 | 0 | 0 | 0 | 0 | 0 | 0 | 0 | 0 | 0 | 0 | 0 | 0 | 0 | 0 | 0 | 0 | 0 | 0 | 0 | 100 | 100 | 100 | 100 | 100 | 100 | 100 | 0 | 0 | 0% | 0% | 0% | 0% | 0% | 0% | 0% | 0% | 0% | [9 empty] | 0 | 0 | 0 | 0 | 0 | 0 | 0 | 0 | 0 | 0 | 0 | 0 | 0 | Existing & Under Const. Plant
| 2 | Trojan 2B | SouthEast Ghana Group | Oil | Oil Combustion | 0.26958 | 0 | 0 | 0 | 0 | 0 | 0 | 0 | 0 | 31.941 | 0 | 0 | 0 | 0 | 0 | 0 | 0 | 0 | 34 | 34 | 34 | 34 | 0 | 0 | 0 | 0 | 0 | 5.5 | 0 | 0 | 0 | 0 | 0 | 0 | 0 | 0 | 97.9957 | 0 | 0 | 0 | 0 | 0 | 0 | 0 | 0 | 16.25 | 16.25 | 16.25 | 16.25 | 0 | 0 | 0 | 0 | 0 | 22.44% | 0% | 0% | 0% | 0% | 0% | 0% | 0% | 0% | [9 empty] | 0 | 0 | 0 | 0 | 0 | 0 | 0 | 0 | 0 | 0 | 0 | 0 | 0 | Existing & Under Const. Plant
| 3 | Trojan 2A | Ashanti Group | Oil | Oil Combustion | 0.26958 | 0 | 0 | 0 | 0 | 0 | 0 | 0 | 0 | 31.941 | 0 | 0 | 0 | 0 | 0 | 0 | 0 | 0 | 34 | 34 | 34 | 34 | 0 | 0 | 0 | 0 | 0 | 5.5 | 0 | 0 | 0 | 0 | 0 | 0 | 0 | 0 | 108.8196 | 0 | 0 | 0 | 0 | 0 | 0 | 0 | 0 | 16.25 | 16.25 | 16.25 | 16.25 | 0 | 0 | 0 | 0 | 0 | 22.44% | 0% | 0% | 0% | 0% | 0% | 0% | 0% | 0% | [9 empty] | 0 | 0 | 0 | 0 | 0 | 0 | 0 | 0 | 0 | 0 | 0 | 0 | 0 | Existing & Under Const. Plant
| 4 | GP Tarkwa Plant | SouthWest Ghana Group | Oil | Oil Combustion | 0 | 0 | 0 | 0 | 0 | 0.0032533 | 0.014144 | 0.020849 | 0.041698 | 0 | 0 | 0 | 0 | 0 | 0.32776 | 1.4249 | 2.1004 | 4.2009 | 17.5 | 17.5 | 17.5 | 17.5 | 17.5 | 17.5 | 17.5 | 17.5 | 17.5 | 0 | 0 | 0 | 0 | 0 | 3.5 | 3.5 | 3.5 | 3.5 | 0 | 0 | 0 | 0 | 0 | 163.9775 | 163.9775 | 163.9775 | 163.9775 | 33 | 33 | 33 | 33 | 33 | 33 | 33 | 33 | 33 | 0% | 0% | 0% | 0% | 0% | 0.1134% | 0.4929% | 0.7266% | 1.453% | [9 empty] | 0 | 0 | 0 | 0 | 0 | 0 | 0 | 0 | 0 | 0 | 0 | 0 | 0 | Existing & Under Const. Plant
| 5 | GP Chirano Plant | SouthWest Ghana Group | Oil | Oil Combustion | 0 | 0 | 0 | 0 | 0 | 0 | 0 | 0 | 0 | 0 | 0 | 0 | 0 | 0 | 0 | 0 | 0 | 0 | 17.5 | 17.5 | 17.5 | 17.5 | 17.5 | 17.5 | 17.5 | 17.5 | 17.5 | 0 | 0 | 0 | 0 | 0 | 0 | 0 | 0 | 0 | 0 | 0 | 0 | 0 | 0 | 0 | 0 | 0 | 0 | 30 | 30 | 30 | 30 | 30 | 30 | 30 | 30 | 30 | 0% | 0% | 0% | 0% | 0% | 0% | 0% | 0% | 0% | [9 empty] | 0 | 0 | 0 | 0 | 0 | 0 | 0 | 0 | 0 | 0 | 0 | 0 | 0 | Existing & Under Const. Plant
| 6 | GP Darmang Plant | SouthWest Ghana Group | Oil | Oil Combustion | 0 | 0 | 0 | 0 | 0 | 0 | 0 | 0.0096145 | 0.01883 | 0 | 0 | 0 | 0 | 0 | 0 | 0 | 0.90447 | 1.7714 | 17.5 | 17.5 | 17.5 | 17.5 | 17.5 | 17.5 | 17.5 | 17.5 | 17.5 | 0 | 0 | 0 | 0 | 0 | 0 | 0 | 3.5 | 3.5 | 0 | 0 | 0 | 0 | 0 | 0 | 0 | 175.6076 | 175.6076 | 25.5 | 25.5 | 25.5 | 25.5 | 25.5 | 25.5 | 25.5 | 25.5 | 25.5 | 0% | 0% | 0% | 0% | 0% | 0% | 0% | 0.4049% | 0.793% | [9 empty] | 0 | 0 | 0 | 0 | 0 | 0 | 0 | 0 | 0 | 0 | 0 | 0 | 0 | Existing & Under Const. Plant
| 7 | SAPP 2 | SouthEast Ghana Group | Oil/Gas | Oil/Gas Combined Cycle | 9.6 | 22.9737 | 10.1611 | 7.7484 | 23.5117 | 23.5117 | 23.5117 | 23.4718 | 20.207 | 1230.7633 | 2945.3501 | 1302.7036 | 993.3854 | 3014.3164 | 3014.316 | 3014.316 | 3009.2059 | 2590.6369 | 16 | 16 | 16 | 16 | 16 | 16 | 16 | 16 | 16 | 3.5 | 3.5 | 3.5 | 3.5 | 3.5 | 3.5 | 3.5 | 3.5 | 3.5 | 70.9393 | 62.6534 | 64.8913 | 64.7653 | 66.1189 | 71.0138 | 72.6294 | 85.2021 | 88.7923 | 370 | 370 | 370 | 370 | 370 | 370 | 370 | 370 | 370 | 37.97% | 90.87% | 40.19% | 30.65% | 93% | 93% | 93% | 92.84% | 79.93% | [9 empty] | 0 | 0 | 0 | 0 | 0 | 0 | 0 | 0 | 0 | 0 | 0 | 0 | 0 | Existing & Under Const. Plant
| 8 | Cenpower | SouthEast Ghana Group | Oil/Gas | Oil/Gas Combined Cycle | 0 | 0.071594 | 0.84437 | 0 | 16.3031 | 21.6884 | 21.6884 | 18.917 | 10.9414 | 0 | 9.1436 | 107.8372 | 0 | 2082.1317 | 2769.912 | 2769.912 | 2415.9627 | 1397.3731 | 0 | 16 | 16 | 16 | 16 | 16 | 16 | 16 | 16 | 0 | 3.5 | 3.5 | 0 | 3.5 | 3.5 | 3.5 | 3.5 | 3.5 | 0 | 64.0482 | 65.1409 | 0 | 70.4369 | 72.0531 | 79.0324 | 85.5228 | 87.5407 | 0 | 340 | 340 | 340 | 340 | 340 | 340 | 340 | 340 | 0% | 0.307% | 3.621% | 0% | 69.91% | 93% | 93% | 81.12% | 46.92% | [9 empty] | 0 | 0 | 0 | 0 | 0 | 0 | 0 | 0 | 0 | 0 | 0 | 0 | 0 | Existing & Under Const. Plant
| 9 | KarpowerShip 1 | SouthEast Ghana Group | Oil/Gas | Oil/Gas Combined Cycle | 14.837 | 0 | 0 | 0 | 0 | 0 | 0 | 0 | 0 | 1942.0128 | 0 | 0 | 0 | 0 | 0 | 0 | 0 | 0 | 177.828 | 0 | 0 | 0 | 0 | 0 | 0 | 0 | 0 | 3.5 | 0 | 0 | 0 | 0 | 0 | 0 | 0 | 0 | 67.7182 | 0 | 0 | 0 | 0 | 0 | 0 | 0 | 0 | 247 | 0 | 0 | 0 | 0 | 0 | 0 | 0 | 0 | 89.75% | 0% | 0% | 0% | 0% | 0% | 0% | 0% | 0% | [9 empty] | 0 | 0 | 0 | 0 | 0 | 0 | 0 | 0 | 0 | 0 | 0 | 0 | 0 | Existing & Under Const. Plant
| 10 | AKSA | SouthEast Ghana Group | Oil/Gas | Oil/Gas Combined Cycle | 10.1595 | 0 | 13.6628 | 0 | 0 | 0 | 13.4505 | 0.78441 | 0.98705 | 1195.236 | 0 | 1607.3832 | 0 | 0 | 0 | 1582.4149 | 92.2834 | 116.1232 | 16 | 16 | 16 | 16 | 16 | 16 | 16 | 16 | 16 | 3.5 | 0 | 3.5 | 0 | 0 | 0 | 3.5 | 3.5 | 3.5 | 75.3409 | 0 | 70.7149 | 0 | 0 | 0 | 87.9828 | 82.2636 | 96.4793 | 250 | 375 | 375 | 375 | 375 | 375 | 375 | 375 | 375 | 54.58% | 0% | 48.93% | 0% | 0% | 0% | 48.17% | 2.809% | 3.535% | [9 empty] | 0 | 0 | 0 | 0 | 0 | 0 | 0 | 0 | 0 | 0 | 0 | 0 | 0 | Existing & Under Const. Plant
| 11 | TAPCO (T1) | SouthWest Ghana Group | Oil/Gas | Oil/Gas Combined Cycle | 11.645 | 17.1872 | 0 | 17.1872 | 17.1872 | 15.6213 | 17.1872 | 7.9106 | 1.7087 | 1496.2082 | 2208.3 | 0 | 2208.3 | 2208.2991 | 2007.1034 | 2208.3001 | 1016.3927 | 219.5415 | 18.7 | 18.7 | 18.7 | 18.7 | 18.7 | 18.7 | 18.7 | 18.7 | 18.7 | 5 | 5 | 0 | 5 | 5 | 5 | 5 | 5 | 5 | 58.8924 | 62.3154 | 0 | 64.6242 | 61.2801 | 62.3592 | 63.0192 | 62.5775 | 61.5635 | 305 | 305 | 305 | 305 | 305 | 305 | 305 | 305 | 305 | 56% | 82.65% | 0% | 82.65% | 82.65% | 75.12% | 82.65% | 38.04% | 8.217% | [9 empty] | 0 | 0 | 0 | 0 | 0 | 0 | 0 | 0 | 0 | 0 | 0 | 0 | 0 | Existing & Under Const. Plant
| 12 | TICO (T2) | SouthWest Ghana Group | Oil/Gas | Oil/Gas Combined Cycle | 17.7346 | 17.7346 | 9.5854 | 17.7346 | 17.7346 | 17.7346 | 17.7346 | 17.7346 | 4.4989 | 2382.7198 | 2382.72 | 1287.8389 | 2382.7197 | 2382.7199 | 2382.72 | 2382.72 | 2382.72 | 604.4516 | 30.94 | 30.94 | 30.94 | 30.94 | 30.94 | 30.94 | 30.94 | 30.94 | 30.94 | 4.9 | 4.9 | 4.9 | 4.9 | 4.9 | 4.9 | 4.9 | 4.9 | 4.9 | 55.2268 | 59.5931 | 61.9213 | 61.8011 | 58.603 | 59.635 | 60.2662 | 59.8438 | 58.8741 | 320 | 320 | 320 | 320 | 320 | 320 | 320 | 320 | 320 | 85% | 85% | 45.94% | 85% | 85% | 85% | 85% | 85% | 21.56% | [9 empty] | 0 | 0 | 0 | 0 | 0 | 0 | 0 | 0 | 0 | 0 | 0 | 0 | 0 | Existing & Under Const. Plant
| 13 | Amandi | SouthWest Ghana Group | Oil/Gas | Oil/Gas Combined Cycle | 0 | 0 | 8.0946 | 0 | 0.085206 | 2.5775 | 11.9575 | 1.5569 | 0.10905 | 0 | 0 | 987.1488 | 0 | 10.3909 | 314.33 | 1458.2327 | 189.8688 | 13.2992 | 0 | 0 | 30.94 | 30.94 | 30.94 | 30.94 | 30.94 | 30.94 | 30.94 | 0 | 0 | 4.9 | 0 | 4.9 | 4.9 | 4.9 | 4.9 | 4.9 | 0 | 0 | 68.2191 | 0 | 64.5633 | 65.7003 | 66.3957 | 65.9303 | 64.862 | 0 | 0 | 190 | 190 | 190 | 190 | 190 | 190 | 190 | 0% | 0% | 59.31% | 0% | 0.6243% | 18.89% | 87.61% | 11.41% | 0.799% | [9 empty] | 0 | 0 | 0 | 0 | 0 | 0 | 0 | 0 | 0 | 0 | 0 | 0 | 0 | Existing & Under Const. Plant
| 14 | KarpowerShip 2 | SouthWest Ghana Group | Oil/Gas | Oil/Gas Combined Cycle | 0 | 24.5592 | 31.8841 | 30.5313 | 0 | 0 | 0 | 0 | 0 | 0 | 2884.5633 | 3744.9 | 3586.0088 | 0 | 0 | 0 | 0 | 0 | 0 | 177.828 | 177.828 | 177.828 | 177.828 | 0 | 0 | 0 | 0 | 0 | 3.5 | 3.5 | 3.5 | 0 | 0 | 0 | 0 | 0 | 0 | 68.1682 | 70.8314 | 70.6939 | 0 | 0 | 0 | 0 | 0 | 0 | 450 | 450 | 450 | 450 | 0 | 0 | 0 | 0 | 0% | 73.18% | 95% | 90.97% | 0% | 0% | 0% | 0% | 0% | [9 empty] | 0 | 0 | 0 | 0 | 0 | 0 | 0 | 0 | 0 | 0 | 0 | 0 | 0 | Existing & Under Const. Plant
| 15 | Early Power | SouthEast Ghana Group | Oil/Gas | Oil/Gas Combustion | 0 | 0 | 7.226 | 23.0656 | 23.0656 | 23.0656 | 23.0656 | 23.0656 | 22.8778 | 0 | 0 | 963.4633 | 3075.417 | 3075.4173 | 3075.417 | 3075.417 | 3075.417 | 3050.3717 | 0 | 0 | 16 | 16 | 16 | 16 | 16 | 16 | 16 | 0 | 0 | 3.5 | 3.5 | 3.5 | 3.5 | 3.5 | 3.5 | 3.5 | 0 | 0 | 62.3955 | 62.2744 | 59.5478 | 63.92 | 70.3817 | 81.9251 | 85.1351 | 0 | 0 | 377.5 | 377.5 | 377.5 | 377.5 | 377.5 | 377.5 | 377.5 | 0% | 0% | 29.13% | 93% | 93% | 93% | 93% | 93% | 92.24% | [9 empty] | 0 | 0 | 0 | 0 | 0 | 0 | 0 | 0 | 0 | 0 | 0 | 0 | 0 | Existing & Under Const. Plant
| 16 | TT1PP | SouthEast Ghana Group | Oil/Gas | Oil/Gas Combustion | 0 | 0 | 0 | 0 | 0 | 0 | 0 | 0 | 0 | 0 | 0 | 0 | 0 | 0 | 0 | 0 | 0 | 0 | 14.3 | 14.3 | 14.3 | 14.3 | 14.3 | 14.3 | 14.3 | 14.3 | 14.3 | 0 | 0 | 0 | 0 | 0 | 0 | 0 | 0 | 0 | 0 | 0 | 0 | 0 | 0 | 0 | 0 | 0 | 0 | 100 | 100 | 100 | 100 | 100 | 100 | 100 | 100 | 100 | 0% | 0% | 0% | 0% | 0% | 0% | 0% | 0% | 0% | [9 empty] | 0 | 0 | 0 | 0 | 0 | 0 | 0 | 0 | 0 | 0 | 0 | 0 | 0 | Existing & Under Const. Plant
| 17 | KTPP | SouthEast Ghana Group | Oil/Gas | Oil/Gas Combustion | 0.33667 | 0 | 0 | 0 | 0 | 0 | 0 | 0 | 0 | 30.8874 | 0 | 0 | 0 | 0 | 0 | 0 | 0 | 0 | 12.3 | 12.3 | 12.3 | 12.3 | 12.3 | 12.3 | 12.3 | 12.3 | 12.3 | 3.5 | 0 | 0 | 0 | 0 | 0 | 0 | 0 | 0 | 126.5585 | 0 | 0 | 0 | 0 | 0 | 0 | 0 | 0 | 200 | 200 | 200 | 200 | 200 | 200 | 200 | 200 | 200 | 1.763% | 0% | 0% | 0% | 0% | 0% | 0% | 0% | 0% | [9 empty] | 0 | 0 | 0 | 0 | 0 | 0 | 0 | 0 | 0 | 0 | 0 | 0 | 0 | Existing & Under Const. Plant
| 18 | Trojan 1 | SouthEast Ghana Group | Oil/Gas | Oil/Gas Combustion | 0.41408 | 0 | 0 | 0 | 0 | 0 | 0 | 0 | 0 | 49.0614 | 0 | 0 | 0 | 0 | 0 | 0 | 0 | 0 | 34 | 34 | 34 | 34 | 0 | 0 | 0 | 0 | 0 | 5.5 | 0 | 0 | 0 | 0 | 0 | 0 | 0 | 0 | 97.9957 | 0 | 0 | 0 | 0 | 0 | 0 | 0 | 0 | 24.96 | 24.96 | 24.96 | 24.96 | 0 | 0 | 0 | 0 | 0 | 22.44% | 0% | 0% | 0% | 0% | 0% | 0% | 0% | 0% | [9 empty] | 0 | 0 | 0 | 0 | 0 | 0 | 0 | 0 | 0 | 0 | 0 | 0 | 0 | Existing & Under Const. Plant
| 19 | MRP | SouthEast Ghana Group | Oil/Gas | Oil/Gas Combustion | 0 | 0 | 0 | 0 | 0 | 0 | 0 | 0 | 0 | 0 | 0 | 0 | 0 | 0 | 0 | 0 | 0 | 0 | 12.5737 | 12.5737 | 12.5737 | 12.5737 | 12.5737 | 12.5737 | 12.5737 | 12.5737 | 12.5737 | 0 | 0 | 0 | 0 | 0 | 0 | 0 | 0 | 0 | 0 | 0 | 0 | 0 | 0 | 0 | 0 | 0 | 0 | 70 | 70 | 70 | 70 | 70 | 70 | 70 | 70 | 70 | 0% | 0% | 0% | 0% | 0% | 0% | 0% | 0% | 0% | [9 empty] | 0 | 0 | 0 | 0 | 0 | 0 | 0 | 0 | 0 | 0 | 0 | 0 | 0 | Existing & Under Const. Plant
| 20 | Safisana | SouthEast Ghana Group | Biogas | Biogas | 0.010052 | 0.010052 | 0 | 0 | 0.010052 | 0.010052 | 0.010052 | 0.010052 | 0.010052 | 0.7446 | 0.7446 | 0 | 0 | 0.7446 | 0.7446 | 0.7446 | 0.7446 | 0.7446 | 35 | 35 | 35 | 35 | 35 | 35 | 35 | 35 | 35 | 4.2 | 4.2 | 0 | 0 | 4.2 | 4.2 | 4.2 | 4.2 | 4.2 | 40.5 | 40.5 | 0 | 0 | 40.5 | 40.5 | 40.5 | 40.5 | 40.5 | 0.1 | 0.1 | 0.1 | 0.1 | 0.1 | 0.1 | 0.1 | 0.1 | 0.1 | 85% | 85% | 0% | 0% | 85% | 85% | 85% | 85% | 85% | [9 empty] | 0 | 0 | 0 | 0 | 0 | 0 | 0 | 0 | 0 | 0 | 0 | 0 | 0 | Existing & Under Const. Plant
| 21 | TT2PP | SouthEast Ghana Group | Gas | Gas Combustion Turbine | 0.53258 | 0 | 0 | 0 | 0 | 0 | 0.025599 | 0 | 0 | 54.7924 | 0 | 0 | 0 | 0 | 0 | 2.6336 | 0 | 0 | 12.1007 | 12.1007 | 12.1007 | 12.1007 | 12.1007 | 12.1007 | 12.1007 | 12.1007 | 12.1007 | 4.5 | 0 | 0 | 0 | 0 | 0 | 4.5 | 0 | 0 | 79.8984 | 0 | 0 | 0 | 0 | 0 | 86.9221 | 0 | 0 | 45 | 45 | 45 | 45 | 45 | 45 | 45 | 45 | 45 | 13.9% | 0% | 0% | 0% | 0% | 0% | 0.6681% | 0% | 0% | [9 empty] | 0 | 0 | 0 | 0 | 0 | 0 | 0 | 0 | 0 | 0 | 0 | 0 | 0 | Existing & Under Const. Plant
| 22 | SAPP 1 | SouthEast Ghana Group | Gas | Gas Combustion Turbine | 3.0668 | 0 | 0 | 0 | 0 | 0 | 0.26622 | 0.035422 | 0.010617 | 328.6993 | 0 | 0 | 0 | 0 | 0 | 28.5335 | 3.7966 | 1.1379 | 11.83 | 11.83 | 11.83 | 11.83 | 11.83 | 11.83 | 11.83 | 11.83 | 11.83 | 4.5 | 0 | 0 | 0 | 0 | 0 | 4.5 | 4.5 | 4.5 | 76.6926 | 0 | 0 | 0 | 0 | 0 | 80.2493 | 75.0158 | 106.2092 | 180 | 180 | 180 | 180 | 180 | 180 | 180 | 180 | 180 | 20.85% | 0% | 0% | 0% | 0% | 0% | 1.81% | 0.2408% | 0.07217% | [9 empty] | 0 | 0 | 0 | 0 | 0 | 0 | 0 | 0 | 0 | 0 | 0 | 0 | 0 | Existing & Under Const. Plant
| 23 | Trojan 3 | SouthEast Ghana Group | Gas | Gas Combustion Turbine | 0 | 0 | 0 | 0 | 0 | 0 | 0 | 0 | 0 | 0 | 0 | 0 | 0 | 0 | 0 | 0 | 0 | 0 | 0 | 34 | 34 | 34 | 0 | 0 | 0 | 0 | 0 | 0 | 0 | 0 | 0 | 0 | 0 | 0 | 0 | 0 | 0 | 0 | 0 | 0 | 0 | 0 | 0 | 0 | 0 | 0 | 49.92 | 49.92 | 49.92 | 0 | 0 | 0 | 0 | 0 | 0% | 0% | 0% | 0% | 0% | 0% | 0% | 0% | 0% | [9 empty] | 0 | 0 | 0 | 0 | 0 | 0 | 0 | 0 | 0 | 0 | 0 | 0 | 0 | Existing & Under Const. Plant
| 24 | Ameri_2016 | SouthWest Ghana Group | Gas | Gas Combustion Turbine | 0.43824 | 0 | 18.427 | 0 | 0 | 0 | 0 | 0 | 0 | 43.1252 | 0 | 1813.32 | 0 | 0 | 0 | 0 | 0 | 0 | 14.54 | 14.54 | 14.54 | 14.54 | 0 | 0 | 0 | 0 | 0 | 5 | 0 | 5 | 0 | 0 | 0 | 0 | 0 | 0 | 74.9854 | 0 | 84.5417 | 0 | 0 | 0 | 0 | 0 | 0 | 230 | 230 | 230 | 230 | 0 | 0 | 0 | 0 | 0 | 2.14% | 0% | 90% | 0% | 0% | 0% | 0% | 0% | 0% | [9 empty] | 0 | 0 | 0 | 0 | 0 | 0 | 0 | 0 | 0 | 0 | 0 | 0 | 0 | Existing & Under Const. Plant
| 25 | Ameri_2021 | SouthWest Ghana Group | Gas | Gas Combustion Turbine | 0 | 0 | 0 | 0 | 0 | 0 | 0.013161 | 0 | 0 | 0 | 0 | 0 | 0 | 0 | 0 | 1.2951 | 0 | 0 | 0 | 0 | 0 | 0 | 14.54 | 14.54 | 14.54 | 14.54 | 14.54 | 0 | 0 | 0 | 0 | 0 | 0 | 4.17 | 0 | 0 | 0 | 0 | 0 | 0 | 0 | 0 | 82.282 | 0 | 0 | 0 | 0 | 0 | 0 | 230 | 230 | 230 | 230 | 230 | 0% | 0% | 0% | 0% | 0% | 0% | 0.06428% | 0% | 0% | [9 empty] | 0 | 0 | 0 | 0 | 0 | 0 | 0 | 0 | 0 | 0 | 0 | 0 | 0 | Existing & Under Const. Plant
| 26 | Bui | Northern Ghana Group | Water | Hydro | 0 | 0 | 0 | 0 | 0 | 0 | 0 | 0 | 0 | 669.586 | 669.5858 | 669.5861 | 669.5864 | 669.5863 | 669.5868 | 669.5863 | 669.5867 | 669.5866 | 27.74 | 27.74 | 27.74 | 27.74 | 27.74 | 27.74 | 27.74 | 27.74 | 27.74 | 1.63 | 1.63 | 1.63 | 1.63 | 1.63 | 1.63 | 1.63 | 1.63 | 1.63 | 0 | 0 | 0 | 0 | 0 | 0 | 0 | 0 | 0 | 330 | 330 | 330 | 330 | 330 | 330 | 330 | 330 | 330 | 23.16% | 23.16% | 23.16% | 23.16% | 23.16% | 23.16% | 23.16% | 23.16% | 23.16% | [9 empty] | 0 | 0 | 0 | 0 | 0 | 0 | 0 | 0 | 0 | 0 | 0 | 0 | 0 | Existing & Under Const. Plant
| 27 | Akosombo | SouthEast Ghana Group | Water | Hydro | 0 | 0 | 0 | 0 | 0 | 0 | 0 | 0 | 0 | 3681.6889 | 3681.6895 | 4016.3897 | 4016.3885 | 4434.7617 | 4434.7621 | 4434.7628 | 4434.7623 | 4434.7614 | 9.16 | 9.16 | 9.16 | 9.16 | 9.16 | 9.16 | 9.16 | 9.16 | 9.16 | 0.98 | 0.98 | 0.98 | 0.98 | 0.98 | 0.98 | 0.98 | 0.98 | 0.98 | 0 | 0 | 0 | 0 | 0 | 0 | 0 | 0 | 0 | 900 | 900 | 900 | 900 | 900 | 900 | 900 | 900 | 900 | 46.7% | 46.7% | 50.94% | 50.94% | 56.25% | 56.25% | 56.25% | 56.25% | 56.25% | [9 empty] | 0 | 0 | 0 | 0 | 0 | 0 | 0 | 0 | 0 | 0 | 0 | 0 | 0 | Existing & Under Const. Plant
| 28 | Kpong | SouthEast Ghana Group | Water | Hydro | 0 | 0 | 0 | 0 | 0 | 0 | 0 | 0 | 0 | 722.7074 | 722.7073 | 788.4081 | 788.4081 | 870.5339 | 870.5339 | 870.5339 | 870.534 | 870.534 | 9.16 | 9.16 | 9.16 | 9.16 | 9.16 | 9.16 | 9.16 | 9.16 | 9.16 | 0.98 | 0.98 | 0.98 | 0.98 | 0.98 | 0.98 | 0.98 | 0.98 | 0.98 | 0 | 0 | 0 | 0 | 0 | 0 | 0 | 0 | 0 | 140 | 140 | 140 | 140 | 140 | 140 | 140 | 140 | 140 | 58.93% | 58.93% | 64.29% | 64.29% | 70.98% | 70.98% | 70.98% | 70.98% | 70.98% | [9 empty] | 0 | 0 | 0 | 0 | 0 | 0 | 0 | 0 | 0 | 0 | 0 | 0 | 0 | Existing & Under Const. Plant
| 29 | Cote d'Ivoire Dummy | Cote d'Ivoire | Water | Hydro | 0 | 0 | 0 | 0 | 0 | 0 | 0 | 0 | 0 | 814.6801 | 814.68 | 10 | 562.6924 | 814.68 | 814.6797 | 814.6794 | 814.6802 | 814.6791 | 0 | 0 | 0 | 0 | 0 | 0 | 0 | 0 | 0 | 10 | 10 | 10 | 10 | 10 | 10 | 10 | 10 | 10 | 0 | 0 | 0 | 0 | 0 | 0 | 0 | 0 | 0 | 150 | 150 | 150 | 150 | 150 | 150 | 150 | 150 | 150 | 62% | 62% | 0.761% | 42.82% | 62% | 62% | 62% | 62% | 62% | [9 empty] | 0 | 0 | 0 | 0 | 0 | 0 | 0 | 0 | 0 | 0 | 0 | 0 | 0 | Existing & Under Const. Plant
| 30 | Burkina Dummy | Burkina Group | Water | Hydro | 0 | 0 | 0 | 0 | 0 | 0 | 0 | 0 | 0 | 0.438 | 0.438 | 0.438 | 0.438 | 4.818 | 4.818 | 4.818 | 4.818 | 4.818 | 0 | 0 | 0 | 0 | 0 | 0 | 0 | 0 | 0 | 10 | 10 | 10 | 10 | 10 | 10 | 10 | 10 | 10 | 0 | 0 | 0 | 0 | 0 | 0 | 0 | 0 | 0 | 10 | 10 | 10 | 10 | 110 | 110 | 110 | 110 | 110 | 0.5% | 0.5% | 0.5% | 0.5% | 0.5% | 0.5% | 0.5% | 0.5% | 0.5% | [9 empty] | 0 | 0 | 0 | 0 | 0 | 0 | 0 | 0 | 0 | 0 | 0 | 0 | 0 | Existing & Under Const. Plant
| 31 | VRA Solar | Northern Ghana Group | Sun | Solar PV | 0 | 0 | 0 | 0 | 0 | 0 | 0 | 0 | 0 | 2.7132 | 2.7132 | 2.7132 | 2.7132 | 2.7132 | 2.7132 | 2.7132 | 2.7132 | 2.7132 | 0 | 0 | 0 | 0 | 0 | 0 | 0 | 0 | 0 | 0 | 0 | 0 | 0 | 0 | 0 | 0 | 0 | 0 | 0 | 0 | 0 | 0 | 0 | 0 | 0 | 0 | 0 | 1.8 | 1.8 | 1.8 | 1.8 | 1.8 | 1.8 | 1.8 | 1.8 | 1.8 | 17.21% | 17.21% | 17.21% | 17.21% | 17.21% | 17.21% | 17.21% | 17.21% | 17.21% | [9 empty] | 0 | 0 | 0 | 0 | 0 | 0 | 0 | 0 | 0 | 0 | 0 | 0 | 0 | Existing & Under Const. Plant
| 32 | BXC Solar | SouthEast Ghana Group | Sun | Solar PV | 0 | 0 | 0 | 0 | 0 | 0 | 0 | 0 | 0 | 24.0159 | 24.0159 | 24.0159 | 24.0159 | 24.0159 | 24.0159 | 24.0159 | 24.0159 | 0 | 0 | 0 | 0 | 0 | 0 | 0 | 0 | 0 | 0 | 0 | 0 | 0 | 0 | 0 | 0 | 0 | 0 | 0 | 0 | 0 | 0 | 0 | 0 | 0 | 0 | 0 | 0 | 18 | 18 | 18 | 18 | 18 | 18 | 18 | 18 | 0 | 15.23% | 15.23% | 15.23% | 15.23% | 15.23% | 15.23% | 15.23% | 15.23% | 0% | [9 empty] | 0 | 0 | 0 | 0 | 0 | 0 | 0 | 0 | 0 | 0 | 0 | 0 | 0 | Existing & Under Const. Plant
| 37 | ASHA BIOMASS 2020 | Ashanti Group | Biomass | Biomass Combustion | 0 | 0 | 0 | 0 | 1.0052 | 1.0052 | 1.0052 | 1.0052 | 1.0052 | 0 | 0 | 0 | 0 | 74.46 | 74.46 | 74.46 | 74.46 | 74.46 | 0 | 0 | 0 | 0 | 130 | 130 | 130 | 130 | 130 | 0 | 0 | 0 | 0 | 4.5 | 4.5 | 4.5 | 4.5 | 4.5 | 0 | 0 | 0 | 0 | 67.5 | 67.5 | 67.5 | 67.5 | 67.5 | 0 | 0 | 0 | 0 | 10 | 10 | 10 | 10 | 10 | 0% | 0% | 0% | 0% | 85% | 85% | 85% | 85% | 85% | 0 | 0 | 0 | 0 | 40 | 0 | 0 | 0 | 0 | 0 | 0 | 0 | 0 | 22.579 | 0 | 0 | 0 | 0 | 24.8369 | 24.8369 | 40 | 44 | Unplanned Build | Potential Build Biomass Combustion2020
| 38 | NORT BIOMASS 2018 | Northern Ghana Group | Biomass | Biomass Combustion | 0 | 0 | 0 | 0 | 6.0313 | 6.0313 | 6.0313 | 6.0313 | 6.0313 | 0 | 0 | 0 | 0 | 446.76 | 446.76 | 446.76 | 446.76 | 446.76 | 0 | 0 | 0 | 0 | 130 | 130 | 130 | 130 | 130 | 0 | 0 | 0 | 0 | 4.5 | 4.5 | 4.5 | 4.5 | 4.5 | 0 | 0 | 0 | 0 | 67.5 | 67.5 | 67.5 | 67.5 | 67.5 | 0 | 0 | 0 | 0 | 60 | 60 | 60 | 60 | 60 | 0% | 0% | 0% | 0% | 85% | 85% | 85% | 85% | 85% | 0 | 0 | 0 | 0 | 240 | 0 | 0 | 0 | 0 | 0 | 0 | 0 | 0 | 135.4737 | 0 | 0 | 0 | 0 | 149.0211 | 149.0211 | 240 | 264 | Unplanned Build | Potential Build Biomass Combustion2018
| 39 | SOUT BIOMASS 2018 | SouthEast Ghana Group | Biomass | Biomass Combustion | 0 | 0 | 0 | 0 | 1.0052 | 1.0052 | 1.0052 | 1.0052 | 1.0052 | 0 | 0 | 0 | 0 | 74.46 | 74.46 | 74.46 | 74.46 | 74.46 | 0 | 0 | 0 | 0 | 130 | 130 | 130 | 130 | 130 | 0 | 0 | 0 | 0 | 4.5 | 4.5 | 4.5 | 4.5 | 4.5 | 0 | 0 | 0 | 0 | 67.5 | 67.5 | 67.5 | 67.5 | 67.5 | 0 | 0 | 0 | 0 | 10 | 10 | 10 | 10 | 10 | 0% | 0% | 0% | 0% | 85% | 85% | 85% | 85% | 85% | 0 | 0 | 0 | 0 | 40 | 0 | 0 | 0 | 0 | 0 | 0 | 0 | 0 | 22.579 | 0 | 0 | 0 | 0 | 24.8369 | 24.8369 | 40 | 44 | Unplanned Build | Potential Build Biomass Combustion2018
| 40 | SOUT BIOMASS 2018 | SouthWest Ghana Group | Biomass | Biomass Combustion | 0 | 0 | 0 | 0 | 1.5078 | 1.5078 | 1.5078 | 1.5078 | 1.5078 | 0 | 0 | 0 | 0 | 111.69 | 111.69 | 111.69 | 111.69 | 111.69 | 0 | 0 | 0 | 0 | 130 | 130 | 130 | 130 | 130 | 0 | 0 | 0 | 0 | 4.5 | 4.5 | 4.5 | 4.5 | 4.5 | 0 | 0 | 0 | 0 | 67.5 | 67.5 | 67.5 | 67.5 | 67.5 | 0 | 0 | 0 | 0 | 15 | 15 | 15 | 15 | 15 | 0% | 0% | 0% | 0% | 85% | 85% | 85% | 85% | 85% | 0 | 0 | 0 | 0 | 60 | 0 | 0 | 0 | 0 | 0 | 0 | 0 | 0 | 33.8684 | 0 | 0 | 0 | 0 | 37.2553 | 37.2553 | 60 | 66 | Unplanned Build | Potential Build Biomass Combustion2018
| 41 | SOUT COAL STEAM TURBINE 2023 | SouthWest Ghana Group | Coal | Coal Steam Turbine | 0 | 0 | 0 | 0 | 0 | 7.5667 | 7.5667 | 7.5667 | 7.5667 | 0 | 0 | 0 | 0 | 0 | 859.8492 | 859.8492 | 859.8492 | 859.8492 | 0 | 0 | 0 | 0 | 0 | 65 | 65 | 65 | 65 | 0 | 0 | 0 | 0 | 0 | 6.034 | 6.034 | 6.034 | 6.034 | 0 | 0 | 0 | 0 | 0 | 28.6501 | 29.1315 | 30.4486 | 31.6724 | 0 | 0 | 0 | 0 | 0 | 115.478 | 115.478 | 115.478 | 115.478 | 0% | 0% | 0% | 0% | 0% | 85% | 85% | 85% | 85% | 0 | 0 | 0 | 0 | 0 | 364.2176 | 0 | 0 | 0 | 0 | 0 | 0 | 0 | 0 | 154.4638 | 0 | 0 | 0 | 169.9102 | 169.9102 | 364.2176 | 400.6394 | Unplanned Build | Potential Build Coal2023
| 43 | SOUT COMBINED CYCLE 2020 | SouthWest Ghana Group | Oil/Gas | Oil/Gas Combined Cycle | 0 | 0 | 0 | 0 | 9.7208 | 9.7208 | 9.7208 | 9.7208 | 12.2704 | 0 | 0 | 0 | 0 | 1340.7968 | 1340.7961 | 1340.7965 | 1340.7968 | 1692.4758 | 0 | 0 | 0 | 0 | 15 | 15 | 15 | 15 | 15 | 0 | 0 | 0 | 0 | 3.48 | 3.48 | 3.48 | 3.48 | 3.48 | 0 | 0 | 0 | 0 | 57.0834 | 71.3848 | 67.1384 | 72.1505 | 82.5313 | 0 | 0 | 0 | 0 | 170.065 | 170.065 | 170.065 | 170.065 | 214.6724 | 0% | 0% | 0% | 0% | 90% | 90% | 90% | 90% | 90% | 0 | 0 | 0 | 0 | 177.0377 | 0 | 0 | 0 | 46.4363 | 0 | 0 | 0 | 0 | 99.9331 | 0 | 0 | 0 | 5.7045 | 109.9265 | 109.9265 | 177.0377 | 194.7414 | Unplanned Build | Potential Build Oil/Gas Combined Cycle2020
| 45 | SOUT COMBINED CYCLE 2019 | SouthEast Ghana Group | Oil/Gas | Oil/Gas Combined Cycle | 0 | 0 | 0 | 0 | 5.3104 | 5.3104 | 5.3104 | 44.5641 | 115.9077 | 0 | 0 | 0 | 0 | 732.4648 | 732.4648 | 732.4648 | 6146.7781 | 15987.2628 | 0 | 0 | 0 | 0 | 15 | 15 | 15 | 15 | 15 | 0 | 0 | 0 | 0 | 3.48 | 3.48 | 3.48 | 3.48 | 3.48 | 0 | 0 | 0 | 0 | 57.2967 | 60.4571 | 63.0697 | 67.8634 | 80.5833 | 0 | 0 | 0 | 0 | 92.9052 | 92.9052 | 92.9052 | 779.6522 | 2027.8122 | 0% | 0% | 0% | 0% | 90% | 90% | 90% | 90% | 90% | 0 | 0 | 0 | 0 | 96.7143 | 0 | 0 | 714.9036 | 1299.3346 | 0 | 0 | 0 | 0 | 54.5927 | 0 | 0 | 141.4399 | 159.618 | 60.052 | 215.6358 | 96.7143 | 892.7797 | Unplanned Build | Potential Build Oil/Gas Combined Cycle2019
| 53 | SOUT HYDRO SMALL 2023 | SouthWest Ghana Group | Water | Hydro | 0 | 0 | 0 | 0 | 0 | 0 | 0 | 0 | 0 | 0 | 0 | 0 | 0 | 212.2847 | 212.2847 | 212.2847 | 212.2847 | 212.2847 | 0 | 0 | 0 | 0 | 45 | 45 | 45 | 45 | 45 | 0 | 0 | 0 | 0 | 3 | 3 | 3 | 3 | 3 | 0 | 0 | 0 | 0 | 0 | 0 | 0 | 0 | 0 | 0 | 0 | 0 | 0 | 57.0198 | 57.0198 | 57.0198 | 57.0198 | 57.0198 | 0% | 0% | 0% | 0% | 42.5% | 42.5% | 42.5% | 42.5% | 42.5% | 0 | 0 | 0 | 0 | 285.099 | 0 | 0 | 0 | 0 | 0 | 0 | 0 | 0 | 160.931 | 0 | 0 | 0 | 0 | 177.024 | 177.024 | 285.099 | 313.6089 | Unplanned Build | Potential Build Hydro Small2023SOUT
| 54 | ASHA INTERRUPTIBLE 2016 | Ashanti Group | Interruptible | Interruptible | 0 | 0 | 0 | 0 | 0 | 0 | 0 | 0 | 0 | 0 | 0 | 0 | 0 | 0 | 0 | 0 | 0 | 0 | 0 | 0 | 0 | 0 | 0 | 0 | 0 | 0 | 0 | 0 | 0 | 0 | 0 | 0 | 0 | 0 | 0 | 0 | 0 | 0 | 0 | 0 | 0 | 0 | 0 | 0 | 0 | 129.301 | 217.102 | 0 | 0 | 0 | 0 | 0 | 0 | 0 | 0% | 0% | 0% | 0% | 0% | 0% | 0% | 0% | 0% | [9 empty] | 0 | 0 | 0 | 0 | 0 | 0 | 0 | 0 | 0 | 0 | 0 | 0 | 0 | Unplanned Build | Potential Build Interruptible2016
| 62 | SOUT NUCLEAR 2030 | SouthWest Ghana Group | Uranium | Nuclear | 0 | 0 | 0 | 0 | 0 | 0 | 0 | 39.4392 | 39.4392 | 0 | 0 | 0 | 0 | 0 | 0 | 0 | 3829.0486 | 3829.0486 | 0 | 0 | 0 | 0 | 0 | 0 | 0 | 100 | 100 | 0 | 0 | 0 | 0 | 0 | 0 | 0 | 2.3 | 2.3 | 0 | 0 | 0 | 0 | 0 | 0 | 0 | 13.184 | 13.184 | 0 | 0 | 0 | 0 | 0 | 0 | 0 | 460.112 | 460.112 | 0% | 0% | 0% | 0% | 0% | 0% | 0% | 95% | 95% | 0 | 0 | 0 | 0 | 0 | 0 | 0 | 2867.8781 | 0 | 0 | 0 | 0 | 0 | 0 | 0 | 0 | 567.3944 | 0 | 0 | 624.1338 | 0 | 3154.6659 | Unplanned Build | Potential Build Nuclear2030
| 63 | ASHA SOLAR PV 2020 | Ashanti Group | Sun | Solar PV | 0 | 0 | 0 | 0 | 0 | 0 | 0 | 0 | 0 | 0 | 0 | 0 | 9.5063 | 34.8564 | 34.8564 | 34.8564 | 34.8564 | 34.8564 | 0 | 0 | 0 | 24.8 | 24.8 | 24.8 | 24.8 | 24.8 | 24.8 | 0 | 0 | 0 | 0 | 0 | 0 | 0 | 0 | 0 | 0 | 0 | 0 | 0 | 0 | 0 | 0 | 0 | 0 | 0 | 0 | 0 | 7.5 | 27.5 | 27.5 | 27.5 | 27.5 | 27.5 | 0% | 0% | 0% | 14.47% | 14.47% | 14.47% | 14.47% | 14.47% | 14.47% | 0 | 0 | 0 | 7.65 | 20.4 | 0 | 0 | 0 | 0 | 0 | 0 | 0 | 5.2251 | 11.5153 | 0 | 0 | 0 | 0 | 18.4144 | 18.4144 | 28.05 | 30.855 | Unplanned Build | Potential Build Solar PV2020
| 64 | ASHA SOLAR PV 2026 | Ashanti Group | Sun | Solar PV | 0 | 0 | 0 | 0 | 0 | 0 | 0 | 0 | 0 | 0 | 0 | 0 | 0 | 0 | 25.3501 | 76.0503 | 101.4004 | 101.4004 | 0 | 0 | 0 | 0 | 0 | 24.8 | 24.8 | 24.8 | 24.8 | 0 | 0 | 0 | 0 | 0 | 0 | 0 | 0 | 0 | 0 | 0 | 0 | 0 | 0 | 0 | 0 | 0 | 0 | 0 | 0 | 0 | 0 | 0 | 20 | 60 | 80 | 80 | 0% | 0% | 0% | 0% | 0% | 14.47% | 14.47% | 14.47% | 14.47% | 0 | 0 | 0 | 0 | 0 | 17.9 | 35.8 | 17.9 | 0 | 0 | 0 | 0 | 0 | 0 | 7.5913 | 11.407 | 3.5414 | 0 | 8.3505 | 24.7937 | 17.9 | 78.76 | Unplanned Build | Potential Build Solar PV2026
| 65 | ASHA SOLAR PV 2035 | Ashanti Group | Sun | Solar PV | 0 | 0 | 0 | 0 | 0 | 0 | 0 | 0 | 0 | 0 | 0 | 0 | 0 | 0 | 0 | 0 | 25.3501 | 139.4256 | 0 | 0 | 0 | 0 | 0 | 0 | 0 | 25 | 25 | 0 | 0 | 0 | 0 | 0 | 0 | 0 | 0 | 0 | 0 | 0 | 0 | 0 | 0 | 0 | 0 | 0 | 0 | 0 | 0 | 0 | 0 | 0 | 0 | 0 | 20 | 110 | 0% | 0% | 0% | 0% | 0% | 0% | 0% | 14.47% | 14.47% | 0 | 0 | 0 | 0 | 0 | 0 | 0 | 15.2 | 68.4 | 0 | 0 | 0 | 0 | 0 | 0 | 0 | 3.0072 | 8.4027 | 0 | 3.308 | 0 | 16.72 | Unplanned Build | Potential Build Solar PV2035
| 66 | SOUT SOLAR PV 2020 | SouthWest Ghana Group | Sun | Solar PV | 0 | 0 | 0 | 0 | 0 | 0 | 0 | 0 | 0 | 0 | 0 | 0 | 19.0126 | 44.3627 | 44.3627 | 44.3627 | 44.3627 | 44.3627 | 0 | 0 | 0 | 24.8 | 24.8 | 24.8 | 24.8 | 24.8 | 24.8 | 0 | 0 | 0 | 0 | 0 | 0 | 0 | 0 | 0 | 0 | 0 | 0 | 0 | 0 | 0 | 0 | 0 | 0 | 0 | 0 | 0 | 15 | 35 | 35 | 35 | 35 | 35 | 0% | 0% | 0% | 14.47% | 14.47% | 14.47% | 14.47% | 14.47% | 14.47% | 0 | 0 | 0 | 15.3 | 20.4 | 0 | 0 | 0 | 0 | 0 | 0 | 0 | 10.4501 | 11.5153 | 0 | 0 | 0 | 0 | 24.1619 | 24.1619 | 35.7 | 39.27 | Unplanned Build | Potential Build Solar PV2020
| 67 | SOUT SOLAR PV 2026 | SouthWest Ghana Group | Sun | Solar PV | 0 | 0 | 0 | 0 | 0 | 0 | 0 | 0 | 0 | 0 | 0 | 0 | 0 | 0 | 25.3501 | 50.7002 | 63.3753 | 63.3753 | 0 | 0 | 0 | 0 | 0 | 24.8 | 24.8 | 24.8 | 24.8 | 0 | 0 | 0 | 0 | 0 | 0 | 0 | 0 | 0 | 0 | 0 | 0 | 0 | 0 | 0 | 0 | 0 | 0 | 0 | 0 | 0 | 0 | 0 | 20 | 40 | 50 | 50 | 0% | 0% | 0% | 0% | 0% | 14.47% | 14.47% | 14.47% | 14.47% | 0 | 0 | 0 | 0 | 0 | 17.9 | 17.9 | 8.95 | 0 | 0 | 0 | 0 | 0 | 0 | 7.5913 | 5.7035 | 1.7707 | 0 | 8.3505 | 16.5721 | 17.9 | 49.225 | Unplanned Build | Potential Build Solar PV2026
| 68 | SOUT SOLAR PV 2035 | SouthWest Ghana Group | Sun | Solar PV | 0 | 0 | 0 | 0 | 0 | 0 | 0 | 0 | 0 | 0 | 0 | 0 | 0 | 0 | 0 | 0 | 25.3501 | 114.0755 | 0 | 0 | 0 | 0 | 0 | 0 | 0 | 25 | 25 | 0 | 0 | 0 | 0 | 0 | 0 | 0 | 0 | 0 | 0 | 0 | 0 | 0 | 0 | 0 | 0 | 0 | 0 | 0 | 0 | 0 | 0 | 0 | 0 | 0 | 20 | 90 | 0% | 0% | 0% | 0% | 0% | 0% | 0% | 14.47% | 14.47% | 0 | 0 | 0 | 0 | 0 | 0 | 0 | 15.2 | 53.2 | 0 | 0 | 0 | 0 | 0 | 0 | 0 | 3.0072 | 6.5354 | 0 | 3.308 | 0 | 16.72 | Unplanned Build | Potential Build Solar PV2035
| 69 | NORT SOLAR PV 2018 | Northern Ghana Group | Sun | Solar PV | 0 | 0 | 0 | 0 | 0 | 0 | 0 | 0 | 0 | 0 | 0 | 71.598 | 71.598 | 71.598 | 71.598 | 71.598 | 71.598 | 71.598 | 0 | 0 | 24.8 | 24.8 | 24.8 | 24.8 | 24.8 | 24.8 | 24.8 | 0 | 0 | 0 | 0 | 0 | 0 | 0 | 0 | 0 | 0 | 0 | 0 | 0 | 0 | 0 | 0 | 0 | 0 | 0 | 0 | 50 | 50 | 50 | 50 | 50 | 50 | 50 | 0% | 0% | 16.35% | 16.35% | 16.35% | 16.35% | 16.35% | 16.35% | 16.35% | 0 | 0 | 62.15 | 0 | 0 | 0 | 0 | 0 | 0 | 0 | 0 | 46.6942 | 0 | 0 | 0 | 0 | 0 | 0 | 51.3636 | 51.3636 | 62.15 | 68.365 | Unplanned Build | Potential Build Solar PV2018
| 70 | NORT SOLAR PV 2020 | Northern Ghana Group | Sun | Solar PV | 0 | 0 | 0 | 0 | 0 | 0 | 0 | 0 | 0 | 0 | 0 | 0 | 107.3971 | 393.7893 | 393.7893 | 393.7893 | 393.7893 | 393.7893 | 0 | 0 | 0 | 24.8 | 24.8 | 24.8 | 24.8 | 24.8 | 24.8 | 0 | 0 | 0 | 0 | 0 | 0 | 0 | 0 | 0 | 0 | 0 | 0 | 0 | 0 | 0 | 0 | 0 | 0 | 0 | 0 | 0 | 75 | 275 | 275 | 275 | 275 | 275 | 0% | 0% | 0% | 16.35% | 16.35% | 16.35% | 16.35% | 16.35% | 16.35% | 0 | 0 | 0 | 76.5 | 204 | 0 | 0 | 0 | 0 | 0 | 0 | 0 | 52.2505 | 115.1527 | 0 | 0 | 0 | 0 | 184.1435 | 184.1435 | 280.5 | 308.55 | Unplanned Build | Potential Build Solar PV2020
| 71 | NORT SOLAR PV 2023 | Northern Ghana Group | Sun | Solar PV | 0 | 0 | 0 | 0 | 0 | 0 | 0 | 0 | 0 | 0 | 0 | 0 | 0 | 143.1961 | 286.3922 | 286.3922 | 286.3922 | 286.3922 | 0 | 0 | 0 | 0 | 24.8 | 24.8 | 24.8 | 24.8 | 24.8 | 0 | 0 | 0 | 0 | 0 | 0 | 0 | 0 | 0 | 0 | 0 | 0 | 0 | 0 | 0 | 0 | 0 | 0 | 0 | 0 | 0 | 0 | 100 | 200 | 200 | 200 | 200 | 0% | 0% | 0% | 0% | 16.35% | 16.35% | 16.35% | 16.35% | 16.35% | 0 | 0 | 0 | 0 | 95.7 | 95.7 | 0 | 0 | 0 | 0 | 0 | 0 | 0 | 54.0202 | 40.5861 | 0 | 0 | 0 | 104.0669 | 104.0669 | 191.4 | 210.54 | Unplanned Build | Potential Build Solar PV2023
| 72 | NORT SOLAR PV 2026 | Northern Ghana Group | Sun | Solar PV | 0 | 0 | 0 | 0 | 0 | 0 | 0 | 0 | 0 | 0 | 0 | 0 | 0 | 0 | 143.1961 | 429.5883 | 429.5883 | 429.5883 | 0 | 0 | 0 | 0 | 0 | 24.8 | 24.8 | 24.8 | 24.8 | 0 | 0 | 0 | 0 | 0 | 0 | 0 | 0 | 0 | 0 | 0 | 0 | 0 | 0 | 0 | 0 | 0 | 0 | 0 | 0 | 0 | 0 | 0 | 100 | 300 | 300 | 300 | 0% | 0% | 0% | 0% | 0% | 16.35% | 16.35% | 16.35% | 16.35% | 0 | 0 | 0 | 0 | 0 | 89.5 | 179 | 0 | 0 | 0 | 0 | 0 | 0 | 0 | 37.9567 | 57.0349 | 0 | 0 | 41.7524 | 104.4908 | 89.5 | 295.35 | Unplanned Build | Potential Build Solar PV2026
| 73 | NORT SOLAR PV 2030 | Northern Ghana Group | Sun | Solar PV | 0 | 0 | 0 | 0 | 0 | 0 | 0 | 0 | 0 | 0 | 0 | 0 | 0 | 0 | 0 | 71.598 | 357.9902 | 357.9902 | 0 | 0 | 0 | 0 | 0 | 0 | 24.8 | 24.8 | 24.8 | 0 | 0 | 0 | 0 | 0 | 0 | 0 | 0 | 0 | 0 | 0 | 0 | 0 | 0 | 0 | 0 | 0 | 0 | 0 | 0 | 0 | 0 | 0 | 0 | 50 | 250 | 250 | 0% | 0% | 0% | 0% | 0% | 0% | 16.35% | 16.35% | 16.35% | 0 | 0 | 0 | 0 | 0 | 0 | 41.4 | 165.6 | 0 | 0 | 0 | 0 | 0 | 0 | 0 | 13.1913 | 32.7631 | 0 | 0 | 50.5498 | 0 | 227.7 | Unplanned Build | Potential Build Solar PV2030
| 74 | NORT SOLAR PV 2035 | Northern Ghana Group | Sun | Solar PV | 0 | 0 | 0 | 0 | 0 | 0 | 0 | 0 | 0 | 0 | 0 | 0 | 0 | 0 | 0 | 0 | 143.1961 | 859.1766 | 0 | 0 | 0 | 0 | 0 | 0 | 0 | 24.8 | 24.8 | 0 | 0 | 0 | 0 | 0 | 0 | 0 | 0 | 0 | 0 | 0 | 0 | 0 | 0 | 0 | 0 | 0 | 0 | 0 | 0 | 0 | 0 | 0 | 0 | 0 | 100 | 600 | 0% | 0% | 0% | 0% | 0% | 0% | 0% | 16.35% | 16.35% | 0 | 0 | 0 | 0 | 0 | 0 | 0 | 76 | 380 | 0 | 0 | 0 | 0 | 0 | 0 | 0 | 15.0362 | 46.6815 | 0 | 16.5398 | 0 | 83.6 | Unplanned Build | Potential Build Solar PV2035
| 76 | SOUT SOLAR PV 2020 | SouthEast Ghana Group | Sun | Solar PV | 0 | 0 | 0 | 0 | 0 | 0 | 0 | 0 | 0 | 0 | 0 | 0 | 44.3627 | 171.1132 | 171.1132 | 171.1132 | 171.1132 | 171.1132 | 0 | 0 | 0 | 24.8 | 24.8 | 24.8 | 24.8 | 24.8 | 24.8 | 0 | 0 | 0 | 0 | 0 | 0 | 0 | 0 | 0 | 0 | 0 | 0 | 0 | 0 | 0 | 0 | 0 | 0 | 0 | 0 | 0 | 35 | 135 | 135 | 135 | 135 | 135 | 0% | 0% | 0% | 14.47% | 14.47% | 14.47% | 14.47% | 14.47% | 14.47% | 0 | 0 | 0 | 35.7 | 102 | 0 | 0 | 0 | 0 | 0 | 0 | 0 | 24.3836 | 57.5763 | 0 | 0 | 0 | 0 | 90.1559 | 90.1559 | 137.7 | 151.47 | Unplanned Build | Potential Build Solar PV2020
| 77 | SOUT SOLAR PV 2026 | SouthEast Ghana Group | Sun | Solar PV | 0 | 0 | 0 | 0 | 0 | 0 | 0 | 0 | 0 | 0 | 0 | 0 | 0 | 0 | 63.3753 | 443.6268 | 570.3773 | 570.3773 | 0 | 0 | 0 | 0 | 0 | 24.8 | 24.8 | 24.8 | 24.8 | 0 | 0 | 0 | 0 | 0 | 0 | 0 | 0 | 0 | 0 | 0 | 0 | 0 | 0 | 0 | 0 | 0 | 0 | 0 | 0 | 0 | 0 | 0 | 50 | 350 | 450 | 450 | 0% | 0% | 0% | 0% | 0% | 14.47% | 14.47% | 14.47% | 14.47% | 0 | 0 | 0 | 0 | 0 | 44.75 | 268.5 | 89.5 | 0 | 0 | 0 | 0 | 0 | 0 | 18.9784 | 85.5524 | 17.7071 | 0 | 20.8762 | 134.4616 | 44.75 | 443.025 | Unplanned Build | Potential Build Solar PV2026
| 78 | SOUT SOLAR PV 2035 | SouthEast Ghana Group | Sun | Solar PV | 0 | 0 | 0 | 0 | 0 | 0 | 0 | 0 | 0 | 0 | 0 | 0 | 0 | 0 | 0 | 0 | 126.7505 | 570.3773 | 0 | 0 | 0 | 0 | 0 | 0 | 0 | 25 | 25 | 0 | 0 | 0 | 0 | 0 | 0 | 0 | 0 | 0 | 0 | 0 | 0 | 0 | 0 | 0 | 0 | 0 | 0 | 0 | 0 | 0 | 0 | 0 | 0 | 0 | 100 | 450 | 0% | 0% | 0% | 0% | 0% | 0% | 0% | 14.47% | 14.47% | 0 | 0 | 0 | 0 | 0 | 0 | 0 | 76 | 266 | 0 | 0 | 0 | 0 | 0 | 0 | 0 | 15.0362 | 32.677 | 0 | 16.5398 | 0 | 83.6 | Unplanned Build | Potential Build Solar PV2035
| 80 | SOUT SOLAR PV 2020 | SouthWest Ghana Group | Sun | Solar PV | 0 | 0 | 0 | 0 | 0 | 0 | 0 | 0 | 0 | 0 | 0 | 0 | 57.0377 | 133.088 | 133.088 | 133.088 | 133.088 | 133.088 | 0 | 0 | 0 | 24.8 | 24.8 | 24.8 | 24.8 | 24.8 | 24.8 | 0 | 0 | 0 | 0 | 0 | 0 | 0 | 0 | 0 | 0 | 0 | 0 | 0 | 0 | 0 | 0 | 0 | 0 | 0 | 0 | 0 | 45 | 105 | 105 | 105 | 105 | 105 | 0% | 0% | 0% | 14.47% | 14.47% | 14.47% | 14.47% | 14.47% | 14.47% | 0 | 0 | 0 | 45.9 | 61.2 | 0 | 0 | 0 | 0 | 0 | 0 | 0 | 31.3503 | 34.5458 | 0 | 0 | 0 | 0 | 72.4857 | 72.4857 | 107.1 | 117.81 | Unplanned Build | Potential Build Solar PV2020
| 81 | SOUT SOLAR PV 2026 | SouthWest Ghana Group | Sun | Solar PV | 0 | 0 | 0 | 0 | 0 | 0 | 0 | 0 | 0 | 0 | 0 | 0 | 0 | 0 | 50.7002 | 253.501 | 304.2012 | 304.2012 | 0 | 0 | 0 | 0 | 0 | 24.8 | 24.8 | 24.8 | 24.8 | 0 | 0 | 0 | 0 | 0 | 0 | 0 | 0 | 0 | 0 | 0 | 0 | 0 | 0 | 0 | 0 | 0 | 0 | 0 | 0 | 0 | 0 | 0 | 40 | 200 | 240 | 240 | 0% | 0% | 0% | 0% | 0% | 14.47% | 14.47% | 14.47% | 14.47% | 0 | 0 | 0 | 0 | 0 | 35.8 | 143.2 | 35.8 | 0 | 0 | 0 | 0 | 0 | 0 | 15.1827 | 45.6279 | 7.0828 | 0 | 16.701 | 74.6828 | 35.8 | 236.28 | Unplanned Build | Potential Build Solar PV2026
| 82 | SOUT SOLAR PV 2035 | SouthWest Ghana Group | Sun | Solar PV | 0 | 0 | 0 | 0 | 0 | 0 | 0 | 0 | 0 | 0 | 0 | 0 | 0 | 0 | 0 | 0 | 25.3501 | 304.2012 | 0 | 0 | 0 | 0 | 0 | 0 | 0 | 25 | 25 | 0 | 0 | 0 | 0 | 0 | 0 | 0 | 0 | 0 | 0 | 0 | 0 | 0 | 0 | 0 | 0 | 0 | 0 | 0 | 0 | 0 | 0 | 0 | 0 | 0 | 20 | 240 | 0% | 0% | 0% | 0% | 0% | 0% | 0% | 14.47% | 14.47% | 0 | 0 | 0 | 0 | 0 | 0 | 0 | 15.2 | 167.2 | 0 | 0 | 0 | 0 | 0 | 0 | 0 | 3.0072 | 20.5398 | 0 | 3.308 | 0 | 16.72 | Unplanned Build | Potential Build Solar PV2035
| 83 | SOUT SOLAR PV 2020 | SouthEast Ghana Group | Sun | Solar PV | 0 | 0 | 0 | 0 | 0 | 0 | 0 | 0 | 0 | 0 | 0 | 0 | 19.0126 | 19.0126 | 19.0126 | 19.0126 | 19.0126 | 19.0126 | 0 | 0 | 0 | 24.8 | 24.8 | 24.8 | 24.8 | 24.8 | 24.8 | 0 | 0 | 0 | 0 | 0 | 0 | 0 | 0 | 0 | 0 | 0 | 0 | 0 | 0 | 0 | 0 | 0 | 0 | 0 | 0 | 0 | 15 | 15 | 15 | 15 | 15 | 15 | 0% | 0% | 0% | 14.47% | 14.47% | 14.47% | 14.47% | 14.47% | 14.47% | 0 | 0 | 0 | 15.3 | 0 | 0 | 0 | 0 | 0 | 0 | 0 | 0 | 10.4501 | 0 | 0 | 0 | 0 | 0 | 11.4951 | 11.4951 | 15.3 | 16.83 | Unplanned Build | Potential Build Solar PV2020
| 84 | SOUT SOLAR PV 2026 | SouthEast Ghana Group | Sun | Solar PV | 0 | 0 | 0 | 0 | 0 | 0 | 0 | 0 | 0 | 0 | 0 | 0 | 0 | 0 | 25.3501 | 50.7002 | 76.0503 | 76.0503 | 0 | 0 | 0 | 0 | 0 | 24.8 | 24.8 | 24.8 | 24.8 | 0 | 0 | 0 | 0 | 0 | 0 | 0 | 0 | 0 | 0 | 0 | 0 | 0 | 0 | 0 | 0 | 0 | 0 | 0 | 0 | 0 | 0 | 0 | 20 | 40 | 60 | 60 | 0% | 0% | 0% | 0% | 0% | 14.47% | 14.47% | 14.47% | 14.47% | 0 | 0 | 0 | 0 | 0 | 17.9 | 17.9 | 17.9 | 0 | 0 | 0 | 0 | 0 | 0 | 7.5913 | 5.7035 | 3.5414 | 0 | 8.3505 | 18.5199 | 17.9 | 59.07 | Unplanned Build | Potential Build Solar PV2026
| 85 | SOUT SOLAR PV 2035 | SouthEast Ghana Group | Sun | Solar PV | 0 | 0 | 0 | 0 | 0 | 0 | 0 | 0 | 0 | 0 | 0 | 0 | 0 | 0 | 0 | 0 | 25.3501 | 76.0503 | 0 | 0 | 0 | 0 | 0 | 0 | 0 | 25 | 25 | 0 | 0 | 0 | 0 | 0 | 0 | 0 | 0 | 0 | 0 | 0 | 0 | 0 | 0 | 0 | 0 | 0 | 0 | 0 | 0 | 0 | 0 | 0 | 0 | 0 | 20 | 60 | 0% | 0% | 0% | 0% | 0% | 0% | 0% | 14.47% | 14.47% | 0 | 0 | 0 | 0 | 0 | 0 | 0 | 15.2 | 30.4 | 0 | 0 | 0 | 0 | 0 | 0 | 0 | 3.0072 | 3.7345 | 0 | 3.308 | 0 | 16.72 | Unplanned Build | Potential Build Solar PV2035
| 86 | ASHA SOLAR PV WITH STORAGE 2020 | Ashanti Group | Sun + storage | Solar PV + Storage | 0 | 0 | 0 | 0 | 0 | 0 | 0 | 0 | 0 | 0 | 0 | 0 | 0 | 12.675 | 12.675 | 12.675 | 12.675 | 12.675 | 0 | 0 | 0 | 0 | 28 | 28 | 28 | 28 | 28 | 0 | 0 | 0 | 0 | 0 | 0 | 0 | 0 | 0 | 0 | 0 | 0 | 0 | 0 | 0 | 0 | 0 | 0 | 0 | 0 | 0 | 0 | 10 | 10 | 10 | 10 | 10 | 0% | 0% | 0% | 0% | 14.47% | 14.47% | 14.47% | 14.47% | 14.47% | 0 | 0 | 0 | 0 | 14.57 | 0 | 0 | 0 | 0 | 0 | 0 | 0 | 0 | 8.2244 | 0 | 0 | 0 | 0 | 9.0468 | 9.0468 | 14.57 | 16.027 | Unplanned Build | Potential Build Solar PV with storage2020
| 88 | ASHA SOLAR PV WITH STORAGE 2035 | Ashanti Group | Sun + storage | Solar PV + Storage | 0 | 0 | 0 | 0 | 0 | 0 | 0 | 0 | 0 | 0 | 0 | 0 | 0 | 0 | 0 | 0 | 12.675 | 76.0503 | 0 | 0 | 0 | 0 | 0 | 0 | 0 | 28 | 28 | 0 | 0 | 0 | 0 | 0 | 0 | 0 | 0 | 0 | 0 | 0 | 0 | 0 | 0 | 0 | 0 | 0 | 0 | 0 | 0 | 0 | 0 | 0 | 0 | 0 | 10 | 60 | 0% | 0% | 0% | 0% | 0% | 0% | 0% | 14.47% | 14.47% | 0 | 0 | 0 | 0 | 0 | 0 | 0 | 10.8 | 54 | 0 | 0 | 0 | 0 | 0 | 0 | 0 | 2.1367 | 6.6337 | 0 | 2.3504 | 0 | 11.88 | Unplanned Build | Potential Build Solar PV with storage2035
| 89 | SOUT SOLAR PV WITH STORAGE 2020 | SouthWest Ghana Group | Sun + storage | Solar PV + Storage | 0 | 0 | 0 | 0 | 0 | 0 | 0 | 0 | 0 | 0 | 0 | 0 | 0 | 12.675 | 12.675 | 12.675 | 12.675 | 12.675 | 0 | 0 | 0 | 0 | 28 | 28 | 28 | 28 | 28 | 0 | 0 | 0 | 0 | 0 | 0 | 0 | 0 | 0 | 0 | 0 | 0 | 0 | 0 | 0 | 0 | 0 | 0 | 0 | 0 | 0 | 0 | 10 | 10 | 10 | 10 | 10 | 0% | 0% | 0% | 0% | 14.47% | 14.47% | 14.47% | 14.47% | 14.47% | 0 | 0 | 0 | 0 | 14.57 | 0 | 0 | 0 | 0 | 0 | 0 | 0 | 0 | 8.2244 | 0 | 0 | 0 | 0 | 9.0468 | 9.0468 | 14.57 | 16.027 | Unplanned Build | Potential Build Solar PV with storage2020
| 91 | SOUT SOLAR PV WITH STORAGE 2035 | SouthWest Ghana Group | Sun + storage | Solar PV + Storage | 0 | 0 | 0 | 0 | 0 | 0 | 0 | 0 | 0 | 0 | 0 | 0 | 0 | 0 | 0 | 0 | 12.675 | 63.3752 | 0 | 0 | 0 | 0 | 0 | 0 | 0 | 28 | 28 | 0 | 0 | 0 | 0 | 0 | 0 | 0 | 0 | 0 | 0 | 0 | 0 | 0 | 0 | 0 | 0 | 0 | 0 | 0 | 0 | 0 | 0 | 0 | 0 | 0 | 10 | 50 | 0% | 0% | 0% | 0% | 0% | 0% | 0% | 14.47% | 14.47% | 0 | 0 | 0 | 0 | 0 | 0 | 0 | 10.8 | 43.2 | 0 | 0 | 0 | 0 | 0 | 0 | 0 | 2.1367 | 5.3069 | 0 | 2.3504 | 0 | 11.88 | Unplanned Build | Potential Build Solar PV with storage2035
| 92 | NORT SOLAR PV WITH STORAGE 2020 | Northern Ghana Group | Sun + storage | Solar PV + Storage | 0 | 0 | 0 | 0 | 0 | 0 | 0 | 0 | 0 | 0 | 0 | 0 | 0 | 126.7505 | 126.7505 | 126.7505 | 126.7505 | 126.7505 | 0 | 0 | 0 | 0 | 28 | 28 | 28 | 28 | 28 | 0 | 0 | 0 | 0 | 0 | 0 | 0 | 0 | 0 | 0 | 0 | 0 | 0 | 0 | 0 | 0 | 0 | 0 | 0 | 0 | 0 | 0 | 100 | 100 | 100 | 100 | 100 | 0% | 0% | 0% | 0% | 14.47% | 14.47% | 14.47% | 14.47% | 14.47% | 0 | 0 | 0 | 0 | 145.7 | 0 | 0 | 0 | 0 | 0 | 0 | 0 | 0 | 82.2439 | 0 | 0 | 0 | 0 | 90.4682 | 90.4682 | 145.7 | 160.27 | Unplanned Build | Potential Build Solar PV with storage2020
| 94 | NORT SOLAR PV WITH STORAGE 2035 | Northern Ghana Group | Sun + storage | Solar PV + Storage | 0 | 0 | 0 | 0 | 0 | 0 | 0 | 0 | 0 | 0 | 0 | 0 | 0 | 0 | 0 | 0 | 63.3752 | 380.2515 | 0 | 0 | 0 | 0 | 0 | 0 | 0 | 28 | 28 | 0 | 0 | 0 | 0 | 0 | 0 | 0 | 0 | 0 | 0 | 0 | 0 | 0 | 0 | 0 | 0 | 0 | 0 | 0 | 0 | 0 | 0 | 0 | 0 | 0 | 50 | 300 | 0% | 0% | 0% | 0% | 0% | 0% | 0% | 14.47% | 14.47% | 0 | 0 | 0 | 0 | 0 | 0 | 0 | 54 | 270 | 0 | 0 | 0 | 0 | 0 | 0 | 0 | 10.6836 | 33.1684 | 0 | 11.752 | 0 | 59.4 | Unplanned Build | Potential Build Solar PV with storage2035
| 95 | SOUT SOLAR PV WITH STORAGE 2020 | SouthEast Ghana Group | Sun + storage | Solar PV + Storage | 0 | 0 | 0 | 0 | 0 | 0 | 0 | 0 | 0 | 0 | 0 | 0 | 0 | 50.7002 | 50.7002 | 50.7002 | 50.7002 | 50.7002 | 0 | 0 | 0 | 0 | 28 | 28 | 28 | 28 | 28 | 0 | 0 | 0 | 0 | 0 | 0 | 0 | 0 | 0 | 0 | 0 | 0 | 0 | 0 | 0 | 0 | 0 | 0 | 0 | 0 | 0 | 0 | 40 | 40 | 40 | 40 | 40 | 0% | 0% | 0% | 0% | 14.47% | 14.47% | 14.47% | 14.47% | 14.47% | 0 | 0 | 0 | 0 | 58.28 | 0 | 0 | 0 | 0 | 0 | 0 | 0 | 0 | 32.8975 | 0 | 0 | 0 | 0 | 36.1873 | 36.1873 | 58.28 | 64.108 | Unplanned Build | Potential Build Solar PV with storage2020
| 97 | SOUT SOLAR PV WITH STORAGE 2035 | SouthEast Ghana Group | Sun + storage | Solar PV + Storage | 0 | 0 | 0 | 0 | 0 | 0 | 0 | 0 | 0 | 0 | 0 | 0 | 0 | 0 | 0 | 0 | 63.3752 | 278.8511 | 0 | 0 | 0 | 0 | 0 | 0 | 0 | 28 | 28 | 0 | 0 | 0 | 0 | 0 | 0 | 0 | 0 | 0 | 0 | 0 | 0 | 0 | 0 | 0 | 0 | 0 | 0 | 0 | 0 | 0 | 0 | 0 | 0 | 0 | 50 | 220 | 0% | 0% | 0% | 0% | 0% | 0% | 0% | 14.47% | 14.47% | 0 | 0 | 0 | 0 | 0 | 0 | 0 | 54 | 183.6 | 0 | 0 | 0 | 0 | 0 | 0 | 0 | 10.6836 | 22.5545 | 0 | 11.752 | 0 | 59.4 | Unplanned Build | Potential Build Solar PV with storage2035
| 98 | SOUT SOLAR PV WITH STORAGE 2020 | SouthWest Ghana Group | Sun + storage | Solar PV + Storage | 0 | 0 | 0 | 0 | 0 | 0 | 0 | 0 | 0 | 0 | 0 | 0 | 0 | 38.0251 | 38.0251 | 38.0251 | 38.0251 | 38.0251 | 0 | 0 | 0 | 0 | 28 | 28 | 28 | 28 | 28 | 0 | 0 | 0 | 0 | 0 | 0 | 0 | 0 | 0 | 0 | 0 | 0 | 0 | 0 | 0 | 0 | 0 | 0 | 0 | 0 | 0 | 0 | 30 | 30 | 30 | 30 | 30 | 0% | 0% | 0% | 0% | 14.47% | 14.47% | 14.47% | 14.47% | 14.47% | 0 | 0 | 0 | 0 | 43.71 | 0 | 0 | 0 | 0 | 0 | 0 | 0 | 0 | 24.6732 | 0 | 0 | 0 | 0 | 27.1405 | 27.1405 | 43.71 | 48.081 | Unplanned Build | Potential Build Solar PV with storage2020
| 100 | SOUT SOLAR PV WITH STORAGE 2035 | SouthWest Ghana Group | Sun + storage | Solar PV + Storage | 0 | 0 | 0 | 0 | 0 | 0 | 0 | 0 | 0 | 0 | 0 | 0 | 0 | 0 | 0 | 0 | 12.675 | 101.4004 | 0 | 0 | 0 | 0 | 0 | 0 | 0 | 28 | 28 | 0 | 0 | 0 | 0 | 0 | 0 | 0 | 0 | 0 | 0 | 0 | 0 | 0 | 0 | 0 | 0 | 0 | 0 | 0 | 0 | 0 | 0 | 0 | 0 | 0 | 10 | 80 | 0% | 0% | 0% | 0% | 0% | 0% | 0% | 14.47% | 14.47% | 0 | 0 | 0 | 0 | 0 | 0 | 0 | 10.8 | 75.6 | 0 | 0 | 0 | 0 | 0 | 0 | 0 | 2.1367 | 9.2872 | 0 | 2.3504 | 0 | 11.88 | Unplanned Build | Potential Build Solar PV with storage2035
| 103 | SOUT SOLAR PV WITH STORAGE 2035 | SouthEast Ghana Group | Sun + storage | Solar PV + Storage | 0 | 0 | 0 | 0 | 0 | 0 | 0 | 0 | 0 | 0 | 0 | 0 | 0 | 0 | 0 | 0 | 12.675 | 50.7002 | 0 | 0 | 0 | 0 | 0 | 0 | 0 | 28 | 28 | 0 | 0 | 0 | 0 | 0 | 0 | 0 | 0 | 0 | 0 | 0 | 0 | 0 | 0 | 0 | 0 | 0 | 0 | 0 | 0 | 0 | 0 | 0 | 0 | 0 | 10 | 40 | 0% | 0% | 0% | 0% | 0% | 0% | 0% | 14.47% | 14.47% | 0 | 0 | 0 | 0 | 0 | 0 | 0 | 10.8 | 32.4 | 0 | 0 | 0 | 0 | 0 | 0 | 0 | 2.1367 | 3.9802 | 0 | 2.3504 | 0 | 11.88 | Unplanned Build | Potential Build Solar PV with storage2035
| 104 | SOUT WIND TURBINE 2020 | SouthEast Ghana Group | Wind | Wind | 0 | 0 | 0 | 0 | 0 | 0 | 0 | 0 | 0 | 0 | 0 | 0 | 175.1525 | 350.305 | 700.61 | 700.61 | 700.61 | 700.61 | 0 | 0 | 0 | 46.71 | 46.71 | 46.71 | 46.71 | 46.71 | 46.71 | 0 | 0 | 0 | 0 | 0 | 0 | 0 | 0 | 0 | 0 | 0 | 0 | 0 | 0 | 0 | 0 | 0 | 0 | 0 | 0 | 0 | 75 | 150 | 300 | 300 | 300 | 300 | 0% | 0% | 0% | 26.66% | 26.66% | 26.66% | 26.66% | 26.66% | 26.66% | 0 | 0 | 0 | 116.025 | 116.025 | 232.05 | 0 | 0 | 0 | 0 | 0 | 0 | 79.2466 | 65.4931 | 98.4119 | 0 | 0 | 0 | 267.4667 | 267.4667 | 464.1 | 510.51 | Unplanned Build | Potential Build Wind2020
| 105 | SOUT WIND TURBINE 2026 | SouthEast Ghana Group | Wind | Wind | 0 | 0 | 0 | 0 | 0 | 0 | 0 | 0 | 0 | 0 | 0 | 0 | 0 | 0 | 350.305 | 817.3784 | 1050.9151 | 1050.9151 | 0 | 0 | 0 | 0 | 0 | 46.71 | 46.71 | 46.71 | 46.71 | 0 | 0 | 0 | 0 | 0 | 0 | 0 | 0 | 0 | 0 | 0 | 0 | 0 | 0 | 0 | 0 | 0 | 0 | 0 | 0 | 0 | 0 | 0 | 150 | 350 | 450 | 450 | 0% | 0% | 0% | 0% | 0% | 26.66% | 26.66% | 26.66% | 26.66% | 0 | 0 | 0 | 0 | 0 | 219 | 292 | 146 | 0 | 0 | 0 | 0 | 0 | 0 | 92.8774 | 93.0402 | 28.8853 | 0 | 102.1651 | 236.2832 | 219 | 722.7 | Unplanned Build | Potential Build Wind2026
| 106 | SOUT WIND TURBINE 2035 | SouthEast Ghana Group | Wind | Wind | 0 | 0 | 0 | 0 | 0 | 0 | 0 | 0 | 0 | 0 | 0 | 0 | 0 | 0 | 0 | 0 | 467.0734 | 467.0734 | 0 | 0 | 0 | 0 | 0 | 0 | 0 | 47 | 47 | 0 | 0 | 0 | 0 | 0 | 0 | 0 | 0 | 0 | 0 | 0 | 0 | 0 | 0 | 0 | 0 | 0 | 0 | 0 | 0 | 0 | 0 | 0 | 0 | 0 | 200 | 200 | 0% | 0% | 0% | 0% | 0% | 0% | 0% | 26.66% | 26.66% | 0 | 0 | 0 | 0 | 0 | 0 | 0 | 268.8 | 0 | 0 | 0 | 0 | 0 | 0 | 0 | 0 | 53.1806 | 0 | 0 | 58.4987 | 0 | 295.68 | Unplanned Build | Potential Build Wind2035
[6 empty] | 0 | 0 | 0 | 0 | 0 | 0 | 0 |  |  | 0 | 0 | 0 | 0 | 0 | 0 | 0 |  |  | 0 | 0 | 0 | 0 | 0 | 0 | 0 |  |  | 0 | 0 | 0 | 0 | 0 | 0 | 0 |  |  | 0 | 0 | 0 | 0 | 0 | 0 | 0 |  |  | 0 | 0 | 0 | 0 | 0 | 0 | 0 |  |  | 0 | 0 | 0 | 0 | 0 | 0 | 0

## LtdWater
Back to Contents
|  | Plant Name |  |  |  | FUEL CONSUMPTION | [8 empty] | GENERATION | [8 empty] | FOM (USD/kW-yr | [8 empty] | VOM (USD/MWh) | [8 empty] | Fuel Cost (USD/MWh) | [8 empty] | Available Capacity | [8 empty] | Capacity Factors
| UnitID |  | Model Region | Fuel Type | Capacity Type | 2017 | 2018 | 2019 | 2020 | 2023 | 2026 | 2030 | 2035 | 2040 | 2017 | 2018 | 2019 | 2020 | 2023 | 2026 | 2030 | 2035 | 2040 | 2017 | 2018 | 2019 | 2020 | 2023 | 2026 | 2030 | 2035 | 2040 | 2017 | 2018 | 2019 | 2020 | 2023 | 2026 | 2030 | 2035 | 2040 | 2017 | 2018 | 2019 | 2020 | 2023 | 2026 | 2030 | 2035 | 2040 | 2017 | 2018 | 2019 | 2020 | 2023 | 2026 | 2030 | 2035 | 2040 | 2017 | 2018 | 2019 | 2020 | 2023 | 2026 | 2030 | 2035 | 2040
| 1 | CENIT | SouthEast Ghana Group | Oil | Oil Combustion | 0 | 0 | 0 | 0 | 0 | 0 | 0 | 0 | 0 | 0 | 0 | 0 | 0 | 0 | 0 | 0 | 0 | 0 | 11.83 | 11.83 | 11.83 | 11.83 | 11.83 | 11.83 | 11.83 | 0 | 0 | 0 | 0 | 0 | 0 | 0 | 0 | 0 | 0 | 0 | 0 | 0 | 0 | 0 | 0 | 0 | 0 | 0 | 0 | 100 | 100 | 100 | 100 | 100 | 100 | 100 |  |  | 0% | 0% | 0% | 0% | 0% | 0% | 0% |  |  | CENIT
| 2 | Trojan 2B | SouthEast Ghana Group | Oil | Oil Combustion | 0.26958 | 0 | 0 | 0 | 0 | 0 | 0 | 0 | 0 | 31.941 | 0 | 0 | 0 | 0 | 0 | 0 | 0 | 0 | 34 | 34 | 34 | 34 | 0 | 0 | 0 | 0 | 0 | 5.5 | 0 | 0 | 0 | 0 | 0 | 0 | 0 | 0 | 97.9957 | 0 | 0 | 0 | 0 | 0 | 0 | 0 | 0 | 16.25 | 16.25 | 16.25 | 16.25 | [5 empty] | 22.44% | 0% | 0% | 0% | [5 empty] | Trojan 2B
| 3 | Trojan 2A | Ashanti Group | Oil | Oil Combustion | 0.26958 | 0 | 0 | 0 | 0 | 0 | 0 | 0 | 0 | 31.941 | 0 | 0 | 0 | 0 | 0 | 0 | 0 | 0 | 34 | 34 | 34 | 34 | 0 | 0 | 0 | 0 | 0 | 5.5 | 0 | 0 | 0 | 0 | 0 | 0 | 0 | 0 | 108.8196 | 0 | 0 | 0 | 0 | 0 | 0 | 0 | 0 | 16.25 | 16.25 | 16.25 | 16.25 | [5 empty] | 22.44% | 0% | 0% | 0% | [5 empty] | Trojan 2A
| 4 | GP Tarkwa Plant | SouthWest Ghana Group | Oil | Oil Combustion | 0 | 0 | 0 | 0 | 0 | 0.0032533 | 0 | 0.020849 | 0 | 0 | 0 | 0 | 0 | 0 | 0.32776 | 0 | 2.1004 | 0 | 17.5 | 17.5 | 17.5 | 17.5 | 17.5 | 17.5 | 17.5 | 17.5 | 17.5 | 0 | 0 | 0 | 0 | 0 | 3.5 | 0 | 3.5 | 0 | 0 | 0 | 0 | 0 | 0 | 163.9775 | 0 | 163.9775 | 0 | 33 | 33 | 33 | 33 | 33 | 33 | 33 | 33 | 33 | 0% | 0% | 0% | 0% | 0% | 0.1134% | 0% | 0.7266% | 0% | GP Tarkwa Plant
| 5 | GP Chirano Plant | SouthWest Ghana Group | Oil | Oil Combustion | 0 | 0 | 0 | 0 | 0 | 0 | 0 | 0 | 0 | 0 | 0 | 0 | 0 | 0 | 0 | 0 | 0 | 0 | 17.5 | 17.5 | 17.5 | 17.5 | 17.5 | 17.5 | 17.5 | 17.5 | 17.5 | 0 | 0 | 0 | 0 | 0 | 0 | 0 | 0 | 0 | 0 | 0 | 0 | 0 | 0 | 0 | 0 | 0 | 0 | 30 | 30 | 30 | 30 | 30 | 30 | 30 | 30 | 30 | 0% | 0% | 0% | 0% | 0% | 0% | 0% | 0% | 0% | GP Chirano Plant
| 6 | GP Darmang Plant | SouthWest Ghana Group | Oil | Oil Combustion | 0 | 0 | 0 | 0 | 0 | 0 | 0 | 0.0096145 | 0 | 0 | 0 | 0 | 0 | 0 | 0 | 0 | 0.90447 | 0 | 17.5 | 17.5 | 17.5 | 17.5 | 17.5 | 17.5 | 17.5 | 17.5 | 17.5 | 0 | 0 | 0 | 0 | 0 | 0 | 0 | 3.5 | 0 | 0 | 0 | 0 | 0 | 0 | 0 | 0 | 175.6076 | 0 | 25.5 | 25.5 | 25.5 | 25.5 | 25.5 | 25.5 | 25.5 | 25.5 | 25.5 | 0% | 0% | 0% | 0% | 0% | 0% | 0% | 0.4049% | 0% | GP Darmang Plant
| 7 | SAPP 2 | SouthEast Ghana Group | Oil/Gas | Oil/Gas Combined Cycle | 9.5999 | 22.9737 | 10.735 | 7.7484 | 23.5117 | 23.5117 | 23.5117 | 23.4755 | 21.433 | 1230.7625 | 2945.3481 | 1376.2778 | 993.3862 | 3014.3159 | 3014.3161 | 3014.316 | 3009.6842 | 2747.8245 | 16 | 16 | 16 | 16 | 16 | 16 | 16 | 16 | 16 | 3.5 | 3.5 | 3.5 | 3.5 | 3.5 | 3.5 | 3.5 | 3.5 | 3.5 | 70.9393 | 62.6524 | 64.8913 | 64.7653 | 63.4059 | 67.9679 | 75.737 | 85.0369 | 88.2434 | 370 | 370 | 370 | 370 | 370 | 370 | 370 | 370 | 370 | 37.97% | 90.87% | 42.46% | 30.65% | 93% | 93% | 93% | 92.86% | 84.78% | SAPP 2
| 8 | Cenpower | SouthEast Ghana Group | Oil/Gas | Oil/Gas Combined Cycle | 0 | 0.071595 | 0.13619 | 0 | 16.3883 | 21.6884 | 21.6884 | 20.0961 | 16.178 | 0 | 9.1436 | 17.393 | 0 | 2093.0123 | 2769.9121 | 2769.912 | 2566.557 | 2066.1603 | 0 | 16 | 16 | 16 | 16 | 16 | 16 | 16 | 16 | 0 | 3.5 | 3.5 | 0 | 3.5 | 3.5 | 3.5 | 3.5 | 3.5 | 0 | 64.3626 | 65.1409 | 0 | 72.6388 | 80.6907 | 80.4072 | 84.3126 | 88.9941 |  | 340 | 340 | 340 | 340 | 340 | 340 | 340 | 340 |  | 0.307% | 0.584% | 0% | 70.27% | 93% | 93% | 86.17% | 69.37% | Cenpower
| 9 | KarpowerShip 1 | SouthEast Ghana Group | Oil/Gas | Oil/Gas Combined Cycle | 14.837 | 0 | 0 | 0 | 0 | 0 | 0 | 0 | 0 | 1942.0128 | 0 | 0 | 0 | 0 | 0 | 0 | 0 | 0 | 177.828 | 0 | 0 | 0 | 0 | 0 | 0 | 0 | 0 | 3.5 | 0 | 0 | 0 | 0 | 0 | 0 | 0 | 0 | 67.7182 | 0 | 0 | 0 | 0 | 0 | 0 | 0 | 0 | 247 | [8 empty] | 89.75% | [8 empty] | KarpowerShip 1
| 10 | AKSA | SouthEast Ghana Group | Oil/Gas | Oil/Gas Combined Cycle | 10.1595 | 0 | 13.1259 | 0 | 0 | 0 | 22.9936 | 2.906 | 1.2645 | 1195.236 | 0 | 1544.2202 | 0 | 0 | 0 | 2705.1328 | 341.8836 | 148.7705 | 16 | 16 | 16 | 16 | 16 | 16 | 16 | 16 | 16 | 3.5 | 0 | 3.5 | 0 | 0 | 0 | 3.5 | 3.5 | 3.5 | 75.3409 | 0 | 70.7149 | 0 | 0 | 0 | 88.0009 | 90.9388 | 88.6929 | 250 | 375 | 375 | 375 | 375 | 375 | 375 | 375 | 375 | 54.58% | 0% | 47.01% | 0% | 0% | 0% | 82.35% | 10.41% | 4.529% | AKSA
| 11 | TAPCO (T1) | SouthWest Ghana Group | Oil/Gas | Oil/Gas Combined Cycle | 11.645 | 17.1872 | 0 | 17.1872 | 17.1872 | 17.1872 | 17.1872 | 12.4831 | 0 | 1496.2089 | 2208.3 | 0 | 2208.3 | 2208.3 | 2208.3 | 2208.3 | 1603.895 | 0 | 18.7 | 18.7 | 18.7 | 18.7 | 18.7 | 18.7 | 18.7 | 18.7 | 18.7 | 5 | 5 | 0 | 5 | 5 | 5 | 5 | 5 | 0 | 57.9248 | 62.3154 | 0 | 64.6242 | 61.2801 | 62.3592 | 63.0192 | 62.5775 | 0 | 305 | 305 | 305 | 305 | 305 | 305 | 305 | 305 | 305 | 56% | 82.65% | 0% | 82.65% | 82.65% | 82.65% | 82.65% | 60.03% | 0% | TAPCO (T1)
| 12 | TICO (T2) | SouthWest Ghana Group | Oil/Gas | Oil/Gas Combined Cycle | 17.7346 | 17.7346 | 9.5854 | 17.7346 | 17.7346 | 17.7346 | 17.7346 | 17.7346 | 6.3167 | 2382.7203 | 2382.72 | 1287.8389 | 2382.72 | 2382.72 | 2382.72 | 2382.72 | 2382.72 | 848.6738 | 30.94 | 30.94 | 30.94 | 30.94 | 30.94 | 30.94 | 30.94 | 30.94 | 30.94 | 4.9 | 4.9 | 4.9 | 4.9 | 4.9 | 4.9 | 4.9 | 4.9 | 4.9 | 55.8344 | 59.5931 | 61.9213 | 61.8011 | 58.603 | 59.635 | 60.2662 | 59.8438 | 58.8741 | 320 | 320 | 320 | 320 | 320 | 320 | 320 | 320 | 320 | 85% | 85% | 45.94% | 85% | 85% | 85% | 85% | 85% | 30.28% | TICO (T2)
| 13 | Amandi | SouthWest Ghana Group | Oil/Gas | Oil/Gas Combined Cycle | 0 | 0 | 8.0946 | 0 | 0 | 5.6849 | 12.0103 | 5.6455 | 5.9992 | 0 | 0 | 987.1488 | 0 | 0 | 693.2863 | 1464.672 | 688.4707 | 731.6112 | 0 | 0 | 30.94 | 30.94 | 30.94 | 30.94 | 30.94 | 30.94 | 30.94 | 0 | 0 | 4.9 | 0 | 0 | 4.9 | 4.9 | 4.9 | 4.9 | 0 | 0 | 68.2191 | 0 | 0 | 65.7003 | 66.3957 | 65.9303 | 106.8757 |  |  | 190 | 190 | 190 | 190 | 190 | 190 | 190 |  |  | 59.31% | 0% | 0% | 41.65% | 88% | 41.36% | 43.96% | Amandi
| 14 | KarpowerShip 2 | SouthWest Ghana Group | Oil/Gas | Oil/Gas Combined Cycle | 0 | 24.5592 | 31.8841 | 30.5313 | 0 | 0 | 0 | 0 | 0 | 0 | 2884.5643 | 3744.9 | 3586.0072 | 0 | 0 | 0 | 0 | 0 | 0 | 177.828 | 177.828 | 177.828 | 177.828 | 0 | 0 | 0 | 0 | 0 | 3.5 | 3.5 | 3.5 | 0 | 0 | 0 | 0 | 0 | 0 | 68.1682 | 70.8314 | 70.6939 | 0 | 0 | 0 | 0 | 0 |  | 450 | 450 | 450 | 450 | [5 empty] | 73.18% | 95% | 90.97% | 0% |  |  |  |  | KarpowerShip 2
| 15 | Early Power | SouthEast Ghana Group | Oil/Gas | Oil/Gas Combustion | 0 | 0 | 7.6697 | 23.0656 | 23.0656 | 23.0656 | 23.0656 | 23.0656 | 23.0367 | 0 | 0 | 1022.6329 | 3075.417 | 3075.417 | 3075.4173 | 3075.417 | 3075.417 | 3071.5611 | 0 | 0 | 16 | 16 | 16 | 16 | 16 | 16 | 16 | 0 | 0 | 3.5 | 3.5 | 3.5 | 3.5 | 3.5 | 3.5 | 3.5 | 0 | 0 | 62.3955 | 62.2744 | 60.7946 | 63.8986 | 67.513 | 80.2031 | 85.3772 |  |  | 377.5 | 377.5 | 377.5 | 377.5 | 377.5 | 377.5 | 377.5 |  |  | 30.92% | 93% | 93% | 93% | 93% | 93% | 92.88% | Early Power
| 16 | TT1PP | SouthEast Ghana Group | Oil/Gas | Oil/Gas Combustion | 0 | 0 | 0 | 0 | 0 | 0 | 0 | 0 | 0 | 0 | 0 | 0 | 0 | 0 | 0 | 0 | 0 | 0 | 14.3 | 14.3 | 14.3 | 14.3 | 14.3 | 14.3 | 14.3 | 14.3 | 14.3 | 0 | 0 | 0 | 0 | 0 | 0 | 0 | 0 | 0 | 0 | 0 | 0 | 0 | 0 | 0 | 0 | 0 | 0 | 100 | 100 | 100 | 100 | 100 | 100 | 100 | 100 | 100 | 0% | 0% | 0% | 0% | 0% | 0% | 0% | 0% | 0% | TT1PP
| 17 | KTPP | SouthEast Ghana Group | Oil/Gas | Oil/Gas Combustion | 0.33667 | 0 | 0.22742 | 0 | 0 | 0 | 0 | 0 | 0 | 30.8874 | 0 | 20.8642 | 0 | 0 | 0 | 0 | 0 | 0 | 12.3 | 12.3 | 12.3 | 12.3 | 12.3 | 12.3 | 12.3 | 12.3 | 12.3 | 3.5 | 0 | 3.5 | 0 | 0 | 0 | 0 | 0 | 0 | 126.5585 | 0 | 90.6815 | 0 | 0 | 0 | 0 | 0 | 0 | 200 | 200 | 200 | 200 | 200 | 200 | 200 | 200 | 200 | 1.763% | 0% | 1.191% | 0% | 0% | 0% | 0% | 0% | 0% | KTPP
| 18 | Trojan 1 | SouthEast Ghana Group | Oil/Gas | Oil/Gas Combustion | 0.41408 | 0 | 0 | 0 | 0 | 0 | 0 | 0 | 0 | 49.0614 | 0 | 0 | 0 | 0 | 0 | 0 | 0 | 0 | 34 | 34 | 34 | 34 | 0 | 0 | 0 | 0 | 0 | 5.5 | 0 | 0 | 0 | 0 | 0 | 0 | 0 | 0 | 97.9957 | 0 | 0 | 0 | 0 | 0 | 0 | 0 | 0 | 24.96 | 24.96 | 24.96 | 24.96 | [5 empty] | 22.44% | 0% | 0% | 0% | [5 empty] | Trojan 1
| 19 | MRP | SouthEast Ghana Group | Oil/Gas | Oil/Gas Combustion | 0 | 0 | 0 | 0 | 0 | 0 | 0 | 0 | 0 | 0 | 0 | 0 | 0 | 0 | 0 | 0 | 0 | 0 | 12.5737 | 12.5737 | 12.5737 | 12.5737 | 12.5737 | 12.5737 | 12.5737 | 12.5737 | 12.5737 | 0 | 0 | 0 | 0 | 0 | 0 | 0 | 0 | 0 | 0 | 0 | 0 | 0 | 0 | 0 | 0 | 0 | 0 | 70 | 70 | 70 | 70 | 70 | 70 | 70 | 70 | 70 | 0% | 0% | 0% | 0% | 0% | 0% | 0% | 0% | 0% | MRP
| 20 | Safisana | SouthEast Ghana Group | Biogas | Biogas | 0.010052 | 0.010052 | 0 | 0 | 0.010052 | 0.010052 | 0.010052 | 0.010052 | 0.010052 | 0.7446 | 0.7446 | 0 | 0 | 0.7446 | 0.7446 | 0.7446 | 0.7446 | 0.7446 | 35 | 35 | 35 | 35 | 35 | 35 | 35 | 35 | 35 | 4.2 | 4.2 | 0 | 0 | 4.2 | 4.2 | 4.2 | 4.2 | 4.2 | 40.5 | 40.5 | 0 | 0 | 40.5 | 40.5 | 40.5 | 40.5 | 40.5 | 0.1 | 0.1 | 0.1 | 0.1 | 0.1 | 0.1 | 0.1 | 0.1 | 0.1 | 85% | 85% | 0% | 0% | 85% | 85% | 85% | 85% | 85% | Safisana
| 21 | TT2PP | SouthEast Ghana Group | Gas | Gas Combustion Turbine | 0.53258 | 0 | 0 | 0 | 0 | 0 | 0.049681 | 0 | 0 | 54.7924 | 0 | 0 | 0 | 0 | 0 | 5.1112 | 0 | 0 | 12.1007 | 12.1007 | 12.1007 | 12.1007 | 12.1007 | 12.1007 | 12.1007 | 12.1007 | 12.1007 | 4.5 | 0 | 0 | 0 | 0 | 0 | 4.5 | 0 | 0 | 79.8984 | 0 | 0 | 0 | 0 | 0 | 88.5522 | 0 | 0 | 45 | 45 | 45 | 45 | 45 | 45 | 45 | 45 | 45 | 13.9% | 0% | 0% | 0% | 0% | 0% | 1.297% | 0% | 0% | TT2PP
| 22 | SAPP 1 | SouthEast Ghana Group | Gas | Gas Combustion Turbine | 3.0668 | 0 | 0 | 0 | 0 | 0 | 4.906 | 0.038114 | 0 | 328.6992 | 0 | 0 | 0 | 0 | 0 | 525.8351 | 4.0851 | 0 | 11.83 | 11.83 | 11.83 | 11.83 | 11.83 | 11.83 | 11.83 | 11.83 | 11.83 | 4.5 | 0 | 0 | 0 | 0 | 0 | 4.5 | 4.5 | 0 | 76.6926 | 0 | 0 | 0 | 0 | 0 | 96.193 | 75.0158 | 0 | 180 | 180 | 180 | 180 | 180 | 180 | 180 | 180 | 180 | 20.85% | 0% | 0% | 0% | 0% | 0% | 33.35% | 0.2591% | 0% | SAPP 1
| 23 | Trojan 3 | SouthEast Ghana Group | Gas | Gas Combustion Turbine | 0 | 0 | 0 | 0 | 0 | 0 | 0 | 0 | 0 | 0 | 0 | 0 | 0 | 0 | 0 | 0 | 0 | 0 | 0 | 34 | 34 | 34 | 0 | 0 | 0 | 0 | 0 | 0 | 0 | 0 | 0 | 0 | 0 | 0 | 0 | 0 | 0 | 0 | 0 | 0 | 0 | 0 | 0 | 0 | 0 |  | 49.92 | 49.92 | 49.92 | [6 empty] | 0% | 0% | 0% | [5 empty] | Trojan 3
| 24 | Ameri_2016 | SouthWest Ghana Group | Gas | Gas Combustion Turbine | 0.43824 | 0 | 18.427 | 0 | 0 | 0 | 0 | 0 | 0 | 43.1252 | 0 | 1813.32 | 0 | 0 | 0 | 0 | 0 | 0 | 14.54 | 14.54 | 14.54 | 14.54 | 0 | 0 | 0 | 0 | 0 | 5 | 0 | 5 | 0 | 0 | 0 | 0 | 0 | 0 | 74.9854 | 0 | 84.5417 | 0 | 0 | 0 | 0 | 0 | 0 | 230 | 230 | 230 | 230 | [5 empty] | 2.14% | 0% | 90% | 0% | [5 empty] | Ameri_2016
| 25 | Ameri_2021 | SouthWest Ghana Group | Gas | Gas Combustion Turbine | 0 | 0 | 0 | 0 | 0 | 0 | 0.010425 | 0 | 0 | 0 | 0 | 0 | 0 | 0 | 0 | 1.0259 | 0 | 0 | 0 | 0 | 0 | 0 | 14.54 | 14.54 | 14.54 | 14.54 | 14.54 | 0 | 0 | 0 | 0 | 0 | 0 | 4.17 | 0 | 0 | 0 | 0 | 0 | 0 | 0 | 0 | 82.282 | 0 | 0 |  |  |  |  | 230 | 230 | 230 | 230 | 230 |  |  |  |  | 0% | 0% | 0.05092% | 0% | 0% | Ameri_2021
| 26 | Bui | Northern Ghana Group | Water | Hydro | 0 | 0 | 0 | 0 | 0 | 0 | 0 | 0 | 0 | 669.5865 | 669.5862 | 669.5866 | 669.5862 | 660.7765 | 660.776 | 639.6313 | 614.9627 | 614.9622 | 27.74 | 27.74 | 27.74 | 27.74 | 27.74 | 27.74 | 27.74 | 27.74 | 27.74 | 1.63 | 1.63 | 1.63 | 1.63 | 1.63 | 1.63 | 1.63 | 1.63 | 1.63 | 0 | 0 | 0 | 0 | 0 | 0 | 0 | 0 | 0 | 330 | 330 | 330 | 330 | 330 | 330 | 330 | 330 | 330 | 23.16% | 23.16% | 23.16% | 23.16% | 22.86% | 22.86% | 22.13% | 21.27% | 21.27% | Bui
| 27 | Akosombo | SouthEast Ghana Group | Water | Hydro | 0 | 0 | 0 | 0 | 0 | 0 | 0 | 0 | 0 | 3681.6907 | 3681.6895 | 4016.3895 | 4016.3886 | 4245.5408 | 4245.5418 | 3791.3369 | 3261.433 | 3261.4332 | 9.16 | 9.16 | 9.16 | 9.16 | 9.16 | 9.16 | 9.16 | 9.16 | 9.16 | 0.98 | 0.98 | 0.98 | 0.98 | 0.98 | 0.98 | 0.98 | 0.98 | 0.98 | 0 | 0 | 0 | 0 | 0 | 0 | 0 | 0 | 0 | 900 | 900 | 900 | 900 | 900 | 900 | 900 | 900 | 900 | 46.7% | 46.7% | 50.94% | 50.94% | 53.85% | 53.85% | 48.09% | 41.37% | 41.37% | Akosombo
| 28 | Kpong | SouthEast Ghana Group | Water | Hydro | 0 | 0 | 0 | 0 | 0 | 0 | 0 | 0 | 0 | 722.7074 | 722.7074 | 788.408 | 788.408 | 833.861 | 833.861 | 745.8932 | 643.2641 | 643.2642 | 9.16 | 9.16 | 9.16 | 9.16 | 9.16 | 9.16 | 9.16 | 9.16 | 9.16 | 0.98 | 0.98 | 0.98 | 0.98 | 0.98 | 0.98 | 0.98 | 0.98 | 0.98 | 0 | 0 | 0 | 0 | 0 | 0 | 0 | 0 | 0 | 140 | 140 | 140 | 140 | 140 | 140 | 140 | 140 | 140 | 58.93% | 58.93% | 64.29% | 64.29% | 67.99% | 67.99% | 60.82% | 52.45% | 52.45% | Kpong
| 29 | Cote d'Ivoire Dummy | Cote d'Ivoire | Water | Hydro | 0 | 0 | 0 | 0 | 0 | 0 | 0 | 0 | 0 | 814.6801 | 814.6801 | 10 | 562.6924 | 814.6805 | 814.6803 | 814.6797 | 814.6805 | 814.6796 | 0 | 0 | 0 | 0 | 0 | 0 | 0 | 0 | 0 | 10 | 10 | 10 | 10 | 10 | 10 | 10 | 10 | 10 | 0 | 0 | 0 | 0 | 0 | 0 | 0 | 0 | 0 | 150 | 150 | 150 | 150 | 150 | 150 | 150 | 150 | 150 | 62% | 62% | 0.761% | 42.82% | 62% | 62% | 62% | 62% | 62% | Cote d'Ivoire Dummy
| 30 | Burkina Dummy | Burkina Group | Water | Hydro | 0 | 0 | 0 | 0 | 0 | 0 | 0 | 0 | 0 | 0.438 | 0.438 | 0.438 | 0.438 | 4.818 | 4.818 | 4.818 | 4.818 | 4.818 | 0 | 0 | 0 | 0 | 0 | 0 | 0 | 0 | 0 | 10 | 10 | 10 | 10 | 10 | 10 | 10 | 10 | 10 | 0 | 0 | 0 | 0 | 0 | 0 | 0 | 0 | 0 | 10 | 10 | 10 | 10 | 110 | 110 | 110 | 110 | 110 | 0.5% | 0.5% | 0.5% | 0.5% | 0.5% | 0.5% | 0.5% | 0.5% | 0.5% | Burkina Dummy
| 31 | VRA Solar | Northern Ghana Group | Sun | Solar PV | 0 | 0 | 0 | 0 | 0 | 0 | 0 | 0 | 0 | 2.7132 | 2.7132 | 2.7132 | 2.7132 | 2.7132 | 2.7132 | 2.7132 | 2.7132 | 2.7132 | 0 | 0 | 0 | 0 | 0 | 0 | 0 | 0 | 0 | 0 | 0 | 0 | 0 | 0 | 0 | 0 | 0 | 0 | 0 | 0 | 0 | 0 | 0 | 0 | 0 | 0 | 0 | 1.8 | 1.8 | 1.8 | 1.8 | 1.8 | 1.8 | 1.8 | 1.8 | 1.8 | 17.21% | 17.21% | 17.21% | 17.21% | 17.21% | 17.21% | 17.21% | 17.21% | 17.21% | VRA Solar
| 32 | BXC Solar | SouthEast Ghana Group | Sun | Solar PV | 0 | 0 | 0 | 0 | 0 | 0 | 0 | 0 | 0 | 24.0159 | 24.0159 | 24.0159 | 24.0159 | 24.0159 | 24.0159 | 24.0159 | 24.0159 | 0 | 0 | 0 | 0 | 0 | 0 | 0 | 0 | 0 | 0 | 0 | 0 | 0 | 0 | 0 | 0 | 0 | 0 | 0 | 0 | 0 | 0 | 0 | 0 | 0 | 0 | 0 | 0 | 18 | 18 | 18 | 18 | 18 | 18 | 18 | 18 |  | 15.23% | 15.23% | 15.23% | 15.23% | 15.23% | 15.23% | 15.23% | 15.23% |  | BXC Solar
| 37 | ASHA BIOMASS 2020 | Ashanti Group | Biomass | Biomass Combustion | 0 | 0 | 0 | 0 | 1.0052 | 1.0052 | 1.0052 | 1.0052 | 1.0052 | 0 | 0 | 0 | 0 | 74.46 | 74.46 | 74.46 | 74.46 | 74.46 | 0 | 0 | 0 | 0 | 130 | 130 | 130 | 130 | 130 | 0 | 0 | 0 | 0 | 4.5 | 4.5 | 4.5 | 4.5 | 4.5 | 0 | 0 | 0 | 0 | 67.5 | 67.5 | 67.5 | 67.5 | 67.5 |  |  |  |  | 10 | 10 | 10 | 10 | 10 |  |  |  |  | 85% | 85% | 85% | 85% | 85% | ASHA BIOMASS 2020
| 38 | NORT BIOMASS 2018 | Northern Ghana Group | Biomass | Biomass Combustion | 0 | 0 | 0 | 0 | 6.0313 | 6.0313 | 6.0313 | 6.0313 | 6.0313 | 0 | 0 | 0 | 0 | 446.76 | 446.76 | 446.76 | 446.76 | 446.76 | 0 | 0 | 0 | 0 | 130 | 130 | 130 | 130 | 130 | 0 | 0 | 0 | 0 | 4.5 | 4.5 | 4.5 | 4.5 | 4.5 | 0 | 0 | 0 | 0 | 67.5 | 67.5 | 67.5 | 67.5 | 67.5 |  |  |  |  | 60 | 60 | 60 | 60 | 60 |  |  |  |  | 85% | 85% | 85% | 85% | 85% | NORT BIOMASS 2018
| 39 | SOUT BIOMASS 2018 | SouthEast Ghana Group | Biomass | Biomass Combustion | 0 | 0 | 0 | 0 | 1.0052 | 1.0052 | 1.0052 | 1.0052 | 1.0052 | 0 | 0 | 0 | 0 | 74.46 | 74.46 | 74.46 | 74.46 | 74.46 | 0 | 0 | 0 | 0 | 130 | 130 | 130 | 130 | 130 | 0 | 0 | 0 | 0 | 4.5 | 4.5 | 4.5 | 4.5 | 4.5 | 0 | 0 | 0 | 0 | 67.5 | 67.5 | 67.5 | 67.5 | 67.5 |  |  |  |  | 10 | 10 | 10 | 10 | 10 |  |  |  |  | 85% | 85% | 85% | 85% | 85% | SOUT BIOMASS 2018
| 40 | SOUT BIOMASS 2018 | SouthWest Ghana Group | Biomass | Biomass Combustion | 0 | 0 | 0 | 0 | 1.5078 | 1.5078 | 1.5078 | 1.5078 | 1.5078 | 0 | 0 | 0 | 0 | 111.69 | 111.69 | 111.69 | 111.69 | 111.69 | 0 | 0 | 0 | 0 | 130 | 130 | 130 | 130 | 130 | 0 | 0 | 0 | 0 | 4.5 | 4.5 | 4.5 | 4.5 | 4.5 | 0 | 0 | 0 | 0 | 67.5 | 67.5 | 67.5 | 67.5 | 67.5 |  |  |  |  | 15 | 15 | 15 | 15 | 15 |  |  |  |  | 85% | 85% | 85% | 85% | 85% | SOUT BIOMASS 2018
| 41 | SOUT COAL STEAM TURBINE 2023 | SouthWest Ghana Group | Coal | Coal Steam Turbine | 0 | 0 | 0 | 0 | 0 | 4.8069 | 0 | 7.5667 | 0 | 0 | 0 | 0 | 0 | 0 | 546.243 | 0 | 859.8492 | 0 | 0 | 0 | 0 | 0 | 0 | 65 | 65 | 65 | 65 | 0 | 0 | 0 | 0 | 0 | 6.034 | 0 | 6.034 | 0 | 0 | 0 | 0 | 0 | 0 | 28.6501 | 0 | 30.4486 | 0 | [5 empty] | 115.478 | 115.478 | 115.478 | 115.478 | [5 empty] | 54% | 0% | 85% | 0% | SOUT COAL STEAM TURBINE 2023
| 45 | SOUT COMBINED CYCLE 2019 | SouthEast Ghana Group | Oil/Gas | Oil/Gas Combined Cycle | 0 | 0 | 0 | 0 | 5.3104 | 5.3104 | 5.3104 | 44.5641 | 115.9076 | 0 | 0 | 0 | 0 | 732.4648 | 732.4648 | 732.4648 | 6146.778 | 15987.2598 | 0 | 0 | 0 | 0 | 15 | 15 | 15 | 15 | 15 | 0 | 0 | 0 | 0 | 3.48 | 3.48 | 3.48 | 3.48 | 3.48 | 0 | 0 | 0 | 0 | 57.0834 | 66.9814 | 59.2189 | 74.4447 | 81.9134 | 0 | 0 | 0 | 0 | 92.9052 | 92.9052 | 92.9052 | 779.6522 | 2027.8122 | 0% | 0% | 0% | 0% | 90% | 90% | 90% | 90% | 90% | SOUT COMBINED CYCLE 2019
| 46 | SOUT COMBINED CYCLE 2018 | SouthWest Ghana Group | Oil/Gas | Oil/Gas Combined Cycle | 0 | 0 | 0 | 0 | 9.7208 | 9.7208 | 9.7208 | 9.7208 | 9.7208 | 0 | 0 | 0 | 0 | 1340.7968 | 1340.797 | 1340.7964 | 1340.7963 | 1340.7968 | 0 | 0 | 0 | 0 | 15 | 15 | 15 | 15 | 15 | 0 | 0 | 0 | 0 | 3.48 | 3.48 | 3.48 | 3.48 | 3.48 | 0 | 0 | 0 | 0 | 57.0834 | 66.0138 | 67.1384 | 67.0047 | 82.5313 |  |  |  |  | 170.065 | 170.065 | 170.065 | 170.065 | 170.065 |  |  |  |  | 90% | 90% | 90% | 90% | 90% | SOUT COMBINED CYCLE 2018
| 53 | SOUT HYDRO SMALL 2023 | SouthWest Ghana Group | Water | Hydro | 0 | 0 | 0 | 0 | 0 | 0 | 0 | 0 | 0 | 0 | 0 | 0 | 0 | 180.442 | 180.442 | 180.442 | 180.442 | 180.442 | 0 | 0 | 0 | 0 | 45 | 45 | 45 | 45 | 45 | 0 | 0 | 0 | 0 | 3 | 3 | 3 | 3 | 3 | 0 | 0 | 0 | 0 | 0 | 0 | 0 | 0 | 0 |  |  |  |  | 57.0198 | 57.0198 | 57.0198 | 57.0198 | 57.0198 |  |  |  |  | 36.12% | 36.12% | 36.12% | 36.12% | 36.12% | SOUT HYDRO SMALL 2023
| 54 | ASHA INTERRUPTIBLE 2016 | Ashanti Group | Interruptible | Interruptible | 0 | 0 | 0 | 0 | 0 | 0 | 0 | 0 | 0 | 0 | 0 | 0 | 0 | 0 | 0 | 0 | 0 | 0 | 0 | 0 | 0 | 0 | 0 | 0 | 0 | 0 | 0 | 0 | 0 | 0 | 0 | 0 | 0 | 0 | 0 | 0 | 0 | 0 | 0 | 0 | 0 | 0 | 0 | 0 | 0 | 129.301 | 217.102 | [7 empty] | 0% | 0% | [7 empty] | ASHA INTERRUPTIBLE 2016
| 62 | SOUT NUCLEAR 2030 | SouthWest Ghana Group | Uranium | Nuclear | 0 | 0 | 0 | 0 | 0 | 0 | 0 | 39.4392 | 39.4392 | 0 | 0 | 0 | 0 | 0 | 0 | 0 | 3829.0486 | 3829.0486 | 0 | 0 | 0 | 0 | 0 | 0 | 0 | 100 | 100 | 0 | 0 | 0 | 0 | 0 | 0 | 0 | 2.3 | 2.3 | 0 | 0 | 0 | 0 | 0 | 0 | 0 | 13.184 | 13.184 | 0 | 0 | 0 | 0 | 0 | 0 | 0 | 460.112 | 460.112 | 0% | 0% | 0% | 0% | 0% | 0% | 0% | 95% | 95% | SOUT NUCLEAR 2030
| 63 | ASHA SOLAR PV 2020 | Ashanti Group | Sun | Solar PV | 0 | 0 | 0 | 0 | 0 | 0 | 0 | 0 | 0 | 0 | 0 | 0 | 9.5063 | 34.8564 | 34.8564 | 34.8564 | 34.8564 | 34.8564 | 0 | 0 | 0 | 24.8 | 24.8 | 24.8 | 24.8 | 24.8 | 24.8 | 0 | 0 | 0 | 0 | 0 | 0 | 0 | 0 | 0 | 0 | 0 | 0 | 0 | 0 | 0 | 0 | 0 | 0 | 0 | 0 | 0 | 7.5 | 27.5 | 27.5 | 27.5 | 27.5 | 27.5 | 0% | 0% | 0% | 14.47% | 14.47% | 14.47% | 14.47% | 14.47% | 14.47% | ASHA SOLAR PV 2020
| 64 | ASHA SOLAR PV 2026 | Ashanti Group | Sun | Solar PV | 0 | 0 | 0 | 0 | 0 | 0 | 0 | 0 | 0 | 0 | 0 | 0 | 0 | 0 | 25.3501 | 76.0503 | 101.4004 | 101.4004 | 0 | 0 | 0 | 0 | 0 | 24.8 | 24.8 | 24.8 | 24.8 | 0 | 0 | 0 | 0 | 0 | 0 | 0 | 0 | 0 | 0 | 0 | 0 | 0 | 0 | 0 | 0 | 0 | 0 | 0 | 0 | 0 | 0 | 0 | 20 | 60 | 80 | 80 | 0% | 0% | 0% | 0% | 0% | 14.47% | 14.47% | 14.47% | 14.47% | ASHA SOLAR PV 2026
| 65 | ASHA SOLAR PV 2035 | Ashanti Group | Sun | Solar PV | 0 | 0 | 0 | 0 | 0 | 0 | 0 | 0 | 0 | 0 | 0 | 0 | 0 | 0 | 0 | 0 | 25.3501 | 139.4256 | 0 | 0 | 0 | 0 | 0 | 0 | 0 | 25 | 25 | 0 | 0 | 0 | 0 | 0 | 0 | 0 | 0 | 0 | 0 | 0 | 0 | 0 | 0 | 0 | 0 | 0 | 0 | 0 | 0 | 0 | 0 | 0 | 0 | 0 | 20 | 110 | 0% | 0% | 0% | 0% | 0% | 0% | 0% | 14.47% | 14.47% | ASHA SOLAR PV 2035
| 66 | SOUT SOLAR PV 2020 | SouthWest Ghana Group | Sun | Solar PV | 0 | 0 | 0 | 0 | 0 | 0 | 0 | 0 | 0 | 0 | 0 | 0 | 19.0126 | 44.3627 | 44.3627 | 44.3627 | 44.3627 | 44.3627 | 0 | 0 | 0 | 24.8 | 24.8 | 24.8 | 24.8 | 24.8 | 24.8 | 0 | 0 | 0 | 0 | 0 | 0 | 0 | 0 | 0 | 0 | 0 | 0 | 0 | 0 | 0 | 0 | 0 | 0 | 0 | 0 | 0 | 15 | 35 | 35 | 35 | 35 | 35 | 0% | 0% | 0% | 14.47% | 14.47% | 14.47% | 14.47% | 14.47% | 14.47% | SOUT SOLAR PV 2020
| 67 | SOUT SOLAR PV 2026 | SouthWest Ghana Group | Sun | Solar PV | 0 | 0 | 0 | 0 | 0 | 0 | 0 | 0 | 0 | 0 | 0 | 0 | 0 | 0 | 25.3501 | 50.7002 | 63.3753 | 63.3753 | 0 | 0 | 0 | 0 | 0 | 24.8 | 24.8 | 24.8 | 24.8 | 0 | 0 | 0 | 0 | 0 | 0 | 0 | 0 | 0 | 0 | 0 | 0 | 0 | 0 | 0 | 0 | 0 | 0 | [5 empty] | 20 | 40 | 50 | 50 | [5 empty] | 14.47% | 14.47% | 14.47% | 14.47% | SOUT SOLAR PV 2026
| 68 | SOUT SOLAR PV 2035 | SouthWest Ghana Group | Sun | Solar PV | 0 | 0 | 0 | 0 | 0 | 0 | 0 | 0 | 0 | 0 | 0 | 0 | 0 | 0 | 0 | 0 | 25.3501 | 114.0755 | 0 | 0 | 0 | 0 | 0 | 0 | 0 | 25 | 25 | 0 | 0 | 0 | 0 | 0 | 0 | 0 | 0 | 0 | 0 | 0 | 0 | 0 | 0 | 0 | 0 | 0 | 0 | 0 | 0 | 0 | 0 | 0 | 0 | 0 | 20 | 90 | 0% | 0% | 0% | 0% | 0% | 0% | 0% | 14.47% | 14.47% | SOUT SOLAR PV 2035
| 69 | NORT SOLAR PV 2018 | Northern Ghana Group | Sun | Solar PV | 0 | 0 | 0 | 0 | 0 | 0 | 0 | 0 | 0 | 0 | 0 | 71.598 | 71.598 | 71.598 | 71.598 | 71.598 | 71.598 | 71.598 | 0 | 0 | 24.8 | 24.8 | 24.8 | 24.8 | 24.8 | 24.8 | 24.8 | 0 | 0 | 0 | 0 | 0 | 0 | 0 | 0 | 0 | 0 | 0 | 0 | 0 | 0 | 0 | 0 | 0 | 0 |  |  | 50 | 50 | 50 | 50 | 50 | 50 | 50 |  |  | 16.35% | 16.35% | 16.35% | 16.35% | 16.35% | 16.35% | 16.35% | NORT SOLAR PV 2018
| 70 | NORT SOLAR PV 2020 | Northern Ghana Group | Sun | Solar PV | 0 | 0 | 0 | 0 | 0 | 0 | 0 | 0 | 0 | 0 | 0 | 0 | 107.3971 | 393.7893 | 393.7893 | 393.7893 | 393.7893 | 393.7893 | 0 | 0 | 0 | 24.8 | 24.8 | 24.8 | 24.8 | 24.8 | 24.8 | 0 | 0 | 0 | 0 | 0 | 0 | 0 | 0 | 0 | 0 | 0 | 0 | 0 | 0 | 0 | 0 | 0 | 0 | 0 | 0 | 0 | 75 | 275 | 275 | 275 | 275 | 275 | 0% | 0% | 0% | 16.35% | 16.35% | 16.35% | 16.35% | 16.35% | 16.35% | NORT SOLAR PV 2020
| 71 | NORT SOLAR PV 2023 | Northern Ghana Group | Sun | Solar PV | 0 | 0 | 0 | 0 | 0 | 0 | 0 | 0 | 0 | 0 | 0 | 0 | 0 | 143.1961 | 286.3922 | 286.3922 | 286.3922 | 286.3922 | 0 | 0 | 0 | 0 | 24.8 | 24.8 | 24.8 | 24.8 | 24.8 | 0 | 0 | 0 | 0 | 0 | 0 | 0 | 0 | 0 | 0 | 0 | 0 | 0 | 0 | 0 | 0 | 0 | 0 | 0 | 0 | 0 | 0 | 100 | 200 | 200 | 200 | 200 | 0% | 0% | 0% | 0% | 16.35% | 16.35% | 16.35% | 16.35% | 16.35% | NORT SOLAR PV 2023
| 72 | NORT SOLAR PV 2026 | Northern Ghana Group | Sun | Solar PV | 0 | 0 | 0 | 0 | 0 | 0 | 0 | 0 | 0 | 0 | 0 | 0 | 0 | 0 | 143.1961 | 429.5883 | 429.5883 | 429.5883 | 0 | 0 | 0 | 0 | 0 | 24.8 | 24.8 | 24.8 | 24.8 | 0 | 0 | 0 | 0 | 0 | 0 | 0 | 0 | 0 | 0 | 0 | 0 | 0 | 0 | 0 | 0 | 0 | 0 | 0 | 0 | 0 | 0 | 0 | 100 | 300 | 300 | 300 | 0% | 0% | 0% | 0% | 0% | 16.35% | 16.35% | 16.35% | 16.35% | NORT SOLAR PV 2026
| 73 | NORT SOLAR PV 2030 | Northern Ghana Group | Sun | Solar PV | 0 | 0 | 0 | 0 | 0 | 0 | 0 | 0 | 0 | 0 | 0 | 0 | 0 | 0 | 0 | 71.598 | 357.9902 | 357.9902 | 0 | 0 | 0 | 0 | 0 | 0 | 24.8 | 24.8 | 24.8 | 0 | 0 | 0 | 0 | 0 | 0 | 0 | 0 | 0 | 0 | 0 | 0 | 0 | 0 | 0 | 0 | 0 | 0 | 0 | 0 | 0 | 0 | 0 | 0 | 50 | 250 | 250 | 0% | 0% | 0% | 0% | 0% | 0% | 16.35% | 16.35% | 16.35% | NORT SOLAR PV 2030
| 74 | NORT SOLAR PV 2035 | Northern Ghana Group | Sun | Solar PV | 0 | 0 | 0 | 0 | 0 | 0 | 0 | 0 | 0 | 0 | 0 | 0 | 0 | 0 | 0 | 0 | 143.1961 | 859.1766 | 0 | 0 | 0 | 0 | 0 | 0 | 0 | 24.8 | 24.8 | 0 | 0 | 0 | 0 | 0 | 0 | 0 | 0 | 0 | 0 | 0 | 0 | 0 | 0 | 0 | 0 | 0 | 0 | 0 | 0 | 0 | 0 | 0 | 0 | 0 | 100 | 600 | 0% | 0% | 0% | 0% | 0% | 0% | 0% | 16.35% | 16.35% | NORT SOLAR PV 2035
| 76 | SOUT SOLAR PV 2020 | SouthEast Ghana Group | Sun | Solar PV | 0 | 0 | 0 | 0 | 0 | 0 | 0 | 0 | 0 | 0 | 0 | 0 | 44.3627 | 171.1132 | 171.1132 | 171.1132 | 171.1132 | 171.1132 | 0 | 0 | 0 | 24.8 | 24.8 | 24.8 | 24.8 | 24.8 | 24.8 | 0 | 0 | 0 | 0 | 0 | 0 | 0 | 0 | 0 | 0 | 0 | 0 | 0 | 0 | 0 | 0 | 0 | 0 | 0 | 0 | 0 | 35 | 135 | 135 | 135 | 135 | 135 | 0% | 0% | 0% | 14.47% | 14.47% | 14.47% | 14.47% | 14.47% | 14.47% | SOUT SOLAR PV 2020
| 77 | SOUT SOLAR PV 2026 | SouthEast Ghana Group | Sun | Solar PV | 0 | 0 | 0 | 0 | 0 | 0 | 0 | 0 | 0 | 0 | 0 | 0 | 0 | 0 | 63.3753 | 443.6268 | 570.3773 | 570.3773 | 0 | 0 | 0 | 0 | 0 | 24.8 | 24.8 | 24.8 | 24.8 | 0 | 0 | 0 | 0 | 0 | 0 | 0 | 0 | 0 | 0 | 0 | 0 | 0 | 0 | 0 | 0 | 0 | 0 | 0 | 0 | 0 | 0 | 0 | 50 | 350 | 450 | 450 | 0% | 0% | 0% | 0% | 0% | 14.47% | 14.47% | 14.47% | 14.47% | SOUT SOLAR PV 2026
| 78 | SOUT SOLAR PV 2035 | SouthEast Ghana Group | Sun | Solar PV | 0 | 0 | 0 | 0 | 0 | 0 | 0 | 0 | 0 | 0 | 0 | 0 | 0 | 0 | 0 | 0 | 126.7505 | 570.3773 | 0 | 0 | 0 | 0 | 0 | 0 | 0 | 25 | 25 | 0 | 0 | 0 | 0 | 0 | 0 | 0 | 0 | 0 | 0 | 0 | 0 | 0 | 0 | 0 | 0 | 0 | 0 | 0 | 0 | 0 | 0 | 0 | 0 | 0 | 100 | 450 | 0% | 0% | 0% | 0% | 0% | 0% | 0% | 14.47% | 14.47% | SOUT SOLAR PV 2035
| 80 | SOUT SOLAR PV 2020 | SouthWest Ghana Group | Sun | Solar PV | 0 | 0 | 0 | 0 | 0 | 0 | 0 | 0 | 0 | 0 | 0 | 0 | 57.0377 | 133.088 | 133.088 | 133.088 | 133.088 | 133.088 | 0 | 0 | 0 | 24.8 | 24.8 | 24.8 | 24.8 | 24.8 | 24.8 | 0 | 0 | 0 | 0 | 0 | 0 | 0 | 0 | 0 | 0 | 0 | 0 | 0 | 0 | 0 | 0 | 0 | 0 | 0 | 0 | 0 | 45 | 105 | 105 | 105 | 105 | 105 | 0% | 0% | 0% | 14.47% | 14.47% | 14.47% | 14.47% | 14.47% | 14.47% | SOUT SOLAR PV 2020
| 81 | SOUT SOLAR PV 2026 | SouthWest Ghana Group | Sun | Solar PV | 0 | 0 | 0 | 0 | 0 | 0 | 0 | 0 | 0 | 0 | 0 | 0 | 0 | 0 | 50.7002 | 253.501 | 304.2012 | 304.2012 | 0 | 0 | 0 | 0 | 0 | 24.8 | 24.8 | 24.8 | 24.8 | 0 | 0 | 0 | 0 | 0 | 0 | 0 | 0 | 0 | 0 | 0 | 0 | 0 | 0 | 0 | 0 | 0 | 0 | 0 | 0 | 0 | 0 | 0 | 40 | 200 | 240 | 240 | 0% | 0% | 0% | 0% | 0% | 14.47% | 14.47% | 14.47% | 14.47% | SOUT SOLAR PV 2026
| 82 | SOUT SOLAR PV 2035 | SouthWest Ghana Group | Sun | Solar PV | 0 | 0 | 0 | 0 | 0 | 0 | 0 | 0 | 0 | 0 | 0 | 0 | 0 | 0 | 0 | 0 | 25.3501 | 304.2012 | 0 | 0 | 0 | 0 | 0 | 0 | 0 | 25 | 25 | 0 | 0 | 0 | 0 | 0 | 0 | 0 | 0 | 0 | 0 | 0 | 0 | 0 | 0 | 0 | 0 | 0 | 0 | 0 | 0 | 0 | 0 | 0 | 0 | 0 | 20 | 240 | 0% | 0% | 0% | 0% | 0% | 0% | 0% | 14.47% | 14.47% | SOUT SOLAR PV 2035
| 83 | SOUT SOLAR PV 2020 | SouthEast Ghana Group | Sun | Solar PV | 0 | 0 | 0 | 0 | 0 | 0 | 0 | 0 | 0 | 0 | 0 | 0 | 19.0126 | 19.0126 | 19.0126 | 19.0126 | 19.0126 | 19.0126 | 0 | 0 | 0 | 24.8 | 24.8 | 24.8 | 24.8 | 24.8 | 24.8 | 0 | 0 | 0 | 0 | 0 | 0 | 0 | 0 | 0 | 0 | 0 | 0 | 0 | 0 | 0 | 0 | 0 | 0 | 0 | 0 | 0 | 15 | 15 | 15 | 15 | 15 | 15 | 0% | 0% | 0% | 14.47% | 14.47% | 14.47% | 14.47% | 14.47% | 14.47% | SOUT SOLAR PV 2020
| 84 | SOUT SOLAR PV 2026 | SouthEast Ghana Group | Sun | Solar PV | 0 | 0 | 0 | 0 | 0 | 0 | 0 | 0 | 0 | 0 | 0 | 0 | 0 | 0 | 25.3501 | 50.7002 | 76.0503 | 76.0503 | 0 | 0 | 0 | 0 | 0 | 24.8 | 24.8 | 24.8 | 24.8 | 0 | 0 | 0 | 0 | 0 | 0 | 0 | 0 | 0 | 0 | 0 | 0 | 0 | 0 | 0 | 0 | 0 | 0 | 0 | 0 | 0 | 0 | 0 | 20 | 40 | 60 | 60 | 0% | 0% | 0% | 0% | 0% | 14.47% | 14.47% | 14.47% | 14.47% | SOUT SOLAR PV 2026
| 85 | SOUT SOLAR PV 2035 | SouthEast Ghana Group | Sun | Solar PV | 0 | 0 | 0 | 0 | 0 | 0 | 0 | 0 | 0 | 0 | 0 | 0 | 0 | 0 | 0 | 0 | 25.3501 | 76.0503 | 0 | 0 | 0 | 0 | 0 | 0 | 0 | 25 | 25 | 0 | 0 | 0 | 0 | 0 | 0 | 0 | 0 | 0 | 0 | 0 | 0 | 0 | 0 | 0 | 0 | 0 | 0 | 0 | 0 | 0 | 0 | 0 | 0 | 0 | 20 | 60 | 0% | 0% | 0% | 0% | 0% | 0% | 0% | 14.47% | 14.47% | SOUT SOLAR PV 2035
| 86 | ASHA SOLAR PV WITH STORAGE 2020 | Ashanti Group | Sun + storage | Solar PV + Storage | 0 | 0 | 0 | 0 | 0 | 0 | 0 | 0 | 0 | 0 | 0 | 0 | 0 | 12.675 | 12.675 | 12.675 | 12.675 | 12.675 | 0 | 0 | 0 | 0 | 28 | 28 | 28 | 28 | 28 | 0 | 0 | 0 | 0 | 0 | 0 | 0 | 0 | 0 | 0 | 0 | 0 | 0 | 0 | 0 | 0 | 0 | 0 | 0 | 0 | 0 | 0 | 10 | 10 | 10 | 10 | 10 | 0% | 0% | 0% | 0% | 14.47% | 14.47% | 14.47% | 14.47% | 14.47% | ASHA SOLAR PV WITH STORAGE 2020
| 88 | ASHA SOLAR PV WITH STORAGE 2035 | Ashanti Group | Sun + storage | Solar PV + Storage | 0 | 0 | 0 | 0 | 0 | 0 | 0 | 0 | 0 | 0 | 0 | 0 | 0 | 0 | 0 | 0 | 12.675 | 76.0503 | 0 | 0 | 0 | 0 | 0 | 0 | 0 | 28 | 28 | 0 | 0 | 0 | 0 | 0 | 0 | 0 | 0 | 0 | 0 | 0 | 0 | 0 | 0 | 0 | 0 | 0 | 0 | 0 | 0 | 0 | 0 | 0 | 0 | 0 | 10 | 60 | 0% | 0% | 0% | 0% | 0% | 0% | 0% | 14.47% | 14.47% | ASHA SOLAR PV WITH STORAGE 2035
| 89 | SOUT SOLAR PV WITH STORAGE 2020 | SouthWest Ghana Group | Sun + storage | Solar PV + Storage | 0 | 0 | 0 | 0 | 0 | 0 | 0 | 0 | 0 | 0 | 0 | 0 | 0 | 12.675 | 12.675 | 12.675 | 12.675 | 12.675 | 0 | 0 | 0 | 0 | 28 | 28 | 28 | 28 | 28 | 0 | 0 | 0 | 0 | 0 | 0 | 0 | 0 | 0 | 0 | 0 | 0 | 0 | 0 | 0 | 0 | 0 | 0 | 0 | 0 | 0 | 0 | 10 | 10 | 10 | 10 | 10 | 0% | 0% | 0% | 0% | 14.47% | 14.47% | 14.47% | 14.47% | 14.47% | SOUT SOLAR PV WITH STORAGE 2020
| 91 | SOUT SOLAR PV WITH STORAGE 2035 | SouthWest Ghana Group | Sun + storage | Solar PV + Storage | 0 | 0 | 0 | 0 | 0 | 0 | 0 | 0 | 0 | 0 | 0 | 0 | 0 | 0 | 0 | 0 | 12.675 | 63.3752 | 0 | 0 | 0 | 0 | 0 | 0 | 0 | 28 | 28 | 0 | 0 | 0 | 0 | 0 | 0 | 0 | 0 | 0 | 0 | 0 | 0 | 0 | 0 | 0 | 0 | 0 | 0 | 0 | 0 | 0 | 0 | 0 | 0 | 0 | 10 | 50 | 0% | 0% | 0% | 0% | 0% | 0% | 0% | 14.47% | 14.47% | SOUT SOLAR PV WITH STORAGE 2035
| 92 | NORT SOLAR PV WITH STORAGE 2020 | Northern Ghana Group | Sun + storage | Solar PV + Storage | 0 | 0 | 0 | 0 | 0 | 0 | 0 | 0 | 0 | 0 | 0 | 0 | 0 | 126.7505 | 126.7505 | 126.7505 | 126.7505 | 126.7505 | 0 | 0 | 0 | 0 | 28 | 28 | 28 | 28 | 28 | 0 | 0 | 0 | 0 | 0 | 0 | 0 | 0 | 0 | 0 | 0 | 0 | 0 | 0 | 0 | 0 | 0 | 0 | 0 | 0 | 0 | 0 | 100 | 100 | 100 | 100 | 100 | 0% | 0% | 0% | 0% | 14.47% | 14.47% | 14.47% | 14.47% | 14.47% | NORT SOLAR PV WITH STORAGE 2020
| 94 | NORT SOLAR PV WITH STORAGE 2035 | Northern Ghana Group | Sun + storage | Solar PV + Storage | 0 | 0 | 0 | 0 | 0 | 0 | 0 | 0 | 0 | 0 | 0 | 0 | 0 | 0 | 0 | 0 | 63.3752 | 380.2515 | 0 | 0 | 0 | 0 | 0 | 0 | 0 | 28 | 28 | 0 | 0 | 0 | 0 | 0 | 0 | 0 | 0 | 0 | 0 | 0 | 0 | 0 | 0 | 0 | 0 | 0 | 0 | 0 | 0 | 0 | 0 | 0 | 0 | 0 | 50 | 300 | 0% | 0% | 0% | 0% | 0% | 0% | 0% | 14.47% | 14.47% | NORT SOLAR PV WITH STORAGE 2035
| 95 | SOUT SOLAR PV WITH STORAGE 2020 | SouthEast Ghana Group | Sun + storage | Solar PV + Storage | 0 | 0 | 0 | 0 | 0 | 0 | 0 | 0 | 0 | 0 | 0 | 0 | 0 | 50.7002 | 50.7002 | 50.7002 | 50.7002 | 50.7002 | 0 | 0 | 0 | 0 | 28 | 28 | 28 | 28 | 28 | 0 | 0 | 0 | 0 | 0 | 0 | 0 | 0 | 0 | 0 | 0 | 0 | 0 | 0 | 0 | 0 | 0 | 0 | 0 | 0 | 0 | 0 | 40 | 40 | 40 | 40 | 40 | 0% | 0% | 0% | 0% | 14.47% | 14.47% | 14.47% | 14.47% | 14.47% | SOUT SOLAR PV WITH STORAGE 2020
| 97 | SOUT SOLAR PV WITH STORAGE 2035 | SouthEast Ghana Group | Sun + storage | Solar PV + Storage | 0 | 0 | 0 | 0 | 0 | 0 | 0 | 0 | 0 | 0 | 0 | 0 | 0 | 0 | 0 | 0 | 63.3752 | 278.8511 | 0 | 0 | 0 | 0 | 0 | 0 | 0 | 28 | 28 | 0 | 0 | 0 | 0 | 0 | 0 | 0 | 0 | 0 | 0 | 0 | 0 | 0 | 0 | 0 | 0 | 0 | 0 | 0 | 0 | 0 | 0 | 0 | 0 | 0 | 50 | 220 | 0% | 0% | 0% | 0% | 0% | 0% | 0% | 14.47% | 14.47% | SOUT SOLAR PV WITH STORAGE 2035
| 98 | SOUT SOLAR PV WITH STORAGE 2020 | SouthWest Ghana Group | Sun + storage | Solar PV + Storage | 0 | 0 | 0 | 0 | 0 | 0 | 0 | 0 | 0 | 0 | 0 | 0 | 0 | 38.0251 | 38.0251 | 38.0251 | 38.0251 | 38.0251 | 0 | 0 | 0 | 0 | 28 | 28 | 28 | 28 | 28 | 0 | 0 | 0 | 0 | 0 | 0 | 0 | 0 | 0 | 0 | 0 | 0 | 0 | 0 | 0 | 0 | 0 | 0 | 0 | 0 | 0 | 0 | 30 | 30 | 30 | 30 | 30 | 0% | 0% | 0% | 0% | 14.47% | 14.47% | 14.47% | 14.47% | 14.47% | SOUT SOLAR PV WITH STORAGE 2020
| 100 | SOUT SOLAR PV WITH STORAGE 2035 | SouthWest Ghana Group | Sun + storage | Solar PV + Storage | 0 | 0 | 0 | 0 | 0 | 0 | 0 | 0 | 0 | 0 | 0 | 0 | 0 | 0 | 0 | 0 | 12.675 | 101.4004 | 0 | 0 | 0 | 0 | 0 | 0 | 0 | 28 | 28 | 0 | 0 | 0 | 0 | 0 | 0 | 0 | 0 | 0 | 0 | 0 | 0 | 0 | 0 | 0 | 0 | 0 | 0 | 0 | 0 | 0 | 0 | 0 | 0 | 0 | 10 | 80 | 0% | 0% | 0% | 0% | 0% | 0% | 0% | 14.47% | 14.47% | SOUT SOLAR PV WITH STORAGE 2035
| 103 | SOUT SOLAR PV WITH STORAGE 2035 | SouthEast Ghana Group | Sun + storage | Solar PV + Storage | 0 | 0 | 0 | 0 | 0 | 0 | 0 | 0 | 0 | 0 | 0 | 0 | 0 | 0 | 0 | 0 | 12.675 | 50.7002 | 0 | 0 | 0 | 0 | 0 | 0 | 0 | 28 | 28 | 0 | 0 | 0 | 0 | 0 | 0 | 0 | 0 | 0 | 0 | 0 | 0 | 0 | 0 | 0 | 0 | 0 | 0 | 0 | 0 | 0 | 0 | 0 | 0 | 0 | 10 | 40 | 0% | 0% | 0% | 0% | 0% | 0% | 0% | 14.47% | 14.47% | SOUT SOLAR PV WITH STORAGE 2035
| 104 | SOUT WIND TURBINE 2020 | SouthEast Ghana Group | Wind | Wind | 0 | 0 | 0 | 0 | 0 | 0 | 0 | 0 | 0 | 0 | 0 | 0 | 175.1525 | 350.305 | 700.61 | 700.61 | 700.61 | 700.61 | 0 | 0 | 0 | 46.71 | 46.71 | 46.71 | 46.71 | 46.71 | 46.71 | 0 | 0 | 0 | 0 | 0 | 0 | 0 | 0 | 0 | 0 | 0 | 0 | 0 | 0 | 0 | 0 | 0 | 0 | 0 | 0 | 0 | 75 | 150 | 300 | 300 | 300 | 300 | 0% | 0% | 0% | 26.66% | 26.66% | 26.66% | 26.66% | 26.66% | 26.66% | SOUT WIND TURBINE 2020
| 105 | SOUT WIND TURBINE 2026 | SouthEast Ghana Group | Wind | Wind | 0 | 0 | 0 | 0 | 0 | 0 | 0 | 0 | 0 | 0 | 0 | 0 | 0 | 0 | 350.305 | 817.3784 | 1050.9151 | 1050.9151 | 0 | 0 | 0 | 0 | 0 | 46.71 | 46.71 | 46.71 | 46.71 | 0 | 0 | 0 | 0 | 0 | 0 | 0 | 0 | 0 | 0 | 0 | 0 | 0 | 0 | 0 | 0 | 0 | 0 | 0 | 0 | 0 | 0 | 0 | 150 | 350 | 450 | 450 | 0% | 0% | 0% | 0% | 0% | 26.66% | 26.66% | 26.66% | 26.66% | SOUT WIND TURBINE 2026
| 106 | SOUT WIND TURBINE 2035 | SouthEast Ghana Group | Wind | Wind | 0 | 0 | 0 | 0 | 0 | 0 | 0 | 0 | 0 | 0 | 0 | 0 | 0 | 0 | 0 | 0 | 467.0734 | 467.0734 | 0 | 0 | 0 | 0 | 0 | 0 | 0 | 47 | 47 | 0 | 0 | 0 | 0 | 0 | 0 | 0 | 0 | 0 | 0 | 0 | 0 | 0 | 0 | 0 | 0 | 0 | 0 | 0 | 0 | 0 | 0 | 0 | 0 | 0 | 200 | 200 | 0% | 0% | 0% | 0% | 0% | 0% | 0% | 26.66% | 26.66% | SOUT WIND TURBINE 2035
[6 empty] | 0 | 0 | 0 | 0 | 0 | 0 | 0 |  |  | 0 | 0 | 0 | 0 | 0 | 0 | 0 |  |  | 0 | 0 | 0 | 0 | 0 | 0 | 0 |  |  | 0 | 0 | 0 | 0 | 0 | 0 | 0 |  |  | 0 | 0 | 0 | 0 | 0 | 0 | 0 |  |  | 0 | 0 | 0 | 0 | 0 | 0 | 0 |  |  | 0 | 0 | 0 | 0 | 0 | 0 | 0

## HighRECapCost
Back to Contents | [77 empty] | 90.91% | 82.64% | 75.13% | 68.3% | 56.45% | 42.41% | 31.86% | 19.78% | 12.28% | Cap Cost NPV |  | Cap Cost -- no NPV
|  | Plant Name |  |  |  | FUEL CONSUMPTION | [8 empty] | GENERATION | [8 empty] | FOM (USD/kW-yr | [8 empty] | VOM (USD/MWh) | [8 empty] | Fuel Cost (USD/MWh) | [8 empty] | Available Capacity | [8 empty] | Capacity Factors | [8 empty] | Total Capital Cost | [8 empty] | Total Capital Cost (NPV) | [8 empty] | 2213.3571 | 3652.5428 | 3754.8836 | 10720.2826 | Unplanned? | Plant Name
| UnitID |  | Model Region | Fuel Type | Capacity Type | 2017 | 2018 | 2019 | 2020 | 2023 | 2026 | 2030 | 2035 | 2040 | 2017 | 2018 | 2019 | 2020 | 2023 | 2026 | 2030 | 2035 | 2040 | 2017 | 2018 | 2019 | 2020 | 2023 | 2026 | 2030 | 2035 | 2040 | 2017 | 2018 | 2019 | 2020 | 2023 | 2026 | 2030 | 2035 | 2040 | 2017 | 2018 | 2019 | 2020 | 2023 | 2026 | 2030 | 2035 | 2040 | 2017 | 2018 | 2019 | 2020 | 2023 | 2026 | 2030 | 2035 | 2040 | 2017 | 2018 | 2019 | 2020 | 2023 | 2026 | 2030 | 2035 | 2040 | 2017 | 2018 | 2019 | 2020 | 2023 | 2026 | 2030 | 2035 | 2040 | 2017 | 2018 | 2019 | 2020 | 2023 | 2026 | 2030 | 2035 | 2040 | 10-year | 20-year | 10-year | 20-year
| 1 | CENIT | SouthEast Ghana Group | Oil | Oil Combustion | 0 | 0 | 0 | 0 | 0 | 0 | 0 | 0 | 0 | 0 | 0 | 0 | 0 | 0 | 0 | 0 | 0 | 0 | 11.83 | 11.83 | 11.83 | 11.83 | 11.83 | 11.83 | 11.83 | 0 | 0 | 0 | 0 | 0 | 0 | 0 | 0 | 0 | 0 | 0 | 0 | 0 | 0 | 0 | 0 | 0 | 0 | 0 | 0 | 100 | 100 | 100 | 100 | 100 | 100 | 100 | 0 | 0 | 0% | 0% | 0% | 0% | 0% | 0% | 0% | 0% | 0% | [9 empty] | 0 | 0 | 0 | 0 | 0 | 0 | 0 | 0 | 0 | 0 | 0 | 0 | 0 | Existing & Under Const. Plant
| 2 | Trojan 2B | SouthEast Ghana Group | Oil | Oil Combustion | 0.26958 | 0 | 0 | 0 | 0 | 0 | 0 | 0 | 0 | 31.941 | 0 | 0 | 0 | 0 | 0 | 0 | 0 | 0 | 34 | 34 | 34 | 34 | 0 | 0 | 0 | 0 | 0 | 5.5 | 0 | 0 | 0 | 0 | 0 | 0 | 0 | 0 | 97.9957 | 0 | 0 | 0 | 0 | 0 | 0 | 0 | 0 | 16.25 | 16.25 | 16.25 | 16.25 | 0 | 0 | 0 | 0 | 0 | 22.44% | 0% | 0% | 0% | 0% | 0% | 0% | 0% | 0% | [9 empty] | 0 | 0 | 0 | 0 | 0 | 0 | 0 | 0 | 0 | 0 | 0 | 0 | 0 | Existing & Under Const. Plant
| 3 | Trojan 2A | Ashanti Group | Oil | Oil Combustion | 0.26958 | 0 | 0 | 0 | 0 | 0 | 0 | 0 | 0 | 31.941 | 0 | 0 | 0 | 0 | 0 | 0 | 0 | 0 | 34 | 34 | 34 | 34 | 0 | 0 | 0 | 0 | 0 | 5.5 | 0 | 0 | 0 | 0 | 0 | 0 | 0 | 0 | 108.8196 | 0 | 0 | 0 | 0 | 0 | 0 | 0 | 0 | 16.25 | 16.25 | 16.25 | 16.25 | 0 | 0 | 0 | 0 | 0 | 22.44% | 0% | 0% | 0% | 0% | 0% | 0% | 0% | 0% | [9 empty] | 0 | 0 | 0 | 0 | 0 | 0 | 0 | 0 | 0 | 0 | 0 | 0 | 0 | Existing & Under Const. Plant
| 4 | GP Tarkwa Plant | SouthWest Ghana Group | Oil | Oil Combustion | 0 | 0 | 0 | 0 | 0 | 0.0032533 | 0.014144 | 0.020849 | 0.041698 | 0 | 0 | 0 | 0 | 0 | 0.32776 | 1.4249 | 2.1004 | 4.2009 | 17.5 | 17.5 | 17.5 | 17.5 | 17.5 | 17.5 | 17.5 | 17.5 | 17.5 | 0 | 0 | 0 | 0 | 0 | 3.5 | 3.5 | 3.5 | 3.5 | 0 | 0 | 0 | 0 | 0 | 163.9775 | 163.9775 | 163.9775 | 163.9775 | 33 | 33 | 33 | 33 | 33 | 33 | 33 | 33 | 33 | 0% | 0% | 0% | 0% | 0% | 0.1134% | 0.4929% | 0.7266% | 1.453% | [9 empty] | 0 | 0 | 0 | 0 | 0 | 0 | 0 | 0 | 0 | 0 | 0 | 0 | 0 | Existing & Under Const. Plant
| 5 | GP Chirano Plant | SouthWest Ghana Group | Oil | Oil Combustion | 0 | 0 | 0 | 0 | 0 | 0 | 0 | 0 | 0 | 0 | 0 | 0 | 0 | 0 | 0 | 0 | 0 | 0 | 17.5 | 17.5 | 17.5 | 17.5 | 17.5 | 17.5 | 17.5 | 17.5 | 17.5 | 0 | 0 | 0 | 0 | 0 | 0 | 0 | 0 | 0 | 0 | 0 | 0 | 0 | 0 | 0 | 0 | 0 | 0 | 30 | 30 | 30 | 30 | 30 | 30 | 30 | 30 | 30 | 0% | 0% | 0% | 0% | 0% | 0% | 0% | 0% | 0% | [9 empty] | 0 | 0 | 0 | 0 | 0 | 0 | 0 | 0 | 0 | 0 | 0 | 0 | 0 | Existing & Under Const. Plant
| 6 | GP Darmang Plant | SouthWest Ghana Group | Oil | Oil Combustion | 0 | 0 | 0 | 0 | 0 | 0 | 0 | 0.0096145 | 0.01883 | 0 | 0 | 0 | 0 | 0 | 0 | 0 | 0.90447 | 1.7714 | 17.5 | 17.5 | 17.5 | 17.5 | 17.5 | 17.5 | 17.5 | 17.5 | 17.5 | 0 | 0 | 0 | 0 | 0 | 0 | 0 | 3.5 | 3.5 | 0 | 0 | 0 | 0 | 0 | 0 | 0 | 175.6076 | 175.6076 | 25.5 | 25.5 | 25.5 | 25.5 | 25.5 | 25.5 | 25.5 | 25.5 | 25.5 | 0% | 0% | 0% | 0% | 0% | 0% | 0% | 0.4049% | 0.793% | [9 empty] | 0 | 0 | 0 | 0 | 0 | 0 | 0 | 0 | 0 | 0 | 0 | 0 | 0 | Existing & Under Const. Plant
| 7 | SAPP 2 | SouthEast Ghana Group | Oil/Gas | Oil/Gas Combined Cycle | 9.6 | 22.9737 | 10.1611 | 7.7484 | 23.5117 | 23.5117 | 23.5117 | 23.4718 | 20.207 | 1230.7633 | 2945.3501 | 1302.7036 | 993.3854 | 3014.3164 | 3014.316 | 3014.316 | 3009.2059 | 2590.6369 | 16 | 16 | 16 | 16 | 16 | 16 | 16 | 16 | 16 | 3.5 | 3.5 | 3.5 | 3.5 | 3.5 | 3.5 | 3.5 | 3.5 | 3.5 | 70.9393 | 62.6534 | 64.8913 | 64.7653 | 66.1189 | 67.7329 | 72.6294 | 85.2021 | 88.7923 | 370 | 370 | 370 | 370 | 370 | 370 | 370 | 370 | 370 | 37.97% | 90.87% | 40.19% | 30.65% | 93% | 93% | 93% | 92.84% | 79.93% | [9 empty] | 0 | 0 | 0 | 0 | 0 | 0 | 0 | 0 | 0 | 0 | 0 | 0 | 0 | Existing & Under Const. Plant
| 8 | Cenpower | SouthEast Ghana Group | Oil/Gas | Oil/Gas Combined Cycle | 0 | 0.071594 | 0.84437 | 0 | 16.3031 | 21.6884 | 21.6884 | 18.917 | 10.9414 | 0 | 9.1436 | 107.8372 | 0 | 2082.1317 | 2769.9125 | 2769.912 | 2415.9627 | 1397.3731 | 0 | 16 | 16 | 16 | 16 | 16 | 16 | 16 | 16 | 0 | 3.5 | 3.5 | 0 | 3.5 | 3.5 | 3.5 | 3.5 | 3.5 | 0 | 64.0482 | 65.1409 | 0 | 70.4369 | 75.1751 | 79.0324 | 85.5228 | 87.5407 | 0 | 340 | 340 | 340 | 340 | 340 | 340 | 340 | 340 | 0% | 0.307% | 3.621% | 0% | 69.91% | 93% | 93% | 81.12% | 46.92% | [9 empty] | 0 | 0 | 0 | 0 | 0 | 0 | 0 | 0 | 0 | 0 | 0 | 0 | 0 | Existing & Under Const. Plant
| 9 | KarpowerShip 1 | SouthEast Ghana Group | Oil/Gas | Oil/Gas Combined Cycle | 14.837 | 0 | 0 | 0 | 0 | 0 | 0 | 0 | 0 | 1942.0128 | 0 | 0 | 0 | 0 | 0 | 0 | 0 | 0 | 177.828 | 0 | 0 | 0 | 0 | 0 | 0 | 0 | 0 | 3.5 | 0 | 0 | 0 | 0 | 0 | 0 | 0 | 0 | 67.7182 | 0 | 0 | 0 | 0 | 0 | 0 | 0 | 0 | 247 | 0 | 0 | 0 | 0 | 0 | 0 | 0 | 0 | 89.75% | 0% | 0% | 0% | 0% | 0% | 0% | 0% | 0% | [9 empty] | 0 | 0 | 0 | 0 | 0 | 0 | 0 | 0 | 0 | 0 | 0 | 0 | 0 | Existing & Under Const. Plant
| 10 | AKSA | SouthEast Ghana Group | Oil/Gas | Oil/Gas Combined Cycle | 10.1595 | 0 | 13.6628 | 0 | 0 | 0 | 13.4505 | 0.78441 | 0.98705 | 1195.236 | 0 | 1607.3832 | 0 | 0 | 0 | 1582.4149 | 92.2834 | 116.1232 | 16 | 16 | 16 | 16 | 16 | 16 | 16 | 16 | 16 | 3.5 | 0 | 3.5 | 0 | 0 | 0 | 3.5 | 3.5 | 3.5 | 75.3409 | 0 | 70.7149 | 0 | 0 | 0 | 87.9828 | 82.2636 | 96.4793 | 250 | 375 | 375 | 375 | 375 | 375 | 375 | 375 | 375 | 54.58% | 0% | 48.93% | 0% | 0% | 0% | 48.17% | 2.809% | 3.535% | [9 empty] | 0 | 0 | 0 | 0 | 0 | 0 | 0 | 0 | 0 | 0 | 0 | 0 | 0 | Existing & Under Const. Plant
| 11 | TAPCO (T1) | SouthWest Ghana Group | Oil/Gas | Oil/Gas Combined Cycle | 11.645 | 17.1872 | 0 | 17.1872 | 17.1872 | 15.6213 | 17.1872 | 7.9106 | 1.7087 | 1496.2082 | 2208.3 | 0 | 2208.3 | 2208.2991 | 2007.1026 | 2208.3001 | 1016.3927 | 219.5415 | 18.7 | 18.7 | 18.7 | 18.7 | 18.7 | 18.7 | 18.7 | 18.7 | 18.7 | 5 | 5 | 0 | 5 | 5 | 5 | 5 | 5 | 5 | 58.8924 | 62.3154 | 0 | 64.6242 | 61.2801 | 62.3592 | 63.0192 | 62.5775 | 61.5635 | 305 | 305 | 305 | 305 | 305 | 305 | 305 | 305 | 305 | 56% | 82.65% | 0% | 82.65% | 82.65% | 75.12% | 82.65% | 38.04% | 8.217% | [9 empty] | 0 | 0 | 0 | 0 | 0 | 0 | 0 | 0 | 0 | 0 | 0 | 0 | 0 | Existing & Under Const. Plant
| 12 | TICO (T2) | SouthWest Ghana Group | Oil/Gas | Oil/Gas Combined Cycle | 17.7346 | 17.7346 | 9.5854 | 17.7346 | 17.7346 | 17.7346 | 17.7346 | 17.7346 | 4.4989 | 2382.7198 | 2382.72 | 1287.8389 | 2382.7197 | 2382.7199 | 2382.7199 | 2382.72 | 2382.72 | 604.4516 | 30.94 | 30.94 | 30.94 | 30.94 | 30.94 | 30.94 | 30.94 | 30.94 | 30.94 | 4.9 | 4.9 | 4.9 | 4.9 | 4.9 | 4.9 | 4.9 | 4.9 | 4.9 | 55.2268 | 59.5931 | 61.9213 | 61.8011 | 58.603 | 59.635 | 60.2662 | 59.8438 | 58.8741 | 320 | 320 | 320 | 320 | 320 | 320 | 320 | 320 | 320 | 85% | 85% | 45.94% | 85% | 85% | 85% | 85% | 85% | 21.56% | [9 empty] | 0 | 0 | 0 | 0 | 0 | 0 | 0 | 0 | 0 | 0 | 0 | 0 | 0 | Existing & Under Const. Plant
| 13 | Amandi | SouthWest Ghana Group | Oil/Gas | Oil/Gas Combined Cycle | 0 | 0 | 8.0946 | 0 | 0.085206 | 2.5775 | 11.9575 | 1.5569 | 0.10905 | 0 | 0 | 987.1488 | 0 | 10.3909 | 314.3302 | 1458.2327 | 189.8688 | 13.2992 | 0 | 0 | 30.94 | 30.94 | 30.94 | 30.94 | 30.94 | 30.94 | 30.94 | 0 | 0 | 4.9 | 0 | 4.9 | 4.9 | 4.9 | 4.9 | 4.9 | 0 | 0 | 68.2191 | 0 | 64.5633 | 65.7003 | 66.3957 | 65.9303 | 64.862 | 0 | 0 | 190 | 190 | 190 | 190 | 190 | 190 | 190 | 0% | 0% | 59.31% | 0% | 0.6243% | 18.89% | 87.61% | 11.41% | 0.799% | [9 empty] | 0 | 0 | 0 | 0 | 0 | 0 | 0 | 0 | 0 | 0 | 0 | 0 | 0 | Existing & Under Const. Plant
| 14 | KarpowerShip 2 | SouthWest Ghana Group | Oil/Gas | Oil/Gas Combined Cycle | 0 | 24.5592 | 31.8841 | 30.5313 | 0 | 0 | 0 | 0 | 0 | 0 | 2884.5633 | 3744.9 | 3586.0088 | 0 | 0 | 0 | 0 | 0 | 0 | 177.828 | 177.828 | 177.828 | 177.828 | 0 | 0 | 0 | 0 | 0 | 3.5 | 3.5 | 3.5 | 0 | 0 | 0 | 0 | 0 | 0 | 68.1682 | 70.8314 | 70.6939 | 0 | 0 | 0 | 0 | 0 | 0 | 450 | 450 | 450 | 450 | 0 | 0 | 0 | 0 | 0% | 73.18% | 95% | 90.97% | 0% | 0% | 0% | 0% | 0% | [9 empty] | 0 | 0 | 0 | 0 | 0 | 0 | 0 | 0 | 0 | 0 | 0 | 0 | 0 | Existing & Under Const. Plant
| 15 | Early Power | SouthEast Ghana Group | Oil/Gas | Oil/Gas Combustion | 0 | 0 | 7.226 | 23.0656 | 23.0656 | 23.0656 | 23.0656 | 23.0656 | 22.8778 | 0 | 0 | 963.4633 | 3075.417 | 3075.4173 | 3075.417 | 3075.417 | 3075.417 | 3050.3717 | 0 | 0 | 16 | 16 | 16 | 16 | 16 | 16 | 16 | 0 | 0 | 3.5 | 3.5 | 3.5 | 3.5 | 3.5 | 3.5 | 3.5 | 0 | 0 | 62.3955 | 62.2744 | 59.5478 | 63.9493 | 70.3817 | 81.9251 | 85.1351 | 0 | 0 | 377.5 | 377.5 | 377.5 | 377.5 | 377.5 | 377.5 | 377.5 | 0% | 0% | 29.13% | 93% | 93% | 93% | 93% | 93% | 92.24% | [9 empty] | 0 | 0 | 0 | 0 | 0 | 0 | 0 | 0 | 0 | 0 | 0 | 0 | 0 | Existing & Under Const. Plant
| 16 | TT1PP | SouthEast Ghana Group | Oil/Gas | Oil/Gas Combustion | 0 | 0 | 0 | 0 | 0 | 0 | 0 | 0 | 0 | 0 | 0 | 0 | 0 | 0 | 0 | 0 | 0 | 0 | 14.3 | 14.3 | 14.3 | 14.3 | 14.3 | 14.3 | 14.3 | 14.3 | 14.3 | 0 | 0 | 0 | 0 | 0 | 0 | 0 | 0 | 0 | 0 | 0 | 0 | 0 | 0 | 0 | 0 | 0 | 0 | 100 | 100 | 100 | 100 | 100 | 100 | 100 | 100 | 100 | 0% | 0% | 0% | 0% | 0% | 0% | 0% | 0% | 0% | [9 empty] | 0 | 0 | 0 | 0 | 0 | 0 | 0 | 0 | 0 | 0 | 0 | 0 | 0 | Existing & Under Const. Plant
| 17 | KTPP | SouthEast Ghana Group | Oil/Gas | Oil/Gas Combustion | 0.33667 | 0 | 0 | 0 | 0 | 0 | 0 | 0 | 0 | 30.8874 | 0 | 0 | 0 | 0 | 0 | 0 | 0 | 0 | 12.3 | 12.3 | 12.3 | 12.3 | 12.3 | 12.3 | 12.3 | 12.3 | 12.3 | 3.5 | 0 | 0 | 0 | 0 | 0 | 0 | 0 | 0 | 126.5585 | 0 | 0 | 0 | 0 | 0 | 0 | 0 | 0 | 200 | 200 | 200 | 200 | 200 | 200 | 200 | 200 | 200 | 1.763% | 0% | 0% | 0% | 0% | 0% | 0% | 0% | 0% | [9 empty] | 0 | 0 | 0 | 0 | 0 | 0 | 0 | 0 | 0 | 0 | 0 | 0 | 0 | Existing & Under Const. Plant
| 18 | Trojan 1 | SouthEast Ghana Group | Oil/Gas | Oil/Gas Combustion | 0.41408 | 0 | 0 | 0 | 0 | 0 | 0 | 0 | 0 | 49.0614 | 0 | 0 | 0 | 0 | 0 | 0 | 0 | 0 | 34 | 34 | 34 | 34 | 0 | 0 | 0 | 0 | 0 | 5.5 | 0 | 0 | 0 | 0 | 0 | 0 | 0 | 0 | 97.9957 | 0 | 0 | 0 | 0 | 0 | 0 | 0 | 0 | 24.96 | 24.96 | 24.96 | 24.96 | 0 | 0 | 0 | 0 | 0 | 22.44% | 0% | 0% | 0% | 0% | 0% | 0% | 0% | 0% | [9 empty] | 0 | 0 | 0 | 0 | 0 | 0 | 0 | 0 | 0 | 0 | 0 | 0 | 0 | Existing & Under Const. Plant
| 19 | MRP | SouthEast Ghana Group | Oil/Gas | Oil/Gas Combustion | 0 | 0 | 0 | 0 | 0 | 0 | 0 | 0 | 0 | 0 | 0 | 0 | 0 | 0 | 0 | 0 | 0 | 0 | 12.5737 | 12.5737 | 12.5737 | 12.5737 | 12.5737 | 12.5737 | 12.5737 | 12.5737 | 12.5737 | 0 | 0 | 0 | 0 | 0 | 0 | 0 | 0 | 0 | 0 | 0 | 0 | 0 | 0 | 0 | 0 | 0 | 0 | 70 | 70 | 70 | 70 | 70 | 70 | 70 | 70 | 70 | 0% | 0% | 0% | 0% | 0% | 0% | 0% | 0% | 0% | [9 empty] | 0 | 0 | 0 | 0 | 0 | 0 | 0 | 0 | 0 | 0 | 0 | 0 | 0 | Existing & Under Const. Plant
| 20 | Safisana | SouthEast Ghana Group | Biogas | Biogas | 0.010052 | 0.010052 | 0 | 0 | 0.010052 | 0.010052 | 0.010052 | 0.010052 | 0.010052 | 0.7446 | 0.7446 | 0 | 0 | 0.7446 | 0.7446 | 0.7446 | 0.7446 | 0.7446 | 35 | 35 | 35 | 35 | 35 | 35 | 35 | 35 | 35 | 4.2 | 4.2 | 0 | 0 | 4.2 | 4.2 | 4.2 | 4.2 | 4.2 | 40.5 | 40.5 | 0 | 0 | 40.5 | 40.5 | 40.5 | 40.5 | 40.5 | 0.1 | 0.1 | 0.1 | 0.1 | 0.1 | 0.1 | 0.1 | 0.1 | 0.1 | 85% | 85% | 0% | 0% | 85% | 85% | 85% | 85% | 85% | [9 empty] | 0 | 0 | 0 | 0 | 0 | 0 | 0 | 0 | 0 | 0 | 0 | 0 | 0 | Existing & Under Const. Plant
| 21 | TT2PP | SouthEast Ghana Group | Gas | Gas Combustion Turbine | 0.53258 | 0 | 0 | 0 | 0 | 0 | 0.025599 | 0 | 0 | 54.7924 | 0 | 0 | 0 | 0 | 0 | 2.6336 | 0 | 0 | 12.1007 | 12.1007 | 12.1007 | 12.1007 | 12.1007 | 12.1007 | 12.1007 | 12.1007 | 12.1007 | 4.5 | 0 | 0 | 0 | 0 | 0 | 4.5 | 0 | 0 | 79.8984 | 0 | 0 | 0 | 0 | 0 | 86.9221 | 0 | 0 | 45 | 45 | 45 | 45 | 45 | 45 | 45 | 45 | 45 | 13.9% | 0% | 0% | 0% | 0% | 0% | 0.6681% | 0% | 0% | [9 empty] | 0 | 0 | 0 | 0 | 0 | 0 | 0 | 0 | 0 | 0 | 0 | 0 | 0 | Existing & Under Const. Plant
| 22 | SAPP 1 | SouthEast Ghana Group | Gas | Gas Combustion Turbine | 3.0668 | 0 | 0 | 0 | 0 | 0 | 0.26622 | 0.035422 | 0.010617 | 328.6993 | 0 | 0 | 0 | 0 | 0 | 28.5335 | 3.7966 | 1.1379 | 11.83 | 11.83 | 11.83 | 11.83 | 11.83 | 11.83 | 11.83 | 11.83 | 11.83 | 4.5 | 0 | 0 | 0 | 0 | 0 | 4.5 | 4.5 | 4.5 | 76.6926 | 0 | 0 | 0 | 0 | 0 | 80.2493 | 75.0158 | 106.2092 | 180 | 180 | 180 | 180 | 180 | 180 | 180 | 180 | 180 | 20.85% | 0% | 0% | 0% | 0% | 0% | 1.81% | 0.2408% | 0.07217% | [9 empty] | 0 | 0 | 0 | 0 | 0 | 0 | 0 | 0 | 0 | 0 | 0 | 0 | 0 | Existing & Under Const. Plant
| 23 | Trojan 3 | SouthEast Ghana Group | Gas | Gas Combustion Turbine | 0 | 0 | 0 | 0 | 0 | 0 | 0 | 0 | 0 | 0 | 0 | 0 | 0 | 0 | 0 | 0 | 0 | 0 | 0 | 34 | 34 | 34 | 0 | 0 | 0 | 0 | 0 | 0 | 0 | 0 | 0 | 0 | 0 | 0 | 0 | 0 | 0 | 0 | 0 | 0 | 0 | 0 | 0 | 0 | 0 | 0 | 49.92 | 49.92 | 49.92 | 0 | 0 | 0 | 0 | 0 | 0% | 0% | 0% | 0% | 0% | 0% | 0% | 0% | 0% | [9 empty] | 0 | 0 | 0 | 0 | 0 | 0 | 0 | 0 | 0 | 0 | 0 | 0 | 0 | Existing & Under Const. Plant
| 24 | Ameri_2016 | SouthWest Ghana Group | Gas | Gas Combustion Turbine | 0.43824 | 0 | 18.427 | 0 | 0 | 0 | 0 | 0 | 0 | 43.1252 | 0 | 1813.32 | 0 | 0 | 0 | 0 | 0 | 0 | 14.54 | 14.54 | 14.54 | 14.54 | 0 | 0 | 0 | 0 | 0 | 5 | 0 | 5 | 0 | 0 | 0 | 0 | 0 | 0 | 74.9854 | 0 | 84.5417 | 0 | 0 | 0 | 0 | 0 | 0 | 230 | 230 | 230 | 230 | 0 | 0 | 0 | 0 | 0 | 2.14% | 0% | 90% | 0% | 0% | 0% | 0% | 0% | 0% | [9 empty] | 0 | 0 | 0 | 0 | 0 | 0 | 0 | 0 | 0 | 0 | 0 | 0 | 0 | Existing & Under Const. Plant
| 25 | Ameri_2021 | SouthWest Ghana Group | Gas | Gas Combustion Turbine | 0 | 0 | 0 | 0 | 0 | 0 | 0.013161 | 0 | 0 | 0 | 0 | 0 | 0 | 0 | 0 | 1.2951 | 0 | 0 | 0 | 0 | 0 | 0 | 14.54 | 14.54 | 14.54 | 14.54 | 14.54 | 0 | 0 | 0 | 0 | 0 | 0 | 4.17 | 0 | 0 | 0 | 0 | 0 | 0 | 0 | 0 | 82.282 | 0 | 0 | 0 | 0 | 0 | 0 | 230 | 230 | 230 | 230 | 230 | 0% | 0% | 0% | 0% | 0% | 0% | 0.06428% | 0% | 0% | [9 empty] | 0 | 0 | 0 | 0 | 0 | 0 | 0 | 0 | 0 | 0 | 0 | 0 | 0 | Existing & Under Const. Plant
| 26 | Bui | Northern Ghana Group | Water | Hydro | 0 | 0 | 0 | 0 | 0 | 0 | 0 | 0 | 0 | 669.586 | 669.5858 | 669.5861 | 669.5864 | 669.5863 | 669.5865 | 669.5863 | 669.5867 | 669.5866 | 27.74 | 27.74 | 27.74 | 27.74 | 27.74 | 27.74 | 27.74 | 27.74 | 27.74 | 1.63 | 1.63 | 1.63 | 1.63 | 1.63 | 1.63 | 1.63 | 1.63 | 1.63 | 0 | 0 | 0 | 0 | 0 | 0 | 0 | 0 | 0 | 330 | 330 | 330 | 330 | 330 | 330 | 330 | 330 | 330 | 23.16% | 23.16% | 23.16% | 23.16% | 23.16% | 23.16% | 23.16% | 23.16% | 23.16% | [9 empty] | 0 | 0 | 0 | 0 | 0 | 0 | 0 | 0 | 0 | 0 | 0 | 0 | 0 | Existing & Under Const. Plant
| 27 | Akosombo | SouthEast Ghana Group | Water | Hydro | 0 | 0 | 0 | 0 | 0 | 0 | 0 | 0 | 0 | 3681.6889 | 3681.6895 | 4016.3897 | 4016.3885 | 4434.7617 | 4434.7627 | 4434.7628 | 4434.7623 | 4434.7614 | 9.16 | 9.16 | 9.16 | 9.16 | 9.16 | 9.16 | 9.16 | 9.16 | 9.16 | 0.98 | 0.98 | 0.98 | 0.98 | 0.98 | 0.98 | 0.98 | 0.98 | 0.98 | 0 | 0 | 0 | 0 | 0 | 0 | 0 | 0 | 0 | 900 | 900 | 900 | 900 | 900 | 900 | 900 | 900 | 900 | 46.7% | 46.7% | 50.94% | 50.94% | 56.25% | 56.25% | 56.25% | 56.25% | 56.25% | [9 empty] | 0 | 0 | 0 | 0 | 0 | 0 | 0 | 0 | 0 | 0 | 0 | 0 | 0 | Existing & Under Const. Plant
| 28 | Kpong | SouthEast Ghana Group | Water | Hydro | 0 | 0 | 0 | 0 | 0 | 0 | 0 | 0 | 0 | 722.7074 | 722.7073 | 788.4081 | 788.4081 | 870.5339 | 870.5339 | 870.5339 | 870.534 | 870.534 | 9.16 | 9.16 | 9.16 | 9.16 | 9.16 | 9.16 | 9.16 | 9.16 | 9.16 | 0.98 | 0.98 | 0.98 | 0.98 | 0.98 | 0.98 | 0.98 | 0.98 | 0.98 | 0 | 0 | 0 | 0 | 0 | 0 | 0 | 0 | 0 | 140 | 140 | 140 | 140 | 140 | 140 | 140 | 140 | 140 | 58.93% | 58.93% | 64.29% | 64.29% | 70.98% | 70.98% | 70.98% | 70.98% | 70.98% | [9 empty] | 0 | 0 | 0 | 0 | 0 | 0 | 0 | 0 | 0 | 0 | 0 | 0 | 0 | Existing & Under Const. Plant
| 29 | Cote d'Ivoire Dummy | Cote d'Ivoire | Water | Hydro | 0 | 0 | 0 | 0 | 0 | 0 | 0 | 0 | 0 | 814.6801 | 814.68 | 10 | 562.6924 | 814.68 | 814.6801 | 814.6794 | 814.6802 | 814.6791 | 0 | 0 | 0 | 0 | 0 | 0 | 0 | 0 | 0 | 10 | 10 | 10 | 10 | 10 | 10 | 10 | 10 | 10 | 0 | 0 | 0 | 0 | 0 | 0 | 0 | 0 | 0 | 150 | 150 | 150 | 150 | 150 | 150 | 150 | 150 | 150 | 62% | 62% | 0.761% | 42.82% | 62% | 62% | 62% | 62% | 62% | [9 empty] | 0 | 0 | 0 | 0 | 0 | 0 | 0 | 0 | 0 | 0 | 0 | 0 | 0 | Existing & Under Const. Plant
| 30 | Burkina Dummy | Burkina Group | Water | Hydro | 0 | 0 | 0 | 0 | 0 | 0 | 0 | 0 | 0 | 0.438 | 0.438 | 0.438 | 0.438 | 4.818 | 4.818 | 4.818 | 4.818 | 4.818 | 0 | 0 | 0 | 0 | 0 | 0 | 0 | 0 | 0 | 10 | 10 | 10 | 10 | 10 | 10 | 10 | 10 | 10 | 0 | 0 | 0 | 0 | 0 | 0 | 0 | 0 | 0 | 10 | 10 | 10 | 10 | 110 | 110 | 110 | 110 | 110 | 0.5% | 0.5% | 0.5% | 0.5% | 0.5% | 0.5% | 0.5% | 0.5% | 0.5% | [9 empty] | 0 | 0 | 0 | 0 | 0 | 0 | 0 | 0 | 0 | 0 | 0 | 0 | 0 | Existing & Under Const. Plant
| 31 | VRA Solar | Northern Ghana Group | Sun | Solar PV | 0 | 0 | 0 | 0 | 0 | 0 | 0 | 0 | 0 | 2.7132 | 2.7132 | 2.7132 | 2.7132 | 2.7132 | 2.7132 | 2.7132 | 2.7132 | 2.7132 | 0 | 0 | 0 | 0 | 0 | 0 | 0 | 0 | 0 | 0 | 0 | 0 | 0 | 0 | 0 | 0 | 0 | 0 | 0 | 0 | 0 | 0 | 0 | 0 | 0 | 0 | 0 | 1.8 | 1.8 | 1.8 | 1.8 | 1.8 | 1.8 | 1.8 | 1.8 | 1.8 | 17.21% | 17.21% | 17.21% | 17.21% | 17.21% | 17.21% | 17.21% | 17.21% | 17.21% | [9 empty] | 0 | 0 | 0 | 0 | 0 | 0 | 0 | 0 | 0 | 0 | 0 | 0 | 0 | Existing & Under Const. Plant
| 32 | BXC Solar | SouthEast Ghana Group | Sun | Solar PV | 0 | 0 | 0 | 0 | 0 | 0 | 0 | 0 | 0 | 24.0159 | 24.0159 | 24.0159 | 24.0159 | 24.0159 | 24.0159 | 24.0159 | 24.0159 | 0 | 0 | 0 | 0 | 0 | 0 | 0 | 0 | 0 | 0 | 0 | 0 | 0 | 0 | 0 | 0 | 0 | 0 | 0 | 0 | 0 | 0 | 0 | 0 | 0 | 0 | 0 | 0 | 18 | 18 | 18 | 18 | 18 | 18 | 18 | 18 | 0 | 15.23% | 15.23% | 15.23% | 15.23% | 15.23% | 15.23% | 15.23% | 15.23% | 0% | [9 empty] | 0 | 0 | 0 | 0 | 0 | 0 | 0 | 0 | 0 | 0 | 0 | 0 | 0 | Existing & Under Const. Plant
| 37 | ASHA BIOMASS 2020 | Ashanti Group | Biomass | Biomass Combustion | 0 | 0 | 0 | 0 | 1.0052 | 1.0052 | 1.0052 | 1.0052 | 1.0052 | 0 | 0 | 0 | 0 | 74.46 | 74.46 | 74.46 | 74.46 | 74.46 | 0 | 0 | 0 | 0 | 130 | 130 | 130 | 130 | 130 | 0 | 0 | 0 | 0 | 4.5 | 4.5 | 4.5 | 4.5 | 4.5 | 0 | 0 | 0 | 0 | 67.5 | 67.5 | 67.5 | 67.5 | 67.5 | 0 | 0 | 0 | 0 | 10 | 10 | 10 | 10 | 10 | 0% | 0% | 0% | 0% | 85% | 85% | 85% | 85% | 85% | 0 | 0 | 0 | 0 | 48 | 0 | 0 | 0 | 0 | 0 | 0 | 0 | 0 | 27.0947 | 0 | 0 | 0 | 0 | 29.8042 | 29.8042 | 48 | 52.8 | Unplanned Build | Potential Build Biomass Combustion2020
| 38 | NORT BIOMASS 2018 | Northern Ghana Group | Biomass | Biomass Combustion | 0 | 0 | 0 | 0 | 6.0313 | 6.0313 | 6.0313 | 6.0313 | 6.0313 | 0 | 0 | 0 | 0 | 446.76 | 446.76 | 446.76 | 446.76 | 446.76 | 0 | 0 | 0 | 0 | 130 | 130 | 130 | 130 | 130 | 0 | 0 | 0 | 0 | 4.5 | 4.5 | 4.5 | 4.5 | 4.5 | 0 | 0 | 0 | 0 | 67.5 | 67.5 | 67.5 | 67.5 | 67.5 | 0 | 0 | 0 | 0 | 60 | 60 | 60 | 60 | 60 | 0% | 0% | 0% | 0% | 85% | 85% | 85% | 85% | 85% | 0 | 0 | 0 | 0 | 288 | 0 | 0 | 0 | 0 | 0 | 0 | 0 | 0 | 162.5685 | 0 | 0 | 0 | 0 | 178.8253 | 178.8253 | 288 | 316.8 | Unplanned Build | Potential Build Biomass Combustion2018
| 39 | SOUT BIOMASS 2018 | SouthEast Ghana Group | Biomass | Biomass Combustion | 0 | 0 | 0 | 0 | 1.0052 | 1.0052 | 1.0052 | 1.0052 | 1.0052 | 0 | 0 | 0 | 0 | 74.46 | 74.46 | 74.46 | 74.46 | 74.46 | 0 | 0 | 0 | 0 | 130 | 130 | 130 | 130 | 130 | 0 | 0 | 0 | 0 | 4.5 | 4.5 | 4.5 | 4.5 | 4.5 | 0 | 0 | 0 | 0 | 67.5 | 67.5 | 67.5 | 67.5 | 67.5 | 0 | 0 | 0 | 0 | 10 | 10 | 10 | 10 | 10 | 0% | 0% | 0% | 0% | 85% | 85% | 85% | 85% | 85% | 0 | 0 | 0 | 0 | 48 | 0 | 0 | 0 | 0 | 0 | 0 | 0 | 0 | 27.0947 | 0 | 0 | 0 | 0 | 29.8042 | 29.8042 | 48 | 52.8 | Unplanned Build | Potential Build Biomass Combustion2018
| 40 | SOUT BIOMASS 2018 | SouthWest Ghana Group | Biomass | Biomass Combustion | 0 | 0 | 0 | 0 | 1.5078 | 1.5078 | 1.5078 | 1.5078 | 1.5078 | 0 | 0 | 0 | 0 | 111.69 | 111.69 | 111.69 | 111.69 | 111.69 | 0 | 0 | 0 | 0 | 130 | 130 | 130 | 130 | 130 | 0 | 0 | 0 | 0 | 4.5 | 4.5 | 4.5 | 4.5 | 4.5 | 0 | 0 | 0 | 0 | 67.5 | 67.5 | 67.5 | 67.5 | 67.5 | 0 | 0 | 0 | 0 | 15 | 15 | 15 | 15 | 15 | 0% | 0% | 0% | 0% | 85% | 85% | 85% | 85% | 85% | 0 | 0 | 0 | 0 | 72 | 0 | 0 | 0 | 0 | 0 | 0 | 0 | 0 | 40.6421 | 0 | 0 | 0 | 0 | 44.7063 | 44.7063 | 72 | 79.2 | Unplanned Build | Potential Build Biomass Combustion2018
| 41 | SOUT COAL STEAM TURBINE 2023 | SouthWest Ghana Group | Coal | Coal Steam Turbine | 0 | 0 | 0 | 0 | 0 | 7.5667 | 7.5667 | 7.5667 | 7.5667 | 0 | 0 | 0 | 0 | 0 | 859.8492 | 859.8492 | 859.8492 | 859.8492 | 0 | 0 | 0 | 0 | 0 | 65 | 65 | 65 | 65 | 0 | 0 | 0 | 0 | 0 | 6.034 | 6.034 | 6.034 | 6.034 | 0 | 0 | 0 | 0 | 0 | 28.6501 | 29.1315 | 30.4486 | 31.6724 | 0 | 0 | 0 | 0 | 0 | 115.478 | 115.478 | 115.478 | 115.478 | 0% | 0% | 0% | 0% | 0% | 85% | 85% | 85% | 85% | 0 | 0 | 0 | 0 | 0 | 364.2176 | 0 | 0 | 0 | 0 | 0 | 0 | 0 | 0 | 154.4638 | 0 | 0 | 0 | 169.9102 | 169.9102 | 364.2176 | 400.6394 | Unplanned Build | Potential Build Coal2023
| 43 | SOUT COMBINED CYCLE 2020 | SouthWest Ghana Group | Oil/Gas | Oil/Gas Combined Cycle | 0 | 0 | 0 | 0 | 9.7208 | 9.7208 | 9.7208 | 9.7208 | 12.2704 | 0 | 0 | 0 | 0 | 1340.7968 | 1340.7968 | 1340.7965 | 1340.7968 | 1692.4758 | 0 | 0 | 0 | 0 | 15 | 15 | 15 | 15 | 15 | 0 | 0 | 0 | 0 | 3.48 | 3.48 | 3.48 | 3.48 | 3.48 | 0 | 0 | 0 | 0 | 57.0834 | 69.1839 | 67.1384 | 72.1505 | 82.5313 | 0 | 0 | 0 | 0 | 170.065 | 170.065 | 170.065 | 170.065 | 214.6724 | 0% | 0% | 0% | 0% | 90% | 90% | 90% | 90% | 90% | 0 | 0 | 0 | 0 | 177.0377 | 0 | 0 | 0 | 46.4363 | 0 | 0 | 0 | 0 | 99.9331 | 0 | 0 | 0 | 5.7045 | 109.9265 | 109.9265 | 177.0377 | 194.7414 | Unplanned Build | Potential Build Oil/Gas Combined Cycle2020
| 45 | SOUT COMBINED CYCLE 2019 | SouthEast Ghana Group | Oil/Gas | Oil/Gas Combined Cycle | 0 | 0 | 0 | 0 | 5.3104 | 5.3104 | 5.3104 | 44.5641 | 115.9077 | 0 | 0 | 0 | 0 | 732.4648 | 732.4648 | 732.4648 | 6146.7781 | 15987.2628 | 0 | 0 | 0 | 0 | 15 | 15 | 15 | 15 | 15 | 0 | 0 | 0 | 0 | 3.48 | 3.48 | 3.48 | 3.48 | 3.48 | 0 | 0 | 0 | 0 | 57.2967 | 66.0585 | 63.0697 | 67.8634 | 80.5833 | 0 | 0 | 0 | 0 | 92.9052 | 92.9052 | 92.9052 | 779.6522 | 2027.8122 | 0% | 0% | 0% | 0% | 90% | 90% | 90% | 90% | 90% | 0 | 0 | 0 | 0 | 96.7143 | 0 | 0 | 714.9036 | 1299.3346 | 0 | 0 | 0 | 0 | 54.5927 | 0 | 0 | 141.4399 | 159.618 | 60.052 | 215.6358 | 96.7143 | 892.7797 | Unplanned Build | Potential Build Oil/Gas Combined Cycle2019
| 53 | SOUT HYDRO SMALL 2023 | SouthWest Ghana Group | Water | Hydro | 0 | 0 | 0 | 0 | 0 | 0 | 0 | 0 | 0 | 0 | 0 | 0 | 0 | 212.2847 | 212.2847 | 212.2847 | 212.2847 | 212.2847 | 0 | 0 | 0 | 0 | 45 | 45 | 45 | 45 | 45 | 0 | 0 | 0 | 0 | 3 | 3 | 3 | 3 | 3 | 0 | 0 | 0 | 0 | 0 | 0 | 0 | 0 | 0 | 0 | 0 | 0 | 0 | 57.0198 | 57.0198 | 57.0198 | 57.0198 | 57.0198 | 0% | 0% | 0% | 0% | 42.5% | 42.5% | 42.5% | 42.5% | 42.5% | 0 | 0 | 0 | 0 | 342.1188 | 0 | 0 | 0 | 0 | 0 | 0 | 0 | 0 | 193.1171 | 0 | 0 | 0 | 0 | 212.4289 | 212.4289 | 342.1188 | 376.3307 | Unplanned Build | Potential Build Hydro Small2023SOUT
| 54 | ASHA INTERRUPTIBLE 2016 | Ashanti Group | Interruptible | Interruptible | 0 | 0 | 0 | 0 | 0 | 0 | 0 | 0 | 0 | 0 | 0 | 0 | 0 | 0 | 0 | 0 | 0 | 0 | 0 | 0 | 0 | 0 | 0 | 0 | 0 | 0 | 0 | 0 | 0 | 0 | 0 | 0 | 0 | 0 | 0 | 0 | 0 | 0 | 0 | 0 | 0 | 0 | 0 | 0 | 0 | 129.301 | 217.102 | 0 | 0 | 0 | 0 | 0 | 0 | 0 | 0% | 0% | 0% | 0% | 0% | 0% | 0% | 0% | 0% | [9 empty] | 0 | 0 | 0 | 0 | 0 | 0 | 0 | 0 | 0 | 0 | 0 | 0 | 0 | Unplanned Build | Potential Build Interruptible2016
| 62 | SOUT NUCLEAR 2030 | SouthWest Ghana Group | Uranium | Nuclear | 0 | 0 | 0 | 0 | 0 | 0 | 0 | 39.4392 | 39.4392 | 0 | 0 | 0 | 0 | 0 | 0 | 0 | 3829.0486 | 3829.0486 | 0 | 0 | 0 | 0 | 0 | 0 | 0 | 100 | 100 | 0 | 0 | 0 | 0 | 0 | 0 | 0 | 2.3 | 2.3 | 0 | 0 | 0 | 0 | 0 | 0 | 0 | 13.184 | 13.184 | 0 | 0 | 0 | 0 | 0 | 0 | 0 | 460.112 | 460.112 | 0% | 0% | 0% | 0% | 0% | 0% | 0% | 95% | 95% | 0 | 0 | 0 | 0 | 0 | 0 | 0 | 2867.8781 | 0 | 0 | 0 | 0 | 0 | 0 | 0 | 0 | 567.3944 | 0 | 0 | 624.1338 | 0 | 3154.6659 | Unplanned Build | Potential Build Nuclear2030
| 63 | ASHA SOLAR PV 2020 | Ashanti Group | Sun | Solar PV | 0 | 0 | 0 | 0 | 0 | 0 | 0 | 0 | 0 | 0 | 0 | 0 | 9.5063 | 34.8564 | 34.8564 | 34.8564 | 34.8564 | 34.8564 | 0 | 0 | 0 | 24.8 | 24.8 | 24.8 | 24.8 | 24.8 | 24.8 | 0 | 0 | 0 | 0 | 0 | 0 | 0 | 0 | 0 | 0 | 0 | 0 | 0 | 0 | 0 | 0 | 0 | 0 | 0 | 0 | 0 | 7.5 | 27.5 | 27.5 | 27.5 | 27.5 | 27.5 | 0% | 0% | 0% | 14.47% | 14.47% | 14.47% | 14.47% | 14.47% | 14.47% | 0 | 0 | 0 | 9.3223 | 24.8594 | 0 | 0 | 0 | 0 | 0 | 0 | 0 | 6.3672 | 14.0325 | 0 | 0 | 0 | 0 | 22.4397 | 22.4397 | 34.1817 | 37.5999 | Unplanned Build | Potential Build Solar PV2020
| 64 | ASHA SOLAR PV 2026 | Ashanti Group | Sun | Solar PV | 0 | 0 | 0 | 0 | 0 | 0 | 0 | 0 | 0 | 0 | 0 | 0 | 0 | 0 | 25.3501 | 76.0503 | 101.4004 | 101.4004 | 0 | 0 | 0 | 0 | 0 | 24.8 | 24.8 | 24.8 | 24.8 | 0 | 0 | 0 | 0 | 0 | 0 | 0 | 0 | 0 | 0 | 0 | 0 | 0 | 0 | 0 | 0 | 0 | 0 | 0 | 0 | 0 | 0 | 0 | 20 | 60 | 80 | 80 | 0% | 0% | 0% | 0% | 0% | 14.47% | 14.47% | 14.47% | 14.47% | 0 | 0 | 0 | 0 | 0 | 20.4006 | 40.8013 | 20.4006 | 0 | 0 | 0 | 0 | 0 | 0 | 8.6519 | 13.0005 | 4.0362 | 0 | 9.517 | 28.2574 | 20.4006 | 89.7628 | Unplanned Build | Potential Build Solar PV2026
| 65 | ASHA SOLAR PV 2035 | Ashanti Group | Sun | Solar PV | 0 | 0 | 0 | 0 | 0 | 0 | 0 | 0 | 0 | 0 | 0 | 0 | 0 | 0 | 0 | 0 | 25.3501 | 139.4256 | 0 | 0 | 0 | 0 | 0 | 0 | 0 | 25 | 25 | 0 | 0 | 0 | 0 | 0 | 0 | 0 | 0 | 0 | 0 | 0 | 0 | 0 | 0 | 0 | 0 | 0 | 0 | 0 | 0 | 0 | 0 | 0 | 0 | 0 | 20 | 110 | 0% | 0% | 0% | 0% | 0% | 0% | 0% | 14.47% | 14.47% | 0 | 0 | 0 | 0 | 0 | 0 | 0 | 28.9894 | 130.4521 | 0 | 0 | 0 | 0 | 0 | 0 | 0 | 5.7354 | 16.0255 | 0 | 6.3089 | 0 | 31.8883 | Unplanned Build | Potential Build Solar PV2035
| 66 | SOUT SOLAR PV 2020 | SouthWest Ghana Group | Sun | Solar PV | 0 | 0 | 0 | 0 | 0 | 0 | 0 | 0 | 0 | 0 | 0 | 0 | 19.0126 | 44.3627 | 44.3627 | 44.3627 | 44.3627 | 44.3627 | 0 | 0 | 0 | 24.8 | 24.8 | 24.8 | 24.8 | 24.8 | 24.8 | 0 | 0 | 0 | 0 | 0 | 0 | 0 | 0 | 0 | 0 | 0 | 0 | 0 | 0 | 0 | 0 | 0 | 0 | 0 | 0 | 0 | 15 | 35 | 35 | 35 | 35 | 35 | 0% | 0% | 0% | 14.47% | 14.47% | 14.47% | 14.47% | 14.47% | 14.47% | 0 | 0 | 0 | 18.6446 | 24.8594 | 0 | 0 | 0 | 0 | 0 | 0 | 0 | 12.7345 | 14.0325 | 0 | 0 | 0 | 0 | 29.4437 | 29.4437 | 43.504 | 47.8544 | Unplanned Build | Potential Build Solar PV2020
| 67 | SOUT SOLAR PV 2026 | SouthWest Ghana Group | Sun | Solar PV | 0 | 0 | 0 | 0 | 0 | 0 | 0 | 0 | 0 | 0 | 0 | 0 | 0 | 0 | 25.3501 | 50.7002 | 63.3753 | 63.3753 | 0 | 0 | 0 | 0 | 0 | 24.8 | 24.8 | 24.8 | 24.8 | 0 | 0 | 0 | 0 | 0 | 0 | 0 | 0 | 0 | 0 | 0 | 0 | 0 | 0 | 0 | 0 | 0 | 0 | 0 | 0 | 0 | 0 | 0 | 20 | 40 | 50 | 50 | 0% | 0% | 0% | 0% | 0% | 14.47% | 14.47% | 14.47% | 14.47% | 0 | 0 | 0 | 0 | 0 | 20.4006 | 20.4006 | 10.2003 | 0 | 0 | 0 | 0 | 0 | 0 | 8.6519 | 6.5003 | 2.0181 | 0 | 9.517 | 18.8872 | 20.4006 | 56.1017 | Unplanned Build | Potential Build Solar PV2026
| 68 | SOUT SOLAR PV 2035 | SouthWest Ghana Group | Sun | Solar PV | 0 | 0 | 0 | 0 | 0 | 0 | 0 | 0 | 0 | 0 | 0 | 0 | 0 | 0 | 0 | 0 | 25.3501 | 114.0755 | 0 | 0 | 0 | 0 | 0 | 0 | 0 | 25 | 25 | 0 | 0 | 0 | 0 | 0 | 0 | 0 | 0 | 0 | 0 | 0 | 0 | 0 | 0 | 0 | 0 | 0 | 0 | 0 | 0 | 0 | 0 | 0 | 0 | 0 | 20 | 90 | 0% | 0% | 0% | 0% | 0% | 0% | 0% | 14.47% | 14.47% | 0 | 0 | 0 | 0 | 0 | 0 | 0 | 28.9894 | 101.4628 | 0 | 0 | 0 | 0 | 0 | 0 | 0 | 5.7354 | 12.4643 | 0 | 6.3089 | 0 | 31.8883 | Unplanned Build | Potential Build Solar PV2035
| 69 | NORT SOLAR PV 2018 | Northern Ghana Group | Sun | Solar PV | 0 | 0 | 0 | 0 | 0 | 0 | 0 | 0 | 0 | 0 | 0 | 71.598 | 71.598 | 71.598 | 71.598 | 71.598 | 71.598 | 71.598 | 0 | 0 | 24.8 | 24.8 | 24.8 | 24.8 | 24.8 | 24.8 | 24.8 | 0 | 0 | 0 | 0 | 0 | 0 | 0 | 0 | 0 | 0 | 0 | 0 | 0 | 0 | 0 | 0 | 0 | 0 | 0 | 0 | 50 | 50 | 50 | 50 | 50 | 50 | 50 | 0% | 0% | 16.35% | 16.35% | 16.35% | 16.35% | 16.35% | 16.35% | 16.35% | 0 | 0 | 62.15 | 0 | 0 | 0 | 0 | 0 | 0 | 0 | 0 | 46.6942 | 0 | 0 | 0 | 0 | 0 | 0 | 51.3636 | 51.3636 | 62.15 | 68.365 | Unplanned Build | Potential Build Solar PV2018
| 70 | NORT SOLAR PV 2020 | Northern Ghana Group | Sun | Solar PV | 0 | 0 | 0 | 0 | 0 | 0 | 0 | 0 | 0 | 0 | 0 | 0 | 107.3971 | 393.7893 | 393.7893 | 393.7893 | 393.7893 | 393.7893 | 0 | 0 | 0 | 24.8 | 24.8 | 24.8 | 24.8 | 24.8 | 24.8 | 0 | 0 | 0 | 0 | 0 | 0 | 0 | 0 | 0 | 0 | 0 | 0 | 0 | 0 | 0 | 0 | 0 | 0 | 0 | 0 | 0 | 75 | 275 | 275 | 275 | 275 | 275 | 0% | 0% | 0% | 16.35% | 16.35% | 16.35% | 16.35% | 16.35% | 16.35% | 0 | 0 | 0 | 93.2229 | 248.5944 | 0 | 0 | 0 | 0 | 0 | 0 | 0 | 63.6725 | 140.3251 | 0 | 0 | 0 | 0 | 224.3973 | 224.3973 | 341.8173 | 375.999 | Unplanned Build | Potential Build Solar PV2020
| 71 | NORT SOLAR PV 2023 | Northern Ghana Group | Sun | Solar PV | 0 | 0 | 0 | 0 | 0 | 0 | 0 | 0 | 0 | 0 | 0 | 0 | 0 | 143.1961 | 286.3922 | 286.3922 | 286.3922 | 286.3922 | 0 | 0 | 0 | 0 | 24.8 | 24.8 | 24.8 | 24.8 | 24.8 | 0 | 0 | 0 | 0 | 0 | 0 | 0 | 0 | 0 | 0 | 0 | 0 | 0 | 0 | 0 | 0 | 0 | 0 | 0 | 0 | 0 | 0 | 100 | 200 | 200 | 200 | 200 | 0% | 0% | 0% | 0% | 16.35% | 16.35% | 16.35% | 16.35% | 16.35% | 0 | 0 | 0 | 0 | 116.62 | 116.62 | 0 | 0 | 0 | 0 | 0 | 0 | 0 | 65.829 | 49.4583 | 0 | 0 | 0 | 126.816 | 126.816 | 233.24 | 256.564 | Unplanned Build | Potential Build Solar PV2023
| 72 | NORT SOLAR PV 2026 | Northern Ghana Group | Sun | Solar PV | 0 | 0 | 0 | 0 | 0 | 0 | 0 | 0 | 0 | 0 | 0 | 0 | 0 | 0 | 143.1961 | 429.5883 | 429.5883 | 429.5883 | 0 | 0 | 0 | 0 | 0 | 24.8 | 24.8 | 24.8 | 24.8 | 0 | 0 | 0 | 0 | 0 | 0 | 0 | 0 | 0 | 0 | 0 | 0 | 0 | 0 | 0 | 0 | 0 | 0 | 0 | 0 | 0 | 0 | 0 | 100 | 300 | 300 | 300 | 0% | 0% | 0% | 0% | 0% | 16.35% | 16.35% | 16.35% | 16.35% | 0 | 0 | 0 | 0 | 0 | 102.0031 | 204.0063 | 0 | 0 | 0 | 0 | 0 | 0 | 0 | 43.2593 | 65.0027 | 0 | 0 | 47.5852 | 119.0882 | 102.0031 | 336.6104 | Unplanned Build | Potential Build Solar PV2026
| 73 | NORT SOLAR PV 2030 | Northern Ghana Group | Sun | Solar PV | 0 | 0 | 0 | 0 | 0 | 0 | 0 | 0 | 0 | 0 | 0 | 0 | 0 | 0 | 0 | 71.598 | 357.9902 | 357.9902 | 0 | 0 | 0 | 0 | 0 | 0 | 24.8 | 24.8 | 24.8 | 0 | 0 | 0 | 0 | 0 | 0 | 0 | 0 | 0 | 0 | 0 | 0 | 0 | 0 | 0 | 0 | 0 | 0 | 0 | 0 | 0 | 0 | 0 | 0 | 50 | 250 | 250 | 0% | 0% | 0% | 0% | 0% | 0% | 16.35% | 16.35% | 16.35% | 0 | 0 | 0 | 0 | 0 | 0 | 47.1836 | 188.7343 | 0 | 0 | 0 | 0 | 0 | 0 | 0 | 15.0341 | 37.3401 | 0 | 0 | 57.6116 | 0 | 259.5097 | Unplanned Build | Potential Build Solar PV2030
| 74 | NORT SOLAR PV 2035 | Northern Ghana Group | Sun | Solar PV | 0 | 0 | 0 | 0 | 0 | 0 | 0 | 0 | 0 | 0 | 0 | 0 | 0 | 0 | 0 | 0 | 143.1961 | 859.1766 | 0 | 0 | 0 | 0 | 0 | 0 | 0 | 24.8 | 24.8 | 0 | 0 | 0 | 0 | 0 | 0 | 0 | 0 | 0 | 0 | 0 | 0 | 0 | 0 | 0 | 0 | 0 | 0 | 0 | 0 | 0 | 0 | 0 | 0 | 0 | 100 | 600 | 0% | 0% | 0% | 0% | 0% | 0% | 0% | 16.35% | 16.35% | 0 | 0 | 0 | 0 | 0 | 0 | 0 | 144.9468 | 724.734 | 0 | 0 | 0 | 0 | 0 | 0 | 0 | 28.677 | 89.0307 | 0 | 31.5446 | 0 | 159.4415 | Unplanned Build | Potential Build Solar PV2035
| 76 | SOUT SOLAR PV 2020 | SouthEast Ghana Group | Sun | Solar PV | 0 | 0 | 0 | 0 | 0 | 0 | 0 | 0 | 0 | 0 | 0 | 0 | 44.3627 | 171.1132 | 171.1132 | 171.1132 | 171.1132 | 171.1132 | 0 | 0 | 0 | 24.8 | 24.8 | 24.8 | 24.8 | 24.8 | 24.8 | 0 | 0 | 0 | 0 | 0 | 0 | 0 | 0 | 0 | 0 | 0 | 0 | 0 | 0 | 0 | 0 | 0 | 0 | 0 | 0 | 0 | 35 | 135 | 135 | 135 | 135 | 135 | 0% | 0% | 0% | 14.47% | 14.47% | 14.47% | 14.47% | 14.47% | 14.47% | 0 | 0 | 0 | 43.504 | 124.2972 | 0 | 0 | 0 | 0 | 0 | 0 | 0 | 29.7138 | 70.1625 | 0 | 0 | 0 | 0 | 109.864 | 109.864 | 167.8012 | 184.5813 | Unplanned Build | Potential Build Solar PV2020
| 77 | SOUT SOLAR PV 2026 | SouthEast Ghana Group | Sun | Solar PV | 0 | 0 | 0 | 0 | 0 | 0 | 0 | 0 | 0 | 0 | 0 | 0 | 0 | 0 | 63.3753 | 443.6268 | 570.3773 | 570.3773 | 0 | 0 | 0 | 0 | 0 | 24.8 | 24.8 | 24.8 | 24.8 | 0 | 0 | 0 | 0 | 0 | 0 | 0 | 0 | 0 | 0 | 0 | 0 | 0 | 0 | 0 | 0 | 0 | 0 | 0 | 0 | 0 | 0 | 0 | 50 | 350 | 450 | 450 | 0% | 0% | 0% | 0% | 0% | 14.47% | 14.47% | 14.47% | 14.47% | 0 | 0 | 0 | 0 | 0 | 51.0016 | 306.0094 | 102.0031 | 0 | 0 | 0 | 0 | 0 | 0 | 21.6296 | 97.504 | 20.1808 | 0 | 23.7926 | 153.2459 | 51.0016 | 504.9156 | Unplanned Build | Potential Build Solar PV2026
| 78 | SOUT SOLAR PV 2035 | SouthEast Ghana Group | Sun | Solar PV | 0 | 0 | 0 | 0 | 0 | 0 | 0 | 0 | 0 | 0 | 0 | 0 | 0 | 0 | 0 | 0 | 126.7505 | 570.3773 | 0 | 0 | 0 | 0 | 0 | 0 | 0 | 25 | 25 | 0 | 0 | 0 | 0 | 0 | 0 | 0 | 0 | 0 | 0 | 0 | 0 | 0 | 0 | 0 | 0 | 0 | 0 | 0 | 0 | 0 | 0 | 0 | 0 | 0 | 100 | 450 | 0% | 0% | 0% | 0% | 0% | 0% | 0% | 14.47% | 14.47% | 0 | 0 | 0 | 0 | 0 | 0 | 0 | 144.9468 | 507.3138 | 0 | 0 | 0 | 0 | 0 | 0 | 0 | 28.677 | 62.3215 | 0 | 31.5446 | 0 | 159.4415 | Unplanned Build | Potential Build Solar PV2035
| 80 | SOUT SOLAR PV 2020 | SouthWest Ghana Group | Sun | Solar PV | 0 | 0 | 0 | 0 | 0 | 0 | 0 | 0 | 0 | 0 | 0 | 0 | 57.0377 | 133.088 | 133.088 | 133.088 | 133.088 | 133.088 | 0 | 0 | 0 | 24.8 | 24.8 | 24.8 | 24.8 | 24.8 | 24.8 | 0 | 0 | 0 | 0 | 0 | 0 | 0 | 0 | 0 | 0 | 0 | 0 | 0 | 0 | 0 | 0 | 0 | 0 | 0 | 0 | 0 | 45 | 105 | 105 | 105 | 105 | 105 | 0% | 0% | 0% | 14.47% | 14.47% | 14.47% | 14.47% | 14.47% | 14.47% | 0 | 0 | 0 | 55.9337 | 74.5783 | 0 | 0 | 0 | 0 | 0 | 0 | 0 | 38.2035 | 42.0975 | 0 | 0 | 0 | 0 | 88.3311 | 88.3311 | 130.5121 | 143.5633 | Unplanned Build | Potential Build Solar PV2020
| 81 | SOUT SOLAR PV 2026 | SouthWest Ghana Group | Sun | Solar PV | 0 | 0 | 0 | 0 | 0 | 0 | 0 | 0 | 0 | 0 | 0 | 0 | 0 | 0 | 50.7002 | 253.501 | 304.2012 | 304.2012 | 0 | 0 | 0 | 0 | 0 | 24.8 | 24.8 | 24.8 | 24.8 | 0 | 0 | 0 | 0 | 0 | 0 | 0 | 0 | 0 | 0 | 0 | 0 | 0 | 0 | 0 | 0 | 0 | 0 | 0 | 0 | 0 | 0 | 0 | 40 | 200 | 240 | 240 | 0% | 0% | 0% | 0% | 0% | 14.47% | 14.47% | 14.47% | 14.47% | 0 | 0 | 0 | 0 | 0 | 40.8013 | 163.205 | 40.8013 | 0 | 0 | 0 | 0 | 0 | 0 | 17.3037 | 52.0022 | 8.0723 | 0 | 19.0341 | 85.116 | 40.8013 | 269.2883 | Unplanned Build | Potential Build Solar PV2026
| 82 | SOUT SOLAR PV 2035 | SouthWest Ghana Group | Sun | Solar PV | 0 | 0 | 0 | 0 | 0 | 0 | 0 | 0 | 0 | 0 | 0 | 0 | 0 | 0 | 0 | 0 | 25.3501 | 304.2012 | 0 | 0 | 0 | 0 | 0 | 0 | 0 | 25 | 25 | 0 | 0 | 0 | 0 | 0 | 0 | 0 | 0 | 0 | 0 | 0 | 0 | 0 | 0 | 0 | 0 | 0 | 0 | 0 | 0 | 0 | 0 | 0 | 0 | 0 | 20 | 240 | 0% | 0% | 0% | 0% | 0% | 0% | 0% | 14.47% | 14.47% | 0 | 0 | 0 | 0 | 0 | 0 | 0 | 28.9894 | 318.883 | 0 | 0 | 0 | 0 | 0 | 0 | 0 | 5.7354 | 39.1735 | 0 | 6.3089 | 0 | 31.8883 | Unplanned Build | Potential Build Solar PV2035
| 83 | SOUT SOLAR PV 2020 | SouthEast Ghana Group | Sun | Solar PV | 0 | 0 | 0 | 0 | 0 | 0 | 0 | 0 | 0 | 0 | 0 | 0 | 19.0126 | 19.0126 | 19.0126 | 19.0126 | 19.0126 | 19.0126 | 0 | 0 | 0 | 24.8 | 24.8 | 24.8 | 24.8 | 24.8 | 24.8 | 0 | 0 | 0 | 0 | 0 | 0 | 0 | 0 | 0 | 0 | 0 | 0 | 0 | 0 | 0 | 0 | 0 | 0 | 0 | 0 | 0 | 15 | 15 | 15 | 15 | 15 | 15 | 0% | 0% | 0% | 14.47% | 14.47% | 14.47% | 14.47% | 14.47% | 14.47% | 0 | 0 | 0 | 18.6446 | 0 | 0 | 0 | 0 | 0 | 0 | 0 | 0 | 12.7345 | 0 | 0 | 0 | 0 | 0 | 14.0079 | 14.0079 | 18.6446 | 20.509 | Unplanned Build | Potential Build Solar PV2020
| 84 | SOUT SOLAR PV 2026 | SouthEast Ghana Group | Sun | Solar PV | 0 | 0 | 0 | 0 | 0 | 0 | 0 | 0 | 0 | 0 | 0 | 0 | 0 | 0 | 25.3501 | 50.7002 | 76.0503 | 76.0503 | 0 | 0 | 0 | 0 | 0 | 24.8 | 24.8 | 24.8 | 24.8 | 0 | 0 | 0 | 0 | 0 | 0 | 0 | 0 | 0 | 0 | 0 | 0 | 0 | 0 | 0 | 0 | 0 | 0 | 0 | 0 | 0 | 0 | 0 | 20 | 40 | 60 | 60 | 0% | 0% | 0% | 0% | 0% | 14.47% | 14.47% | 14.47% | 14.47% | 0 | 0 | 0 | 0 | 0 | 20.4006 | 20.4006 | 20.4006 | 0 | 0 | 0 | 0 | 0 | 0 | 8.6519 | 6.5003 | 4.0362 | 0 | 9.517 | 21.1071 | 20.4006 | 67.3221 | Unplanned Build | Potential Build Solar PV2026
| 85 | SOUT SOLAR PV 2035 | SouthEast Ghana Group | Sun | Solar PV | 0 | 0 | 0 | 0 | 0 | 0 | 0 | 0 | 0 | 0 | 0 | 0 | 0 | 0 | 0 | 0 | 25.3501 | 76.0503 | 0 | 0 | 0 | 0 | 0 | 0 | 0 | 25 | 25 | 0 | 0 | 0 | 0 | 0 | 0 | 0 | 0 | 0 | 0 | 0 | 0 | 0 | 0 | 0 | 0 | 0 | 0 | 0 | 0 | 0 | 0 | 0 | 0 | 0 | 20 | 60 | 0% | 0% | 0% | 0% | 0% | 0% | 0% | 14.47% | 14.47% | 0 | 0 | 0 | 0 | 0 | 0 | 0 | 28.9894 | 57.9787 | 0 | 0 | 0 | 0 | 0 | 0 | 0 | 5.7354 | 7.1225 | 0 | 6.3089 | 0 | 31.8883 | Unplanned Build | Potential Build Solar PV2035
| 86 | ASHA SOLAR PV WITH STORAGE 2020 | Ashanti Group | Sun + storage | Solar PV + Storage | 0 | 0 | 0 | 0 | 0 | 0 | 0 | 0 | 0 | 0 | 0 | 0 | 0 | 12.675 | 12.675 | 12.675 | 12.675 | 12.675 | 0 | 0 | 0 | 0 | 28 | 28 | 28 | 28 | 28 | 0 | 0 | 0 | 0 | 0 | 0 | 0 | 0 | 0 | 0 | 0 | 0 | 0 | 0 | 0 | 0 | 0 | 0 | 0 | 0 | 0 | 0 | 10 | 10 | 10 | 10 | 10 | 0% | 0% | 0% | 0% | 14.47% | 14.47% | 14.47% | 14.47% | 14.47% | 0 | 0 | 0 | 0 | 18.2125 | 0 | 0 | 0 | 0 | 0 | 0 | 0 | 0 | 10.2805 | 0 | 0 | 0 | 0 | 11.3085 | 11.3085 | 18.2125 | 20.0337 | Unplanned Build | Potential Build Solar PV with storage2020
| 88 | ASHA SOLAR PV WITH STORAGE 2035 | Ashanti Group | Sun + storage | Solar PV + Storage | 0 | 0 | 0 | 0 | 0 | 0 | 0 | 0 | 0 | 0 | 0 | 0 | 0 | 0 | 0 | 0 | 12.675 | 76.0503 | 0 | 0 | 0 | 0 | 0 | 0 | 0 | 28 | 28 | 0 | 0 | 0 | 0 | 0 | 0 | 0 | 0 | 0 | 0 | 0 | 0 | 0 | 0 | 0 | 0 | 0 | 0 | 0 | 0 | 0 | 0 | 0 | 0 | 0 | 10 | 60 | 0% | 0% | 0% | 0% | 0% | 0% | 0% | 14.47% | 14.47% | 0 | 0 | 0 | 0 | 0 | 0 | 0 | 13.5 | 67.5 | 0 | 0 | 0 | 0 | 0 | 0 | 0 | 2.6709 | 8.2921 | 0 | 2.938 | 0 | 14.85 | Unplanned Build | Potential Build Solar PV with storage2035
| 89 | SOUT SOLAR PV WITH STORAGE 2020 | SouthWest Ghana Group | Sun + storage | Solar PV + Storage | 0 | 0 | 0 | 0 | 0 | 0 | 0 | 0 | 0 | 0 | 0 | 0 | 0 | 12.675 | 12.675 | 12.675 | 12.675 | 12.675 | 0 | 0 | 0 | 0 | 28 | 28 | 28 | 28 | 28 | 0 | 0 | 0 | 0 | 0 | 0 | 0 | 0 | 0 | 0 | 0 | 0 | 0 | 0 | 0 | 0 | 0 | 0 | 0 | 0 | 0 | 0 | 10 | 10 | 10 | 10 | 10 | 0% | 0% | 0% | 0% | 14.47% | 14.47% | 14.47% | 14.47% | 14.47% | 0 | 0 | 0 | 0 | 18.2125 | 0 | 0 | 0 | 0 | 0 | 0 | 0 | 0 | 10.2805 | 0 | 0 | 0 | 0 | 11.3085 | 11.3085 | 18.2125 | 20.0337 | Unplanned Build | Potential Build Solar PV with storage2020
| 91 | SOUT SOLAR PV WITH STORAGE 2035 | SouthWest Ghana Group | Sun + storage | Solar PV + Storage | 0 | 0 | 0 | 0 | 0 | 0 | 0 | 0 | 0 | 0 | 0 | 0 | 0 | 0 | 0 | 0 | 12.675 | 63.3752 | 0 | 0 | 0 | 0 | 0 | 0 | 0 | 28 | 28 | 0 | 0 | 0 | 0 | 0 | 0 | 0 | 0 | 0 | 0 | 0 | 0 | 0 | 0 | 0 | 0 | 0 | 0 | 0 | 0 | 0 | 0 | 0 | 0 | 0 | 10 | 50 | 0% | 0% | 0% | 0% | 0% | 0% | 0% | 14.47% | 14.47% | 0 | 0 | 0 | 0 | 0 | 0 | 0 | 13.5 | 54 | 0 | 0 | 0 | 0 | 0 | 0 | 0 | 2.6709 | 6.6337 | 0 | 2.938 | 0 | 14.85 | Unplanned Build | Potential Build Solar PV with storage2035
| 92 | NORT SOLAR PV WITH STORAGE 2020 | Northern Ghana Group | Sun + storage | Solar PV + Storage | 0 | 0 | 0 | 0 | 0 | 0 | 0 | 0 | 0 | 0 | 0 | 0 | 0 | 126.7505 | 126.7505 | 126.7505 | 126.7505 | 126.7505 | 0 | 0 | 0 | 0 | 28 | 28 | 28 | 28 | 28 | 0 | 0 | 0 | 0 | 0 | 0 | 0 | 0 | 0 | 0 | 0 | 0 | 0 | 0 | 0 | 0 | 0 | 0 | 0 | 0 | 0 | 0 | 100 | 100 | 100 | 100 | 100 | 0% | 0% | 0% | 0% | 14.47% | 14.47% | 14.47% | 14.47% | 14.47% | 0 | 0 | 0 | 0 | 182.125 | 0 | 0 | 0 | 0 | 0 | 0 | 0 | 0 | 102.8048 | 0 | 0 | 0 | 0 | 113.0853 | 113.0853 | 182.125 | 200.3375 | Unplanned Build | Potential Build Solar PV with storage2020
| 94 | NORT SOLAR PV WITH STORAGE 2035 | Northern Ghana Group | Sun + storage | Solar PV + Storage | 0 | 0 | 0 | 0 | 0 | 0 | 0 | 0 | 0 | 0 | 0 | 0 | 0 | 0 | 0 | 0 | 63.3752 | 380.2515 | 0 | 0 | 0 | 0 | 0 | 0 | 0 | 28 | 28 | 0 | 0 | 0 | 0 | 0 | 0 | 0 | 0 | 0 | 0 | 0 | 0 | 0 | 0 | 0 | 0 | 0 | 0 | 0 | 0 | 0 | 0 | 0 | 0 | 0 | 50 | 300 | 0% | 0% | 0% | 0% | 0% | 0% | 0% | 14.47% | 14.47% | 0 | 0 | 0 | 0 | 0 | 0 | 0 | 67.5 | 337.5 | 0 | 0 | 0 | 0 | 0 | 0 | 0 | 13.3545 | 41.4605 | 0 | 14.69 | 0 | 74.25 | Unplanned Build | Potential Build Solar PV with storage2035
| 95 | SOUT SOLAR PV WITH STORAGE 2020 | SouthEast Ghana Group | Sun + storage | Solar PV + Storage | 0 | 0 | 0 | 0 | 0 | 0 | 0 | 0 | 0 | 0 | 0 | 0 | 0 | 50.7002 | 50.7002 | 50.7002 | 50.7002 | 50.7002 | 0 | 0 | 0 | 0 | 28 | 28 | 28 | 28 | 28 | 0 | 0 | 0 | 0 | 0 | 0 | 0 | 0 | 0 | 0 | 0 | 0 | 0 | 0 | 0 | 0 | 0 | 0 | 0 | 0 | 0 | 0 | 40 | 40 | 40 | 40 | 40 | 0% | 0% | 0% | 0% | 14.47% | 14.47% | 14.47% | 14.47% | 14.47% | 0 | 0 | 0 | 0 | 72.85 | 0 | 0 | 0 | 0 | 0 | 0 | 0 | 0 | 41.1219 | 0 | 0 | 0 | 0 | 45.2341 | 45.2341 | 72.85 | 80.135 | Unplanned Build | Potential Build Solar PV with storage2020
| 97 | SOUT SOLAR PV WITH STORAGE 2035 | SouthEast Ghana Group | Sun + storage | Solar PV + Storage | 0 | 0 | 0 | 0 | 0 | 0 | 0 | 0 | 0 | 0 | 0 | 0 | 0 | 0 | 0 | 0 | 63.3752 | 278.8511 | 0 | 0 | 0 | 0 | 0 | 0 | 0 | 28 | 28 | 0 | 0 | 0 | 0 | 0 | 0 | 0 | 0 | 0 | 0 | 0 | 0 | 0 | 0 | 0 | 0 | 0 | 0 | 0 | 0 | 0 | 0 | 0 | 0 | 0 | 50 | 220 | 0% | 0% | 0% | 0% | 0% | 0% | 0% | 14.47% | 14.47% | 0 | 0 | 0 | 0 | 0 | 0 | 0 | 67.5 | 229.5 | 0 | 0 | 0 | 0 | 0 | 0 | 0 | 13.3545 | 28.1932 | 0 | 14.69 | 0 | 74.25 | Unplanned Build | Potential Build Solar PV with storage2035
| 98 | SOUT SOLAR PV WITH STORAGE 2020 | SouthWest Ghana Group | Sun + storage | Solar PV + Storage | 0 | 0 | 0 | 0 | 0 | 0 | 0 | 0 | 0 | 0 | 0 | 0 | 0 | 38.0251 | 38.0251 | 38.0251 | 38.0251 | 38.0251 | 0 | 0 | 0 | 0 | 28 | 28 | 28 | 28 | 28 | 0 | 0 | 0 | 0 | 0 | 0 | 0 | 0 | 0 | 0 | 0 | 0 | 0 | 0 | 0 | 0 | 0 | 0 | 0 | 0 | 0 | 0 | 30 | 30 | 30 | 30 | 30 | 0% | 0% | 0% | 0% | 14.47% | 14.47% | 14.47% | 14.47% | 14.47% | 0 | 0 | 0 | 0 | 54.6375 | 0 | 0 | 0 | 0 | 0 | 0 | 0 | 0 | 30.8414 | 0 | 0 | 0 | 0 | 33.9256 | 33.9256 | 54.6375 | 60.1013 | Unplanned Build | Potential Build Solar PV with storage2020
| 100 | SOUT SOLAR PV WITH STORAGE 2035 | SouthWest Ghana Group | Sun + storage | Solar PV + Storage | 0 | 0 | 0 | 0 | 0 | 0 | 0 | 0 | 0 | 0 | 0 | 0 | 0 | 0 | 0 | 0 | 12.675 | 101.4004 | 0 | 0 | 0 | 0 | 0 | 0 | 0 | 28 | 28 | 0 | 0 | 0 | 0 | 0 | 0 | 0 | 0 | 0 | 0 | 0 | 0 | 0 | 0 | 0 | 0 | 0 | 0 | 0 | 0 | 0 | 0 | 0 | 0 | 0 | 10 | 80 | 0% | 0% | 0% | 0% | 0% | 0% | 0% | 14.47% | 14.47% | 0 | 0 | 0 | 0 | 0 | 0 | 0 | 13.5 | 94.5 | 0 | 0 | 0 | 0 | 0 | 0 | 0 | 2.6709 | 11.6089 | 0 | 2.938 | 0 | 14.85 | Unplanned Build | Potential Build Solar PV with storage2035
| 103 | SOUT SOLAR PV WITH STORAGE 2035 | SouthEast Ghana Group | Sun + storage | Solar PV + Storage | 0 | 0 | 0 | 0 | 0 | 0 | 0 | 0 | 0 | 0 | 0 | 0 | 0 | 0 | 0 | 0 | 12.675 | 50.7002 | 0 | 0 | 0 | 0 | 0 | 0 | 0 | 28 | 28 | 0 | 0 | 0 | 0 | 0 | 0 | 0 | 0 | 0 | 0 | 0 | 0 | 0 | 0 | 0 | 0 | 0 | 0 | 0 | 0 | 0 | 0 | 0 | 0 | 0 | 10 | 40 | 0% | 0% | 0% | 0% | 0% | 0% | 0% | 14.47% | 14.47% | 0 | 0 | 0 | 0 | 0 | 0 | 0 | 13.5 | 40.5 | 0 | 0 | 0 | 0 | 0 | 0 | 0 | 2.6709 | 4.9753 | 0 | 2.938 | 0 | 14.85 | Unplanned Build | Potential Build Solar PV with storage2035
| 104 | SOUT WIND TURBINE 2020 | SouthEast Ghana Group | Wind | Wind | 0 | 0 | 0 | 0 | 0 | 0 | 0 | 0 | 0 | 0 | 0 | 0 | 175.1525 | 350.305 | 700.61 | 700.61 | 700.61 | 700.61 | 0 | 0 | 0 | 46.71 | 46.71 | 46.71 | 46.71 | 46.71 | 46.71 | 0 | 0 | 0 | 0 | 0 | 0 | 0 | 0 | 0 | 0 | 0 | 0 | 0 | 0 | 0 | 0 | 0 | 0 | 0 | 0 | 0 | 75 | 150 | 300 | 300 | 300 | 300 | 0% | 0% | 0% | 26.66% | 26.66% | 26.66% | 26.66% | 26.66% | 26.66% | 0 | 0 | 0 | 130.7634 | 130.7634 | 261.5268 | 0 | 0 | 0 | 0 | 0 | 0 | 89.3132 | 73.8125 | 110.9129 | 0 | 0 | 0 | 301.4425 | 301.4425 | 523.0536 | 575.359 | Unplanned Build | Potential Build Wind2020
| 105 | SOUT WIND TURBINE 2026 | SouthEast Ghana Group | Wind | Wind | 0 | 0 | 0 | 0 | 0 | 0 | 0 | 0 | 0 | 0 | 0 | 0 | 0 | 0 | 350.305 | 817.3784 | 1050.9151 | 1050.9151 | 0 | 0 | 0 | 0 | 0 | 46.71 | 46.71 | 46.71 | 46.71 | 0 | 0 | 0 | 0 | 0 | 0 | 0 | 0 | 0 | 0 | 0 | 0 | 0 | 0 | 0 | 0 | 0 | 0 | 0 | 0 | 0 | 0 | 0 | 150 | 350 | 450 | 450 | 0% | 0% | 0% | 0% | 0% | 26.66% | 26.66% | 26.66% | 26.66% | 0 | 0 | 0 | 0 | 0 | 162.8452 | 217.127 | 108.5635 | 0 | 0 | 0 | 0 | 0 | 0 | 69.0623 | 69.1834 | 21.4787 | 0 | 75.9685 | 175.6968 | 162.8452 | 537.3893 | Unplanned Build | Potential Build Wind2026
| 106 | SOUT WIND TURBINE 2035 | SouthEast Ghana Group | Wind | Wind | 0 | 0 | 0 | 0 | 0 | 0 | 0 | 0 | 0 | 0 | 0 | 0 | 0 | 0 | 0 | 0 | 467.0734 | 467.0734 | 0 | 0 | 0 | 0 | 0 | 0 | 0 | 47 | 47 | 0 | 0 | 0 | 0 | 0 | 0 | 0 | 0 | 0 | 0 | 0 | 0 | 0 | 0 | 0 | 0 | 0 | 0 | 0 | 0 | 0 | 0 | 0 | 0 | 0 | 200 | 200 | 0% | 0% | 0% | 0% | 0% | 0% | 0% | 26.66% | 26.66% | 0 | 0 | 0 | 0 | 0 | 0 | 0 | 302.9574 | 0 | 0 | 0 | 0 | 0 | 0 | 0 | 0 | 59.9385 | 0 | 0 | 65.9324 | 0 | 333.2532 | Unplanned Build | Potential Build Wind2035
[6 empty] | 0 | 0 | 0 | 0 | 0 | 0 | 0 |  |  | 0 | 0 | 0 | 0 | 0 | 0 | 0 |  |  | 0 | 0 | 0 | 0 | 0 | 0 | 0 |  |  | 0 | 0 | 0 | 0 | 0 | 0 | 0 |  |  | 0 | 0 | 0 | 0 | 0 | 0 | 0 |  |  | 0 | 0 | 0 | 0 | 0 | 0 | 0 |  |  | 0 | 0 | 0 | 0 | 0 | 0 | 0

## LowRECapCost
Back to Contents | [77 empty] | 90.91% | 82.64% | 75.13% | 68.3% | 56.45% | 42.41% | 31.86% | 19.78% | 12.28% | Cap Cost NPV |  | Cap Cost -- no NPV
|  | Plant Name |  |  |  | FUEL CONSUMPTION | [8 empty] | GENERATION | [8 empty] | FOM (USD/kW-yr | [8 empty] | VOM (USD/MWh) | [8 empty] | Fuel Cost (USD/MWh) | [8 empty] | Available Capacity | [8 empty] | Capacity Factors | [8 empty] | Total Capital Cost | [8 empty] | Total Capital Cost (NPV) | [8 empty] | 1613.2151 | 2827.0396 | 2739.076 | 8681.7471 | Unplanned? | Plant Name
| UnitID |  | Model Region | Fuel Type | Capacity Type | 2017 | 2018 | 2019 | 2020 | 2023 | 2026 | 2030 | 2035 | 2040 | 2017 | 2018 | 2019 | 2020 | 2023 | 2026 | 2030 | 2035 | 2040 | 2017 | 2018 | 2019 | 2020 | 2023 | 2026 | 2030 | 2035 | 2040 | 2017 | 2018 | 2019 | 2020 | 2023 | 2026 | 2030 | 2035 | 2040 | 2017 | 2018 | 2019 | 2020 | 2023 | 2026 | 2030 | 2035 | 2040 | 2017 | 2018 | 2019 | 2020 | 2023 | 2026 | 2030 | 2035 | 2040 | 2017 | 2018 | 2019 | 2020 | 2023 | 2026 | 2030 | 2035 | 2040 | 2017 | 2018 | 2019 | 2020 | 2023 | 2026 | 2030 | 2035 | 2040 | 2017 | 2018 | 2019 | 2020 | 2023 | 2026 | 2030 | 2035 | 2040 | 10-year | 20-year | 10-year | 20-year
| 1 | CENIT | SouthEast Ghana Group | Oil | Oil Combustion | 0 | 0 | 0 | 0 | 0 | 0 | 0 | 0 | 0 | 0 | 0 | 0 | 0 | 0 | 0 | 0 | 0 | 0 | 11.83 | 11.83 | 11.83 | 11.83 | 11.83 | 11.83 | 11.83 | 0 | 0 | 0 | 0 | 0 | 0 | 0 | 0 | 0 | 0 | 0 | 0 | 0 | 0 | 0 | 0 | 0 | 0 | 0 | 0 | 100 | 100 | 100 | 100 | 100 | 100 | 100 | 0 | 0 | 0% | 0% | 0% | 0% | 0% | 0% | 0% | 0% | 0% | [9 empty] | 0 | 0 | 0 | 0 | 0 | 0 | 0 | 0 | 0 | 0 | 0 | 0 | 0 | Existing & Under Const. Plant
| 2 | Trojan 2B | SouthEast Ghana Group | Oil | Oil Combustion | 0.26958 | 0 | 0 | 0 | 0 | 0 | 0 | 0 | 0 | 31.941 | 0 | 0 | 0 | 0 | 0 | 0 | 0 | 0 | 34 | 34 | 34 | 34 | 0 | 0 | 0 | 0 | 0 | 5.5 | 0 | 0 | 0 | 0 | 0 | 0 | 0 | 0 | 97.9957 | 0 | 0 | 0 | 0 | 0 | 0 | 0 | 0 | 16.25 | 16.25 | 16.25 | 16.25 | 0 | 0 | 0 | 0 | 0 | 22.44% | 0% | 0% | 0% | 0% | 0% | 0% | 0% | 0% | [9 empty] | 0 | 0 | 0 | 0 | 0 | 0 | 0 | 0 | 0 | 0 | 0 | 0 | 0 | Existing & Under Const. Plant
| 3 | Trojan 2A | Ashanti Group | Oil | Oil Combustion | 0.26958 | 0 | 0 | 0 | 0 | 0 | 0 | 0 | 0 | 31.941 | 0 | 0 | 0 | 0 | 0 | 0 | 0 | 0 | 34 | 34 | 34 | 34 | 0 | 0 | 0 | 0 | 0 | 5.5 | 0 | 0 | 0 | 0 | 0 | 0 | 0 | 0 | 108.8196 | 0 | 0 | 0 | 0 | 0 | 0 | 0 | 0 | 16.25 | 16.25 | 16.25 | 16.25 | 0 | 0 | 0 | 0 | 0 | 22.44% | 0% | 0% | 0% | 0% | 0% | 0% | 0% | 0% | [9 empty] | 0 | 0 | 0 | 0 | 0 | 0 | 0 | 0 | 0 | 0 | 0 | 0 | 0 | Existing & Under Const. Plant
| 4 | GP Tarkwa Plant | SouthWest Ghana Group | Oil | Oil Combustion | 0 | 0 | 0 | 0 | 0 | 0.0032533 | 0.014144 | 0.020849 | 0.041698 | 0 | 0 | 0 | 0 | 0 | 0.32776 | 1.4249 | 2.1004 | 4.2009 | 17.5 | 17.5 | 17.5 | 17.5 | 17.5 | 17.5 | 17.5 | 17.5 | 17.5 | 0 | 0 | 0 | 0 | 0 | 3.5 | 3.5 | 3.5 | 3.5 | 0 | 0 | 0 | 0 | 0 | 163.9775 | 163.9775 | 163.9775 | 163.9775 | 33 | 33 | 33 | 33 | 33 | 33 | 33 | 33 | 33 | 0% | 0% | 0% | 0% | 0% | 0.1134% | 0.4929% | 0.7266% | 1.453% | [9 empty] | 0 | 0 | 0 | 0 | 0 | 0 | 0 | 0 | 0 | 0 | 0 | 0 | 0 | Existing & Under Const. Plant
| 5 | GP Chirano Plant | SouthWest Ghana Group | Oil | Oil Combustion | 0 | 0 | 0 | 0 | 0 | 0 | 0 | 0 | 0 | 0 | 0 | 0 | 0 | 0 | 0 | 0 | 0 | 0 | 17.5 | 17.5 | 17.5 | 17.5 | 17.5 | 17.5 | 17.5 | 17.5 | 17.5 | 0 | 0 | 0 | 0 | 0 | 0 | 0 | 0 | 0 | 0 | 0 | 0 | 0 | 0 | 0 | 0 | 0 | 0 | 30 | 30 | 30 | 30 | 30 | 30 | 30 | 30 | 30 | 0% | 0% | 0% | 0% | 0% | 0% | 0% | 0% | 0% | [9 empty] | 0 | 0 | 0 | 0 | 0 | 0 | 0 | 0 | 0 | 0 | 0 | 0 | 0 | Existing & Under Const. Plant
| 6 | GP Darmang Plant | SouthWest Ghana Group | Oil | Oil Combustion | 0 | 0 | 0 | 0 | 0 | 0 | 0 | 0.0096145 | 0.01883 | 0 | 0 | 0 | 0 | 0 | 0 | 0 | 0.90447 | 1.7714 | 17.5 | 17.5 | 17.5 | 17.5 | 17.5 | 17.5 | 17.5 | 17.5 | 17.5 | 0 | 0 | 0 | 0 | 0 | 0 | 0 | 3.5 | 3.5 | 0 | 0 | 0 | 0 | 0 | 0 | 0 | 175.6076 | 175.6076 | 25.5 | 25.5 | 25.5 | 25.5 | 25.5 | 25.5 | 25.5 | 25.5 | 25.5 | 0% | 0% | 0% | 0% | 0% | 0% | 0% | 0.4049% | 0.793% | [9 empty] | 0 | 0 | 0 | 0 | 0 | 0 | 0 | 0 | 0 | 0 | 0 | 0 | 0 | Existing & Under Const. Plant
| 7 | SAPP 2 | SouthEast Ghana Group | Oil/Gas | Oil/Gas Combined Cycle | 9.6 | 22.9737 | 10.1611 | 7.7484 | 23.5117 | 23.5117 | 23.5117 | 23.4718 | 20.207 | 1230.7633 | 2945.3501 | 1302.7036 | 993.3854 | 3014.3164 | 3014.316 | 3014.316 | 3009.2059 | 2590.6369 | 16 | 16 | 16 | 16 | 16 | 16 | 16 | 16 | 16 | 3.5 | 3.5 | 3.5 | 3.5 | 3.5 | 3.5 | 3.5 | 3.5 | 3.5 | 70.9393 | 62.6534 | 64.8913 | 64.7653 | 66.1189 | 67.7329 | 72.6294 | 85.2021 | 88.7923 | 370 | 370 | 370 | 370 | 370 | 370 | 370 | 370 | 370 | 37.97% | 90.87% | 40.19% | 30.65% | 93% | 93% | 93% | 92.84% | 79.93% | [9 empty] | 0 | 0 | 0 | 0 | 0 | 0 | 0 | 0 | 0 | 0 | 0 | 0 | 0 | Existing & Under Const. Plant
| 8 | Cenpower | SouthEast Ghana Group | Oil/Gas | Oil/Gas Combined Cycle | 0 | 0.071594 | 0.84437 | 0 | 16.3031 | 21.6884 | 21.6884 | 18.917 | 10.9414 | 0 | 9.1436 | 107.8372 | 0 | 2082.1317 | 2769.9125 | 2769.912 | 2415.9627 | 1397.3731 | 0 | 16 | 16 | 16 | 16 | 16 | 16 | 16 | 16 | 0 | 3.5 | 3.5 | 0 | 3.5 | 3.5 | 3.5 | 3.5 | 3.5 | 0 | 64.0482 | 65.1409 | 0 | 70.4369 | 75.1751 | 79.0324 | 85.5228 | 87.5407 | 0 | 340 | 340 | 340 | 340 | 340 | 340 | 340 | 340 | 0% | 0.307% | 3.621% | 0% | 69.91% | 93% | 93% | 81.12% | 46.92% | [9 empty] | 0 | 0 | 0 | 0 | 0 | 0 | 0 | 0 | 0 | 0 | 0 | 0 | 0 | Existing & Under Const. Plant
| 9 | KarpowerShip 1 | SouthEast Ghana Group | Oil/Gas | Oil/Gas Combined Cycle | 14.837 | 0 | 0 | 0 | 0 | 0 | 0 | 0 | 0 | 1942.0128 | 0 | 0 | 0 | 0 | 0 | 0 | 0 | 0 | 177.828 | 0 | 0 | 0 | 0 | 0 | 0 | 0 | 0 | 3.5 | 0 | 0 | 0 | 0 | 0 | 0 | 0 | 0 | 67.7182 | 0 | 0 | 0 | 0 | 0 | 0 | 0 | 0 | 247 | 0 | 0 | 0 | 0 | 0 | 0 | 0 | 0 | 89.75% | 0% | 0% | 0% | 0% | 0% | 0% | 0% | 0% | [9 empty] | 0 | 0 | 0 | 0 | 0 | 0 | 0 | 0 | 0 | 0 | 0 | 0 | 0 | Existing & Under Const. Plant
| 10 | AKSA | SouthEast Ghana Group | Oil/Gas | Oil/Gas Combined Cycle | 10.1595 | 0 | 13.6628 | 0 | 0 | 0 | 13.4505 | 0.78441 | 0.98705 | 1195.236 | 0 | 1607.3832 | 0 | 0 | 0 | 1582.4149 | 92.2834 | 116.1232 | 16 | 16 | 16 | 16 | 16 | 16 | 16 | 16 | 16 | 3.5 | 0 | 3.5 | 0 | 0 | 0 | 3.5 | 3.5 | 3.5 | 75.3409 | 0 | 70.7149 | 0 | 0 | 0 | 87.9828 | 82.2636 | 96.4793 | 250 | 375 | 375 | 375 | 375 | 375 | 375 | 375 | 375 | 54.58% | 0% | 48.93% | 0% | 0% | 0% | 48.17% | 2.809% | 3.535% | [9 empty] | 0 | 0 | 0 | 0 | 0 | 0 | 0 | 0 | 0 | 0 | 0 | 0 | 0 | Existing & Under Const. Plant
| 11 | TAPCO (T1) | SouthWest Ghana Group | Oil/Gas | Oil/Gas Combined Cycle | 11.645 | 17.1872 | 0 | 17.1872 | 17.1872 | 15.6213 | 17.1872 | 7.9106 | 1.7087 | 1496.2082 | 2208.3 | 0 | 2208.3 | 2208.2991 | 2007.1026 | 2208.3001 | 1016.3927 | 219.5415 | 18.7 | 18.7 | 18.7 | 18.7 | 18.7 | 18.7 | 18.7 | 18.7 | 18.7 | 5 | 5 | 0 | 5 | 5 | 5 | 5 | 5 | 5 | 58.8924 | 62.3154 | 0 | 64.6242 | 61.2801 | 62.3592 | 63.0192 | 62.5775 | 61.5635 | 305 | 305 | 305 | 305 | 305 | 305 | 305 | 305 | 305 | 56% | 82.65% | 0% | 82.65% | 82.65% | 75.12% | 82.65% | 38.04% | 8.217% | [9 empty] | 0 | 0 | 0 | 0 | 0 | 0 | 0 | 0 | 0 | 0 | 0 | 0 | 0 | Existing & Under Const. Plant
| 12 | TICO (T2) | SouthWest Ghana Group | Oil/Gas | Oil/Gas Combined Cycle | 17.7346 | 17.7346 | 9.5854 | 17.7346 | 17.7346 | 17.7346 | 17.7346 | 17.7346 | 4.4989 | 2382.7198 | 2382.72 | 1287.8389 | 2382.7197 | 2382.7199 | 2382.7199 | 2382.72 | 2382.72 | 604.4516 | 30.94 | 30.94 | 30.94 | 30.94 | 30.94 | 30.94 | 30.94 | 30.94 | 30.94 | 4.9 | 4.9 | 4.9 | 4.9 | 4.9 | 4.9 | 4.9 | 4.9 | 4.9 | 55.2268 | 59.5931 | 61.9213 | 61.8011 | 58.603 | 59.635 | 60.2662 | 59.8438 | 58.8741 | 320 | 320 | 320 | 320 | 320 | 320 | 320 | 320 | 320 | 85% | 85% | 45.94% | 85% | 85% | 85% | 85% | 85% | 21.56% | [9 empty] | 0 | 0 | 0 | 0 | 0 | 0 | 0 | 0 | 0 | 0 | 0 | 0 | 0 | Existing & Under Const. Plant
| 13 | Amandi | SouthWest Ghana Group | Oil/Gas | Oil/Gas Combined Cycle | 0 | 0 | 8.0946 | 0 | 0.085206 | 2.5775 | 11.9575 | 1.5569 | 0.10905 | 0 | 0 | 987.1488 | 0 | 10.3909 | 314.3302 | 1458.2327 | 189.8688 | 13.2992 | 0 | 0 | 30.94 | 30.94 | 30.94 | 30.94 | 30.94 | 30.94 | 30.94 | 0 | 0 | 4.9 | 0 | 4.9 | 4.9 | 4.9 | 4.9 | 4.9 | 0 | 0 | 68.2191 | 0 | 64.5633 | 65.7003 | 66.3957 | 65.9303 | 64.862 | 0 | 0 | 190 | 190 | 190 | 190 | 190 | 190 | 190 | 0% | 0% | 59.31% | 0% | 0.6243% | 18.89% | 87.61% | 11.41% | 0.799% | [9 empty] | 0 | 0 | 0 | 0 | 0 | 0 | 0 | 0 | 0 | 0 | 0 | 0 | 0 | Existing & Under Const. Plant
| 14 | KarpowerShip 2 | SouthWest Ghana Group | Oil/Gas | Oil/Gas Combined Cycle | 0 | 24.5592 | 31.8841 | 30.5313 | 0 | 0 | 0 | 0 | 0 | 0 | 2884.5633 | 3744.9 | 3586.0088 | 0 | 0 | 0 | 0 | 0 | 0 | 177.828 | 177.828 | 177.828 | 177.828 | 0 | 0 | 0 | 0 | 0 | 3.5 | 3.5 | 3.5 | 0 | 0 | 0 | 0 | 0 | 0 | 68.1682 | 70.8314 | 70.6939 | 0 | 0 | 0 | 0 | 0 | 0 | 450 | 450 | 450 | 450 | 0 | 0 | 0 | 0 | 0% | 73.18% | 95% | 90.97% | 0% | 0% | 0% | 0% | 0% | [9 empty] | 0 | 0 | 0 | 0 | 0 | 0 | 0 | 0 | 0 | 0 | 0 | 0 | 0 | Existing & Under Const. Plant
| 15 | Early Power | SouthEast Ghana Group | Oil/Gas | Oil/Gas Combustion | 0 | 0 | 7.226 | 23.0656 | 23.0656 | 23.0656 | 23.0656 | 23.0656 | 22.8778 | 0 | 0 | 963.4633 | 3075.417 | 3075.4173 | 3075.417 | 3075.417 | 3075.417 | 3050.3717 | 0 | 0 | 16 | 16 | 16 | 16 | 16 | 16 | 16 | 0 | 0 | 3.5 | 3.5 | 3.5 | 3.5 | 3.5 | 3.5 | 3.5 | 0 | 0 | 62.3955 | 62.2744 | 59.5478 | 63.9493 | 70.3817 | 81.9251 | 85.1351 | 0 | 0 | 377.5 | 377.5 | 377.5 | 377.5 | 377.5 | 377.5 | 377.5 | 0% | 0% | 29.13% | 93% | 93% | 93% | 93% | 93% | 92.24% | [9 empty] | 0 | 0 | 0 | 0 | 0 | 0 | 0 | 0 | 0 | 0 | 0 | 0 | 0 | Existing & Under Const. Plant
| 16 | TT1PP | SouthEast Ghana Group | Oil/Gas | Oil/Gas Combustion | 0 | 0 | 0 | 0 | 0 | 0 | 0 | 0 | 0 | 0 | 0 | 0 | 0 | 0 | 0 | 0 | 0 | 0 | 14.3 | 14.3 | 14.3 | 14.3 | 14.3 | 14.3 | 14.3 | 14.3 | 14.3 | 0 | 0 | 0 | 0 | 0 | 0 | 0 | 0 | 0 | 0 | 0 | 0 | 0 | 0 | 0 | 0 | 0 | 0 | 100 | 100 | 100 | 100 | 100 | 100 | 100 | 100 | 100 | 0% | 0% | 0% | 0% | 0% | 0% | 0% | 0% | 0% | [9 empty] | 0 | 0 | 0 | 0 | 0 | 0 | 0 | 0 | 0 | 0 | 0 | 0 | 0 | Existing & Under Const. Plant
| 17 | KTPP | SouthEast Ghana Group | Oil/Gas | Oil/Gas Combustion | 0.33667 | 0 | 0 | 0 | 0 | 0 | 0 | 0 | 0 | 30.8874 | 0 | 0 | 0 | 0 | 0 | 0 | 0 | 0 | 12.3 | 12.3 | 12.3 | 12.3 | 12.3 | 12.3 | 12.3 | 12.3 | 12.3 | 3.5 | 0 | 0 | 0 | 0 | 0 | 0 | 0 | 0 | 126.5585 | 0 | 0 | 0 | 0 | 0 | 0 | 0 | 0 | 200 | 200 | 200 | 200 | 200 | 200 | 200 | 200 | 200 | 1.763% | 0% | 0% | 0% | 0% | 0% | 0% | 0% | 0% | [9 empty] | 0 | 0 | 0 | 0 | 0 | 0 | 0 | 0 | 0 | 0 | 0 | 0 | 0 | Existing & Under Const. Plant
| 18 | Trojan 1 | SouthEast Ghana Group | Oil/Gas | Oil/Gas Combustion | 0.41408 | 0 | 0 | 0 | 0 | 0 | 0 | 0 | 0 | 49.0614 | 0 | 0 | 0 | 0 | 0 | 0 | 0 | 0 | 34 | 34 | 34 | 34 | 0 | 0 | 0 | 0 | 0 | 5.5 | 0 | 0 | 0 | 0 | 0 | 0 | 0 | 0 | 97.9957 | 0 | 0 | 0 | 0 | 0 | 0 | 0 | 0 | 24.96 | 24.96 | 24.96 | 24.96 | 0 | 0 | 0 | 0 | 0 | 22.44% | 0% | 0% | 0% | 0% | 0% | 0% | 0% | 0% | [9 empty] | 0 | 0 | 0 | 0 | 0 | 0 | 0 | 0 | 0 | 0 | 0 | 0 | 0 | Existing & Under Const. Plant
| 19 | MRP | SouthEast Ghana Group | Oil/Gas | Oil/Gas Combustion | 0 | 0 | 0 | 0 | 0 | 0 | 0 | 0 | 0 | 0 | 0 | 0 | 0 | 0 | 0 | 0 | 0 | 0 | 12.5737 | 12.5737 | 12.5737 | 12.5737 | 12.5737 | 12.5737 | 12.5737 | 12.5737 | 12.5737 | 0 | 0 | 0 | 0 | 0 | 0 | 0 | 0 | 0 | 0 | 0 | 0 | 0 | 0 | 0 | 0 | 0 | 0 | 70 | 70 | 70 | 70 | 70 | 70 | 70 | 70 | 70 | 0% | 0% | 0% | 0% | 0% | 0% | 0% | 0% | 0% | [9 empty] | 0 | 0 | 0 | 0 | 0 | 0 | 0 | 0 | 0 | 0 | 0 | 0 | 0 | Existing & Under Const. Plant
| 20 | Safisana | SouthEast Ghana Group | Biogas | Biogas | 0.010052 | 0.010052 | 0 | 0 | 0.010052 | 0.010052 | 0.010052 | 0.010052 | 0.010052 | 0.7446 | 0.7446 | 0 | 0 | 0.7446 | 0.7446 | 0.7446 | 0.7446 | 0.7446 | 35 | 35 | 35 | 35 | 35 | 35 | 35 | 35 | 35 | 4.2 | 4.2 | 0 | 0 | 4.2 | 4.2 | 4.2 | 4.2 | 4.2 | 40.5 | 40.5 | 0 | 0 | 40.5 | 40.5 | 40.5 | 40.5 | 40.5 | 0.1 | 0.1 | 0.1 | 0.1 | 0.1 | 0.1 | 0.1 | 0.1 | 0.1 | 85% | 85% | 0% | 0% | 85% | 85% | 85% | 85% | 85% | [9 empty] | 0 | 0 | 0 | 0 | 0 | 0 | 0 | 0 | 0 | 0 | 0 | 0 | 0 | Existing & Under Const. Plant
| 21 | TT2PP | SouthEast Ghana Group | Gas | Gas Combustion Turbine | 0.53258 | 0 | 0 | 0 | 0 | 0 | 0.025599 | 0 | 0 | 54.7924 | 0 | 0 | 0 | 0 | 0 | 2.6336 | 0 | 0 | 12.1007 | 12.1007 | 12.1007 | 12.1007 | 12.1007 | 12.1007 | 12.1007 | 12.1007 | 12.1007 | 4.5 | 0 | 0 | 0 | 0 | 0 | 4.5 | 0 | 0 | 79.8984 | 0 | 0 | 0 | 0 | 0 | 86.9221 | 0 | 0 | 45 | 45 | 45 | 45 | 45 | 45 | 45 | 45 | 45 | 13.9% | 0% | 0% | 0% | 0% | 0% | 0.6681% | 0% | 0% | [9 empty] | 0 | 0 | 0 | 0 | 0 | 0 | 0 | 0 | 0 | 0 | 0 | 0 | 0 | Existing & Under Const. Plant
| 22 | SAPP 1 | SouthEast Ghana Group | Gas | Gas Combustion Turbine | 3.0668 | 0 | 0 | 0 | 0 | 0 | 0.26622 | 0.035422 | 0.010617 | 328.6993 | 0 | 0 | 0 | 0 | 0 | 28.5335 | 3.7966 | 1.1379 | 11.83 | 11.83 | 11.83 | 11.83 | 11.83 | 11.83 | 11.83 | 11.83 | 11.83 | 4.5 | 0 | 0 | 0 | 0 | 0 | 4.5 | 4.5 | 4.5 | 76.6926 | 0 | 0 | 0 | 0 | 0 | 80.2493 | 75.0158 | 106.2092 | 180 | 180 | 180 | 180 | 180 | 180 | 180 | 180 | 180 | 20.85% | 0% | 0% | 0% | 0% | 0% | 1.81% | 0.2408% | 0.07217% | [9 empty] | 0 | 0 | 0 | 0 | 0 | 0 | 0 | 0 | 0 | 0 | 0 | 0 | 0 | Existing & Under Const. Plant
| 23 | Trojan 3 | SouthEast Ghana Group | Gas | Gas Combustion Turbine | 0 | 0 | 0 | 0 | 0 | 0 | 0 | 0 | 0 | 0 | 0 | 0 | 0 | 0 | 0 | 0 | 0 | 0 | 0 | 34 | 34 | 34 | 0 | 0 | 0 | 0 | 0 | 0 | 0 | 0 | 0 | 0 | 0 | 0 | 0 | 0 | 0 | 0 | 0 | 0 | 0 | 0 | 0 | 0 | 0 | 0 | 49.92 | 49.92 | 49.92 | 0 | 0 | 0 | 0 | 0 | 0% | 0% | 0% | 0% | 0% | 0% | 0% | 0% | 0% | [9 empty] | 0 | 0 | 0 | 0 | 0 | 0 | 0 | 0 | 0 | 0 | 0 | 0 | 0 | Existing & Under Const. Plant
| 24 | Ameri_2016 | SouthWest Ghana Group | Gas | Gas Combustion Turbine | 0.43824 | 0 | 18.427 | 0 | 0 | 0 | 0 | 0 | 0 | 43.1252 | 0 | 1813.32 | 0 | 0 | 0 | 0 | 0 | 0 | 14.54 | 14.54 | 14.54 | 14.54 | 0 | 0 | 0 | 0 | 0 | 5 | 0 | 5 | 0 | 0 | 0 | 0 | 0 | 0 | 74.9854 | 0 | 84.5417 | 0 | 0 | 0 | 0 | 0 | 0 | 230 | 230 | 230 | 230 | 0 | 0 | 0 | 0 | 0 | 2.14% | 0% | 90% | 0% | 0% | 0% | 0% | 0% | 0% | [9 empty] | 0 | 0 | 0 | 0 | 0 | 0 | 0 | 0 | 0 | 0 | 0 | 0 | 0 | Existing & Under Const. Plant
| 25 | Ameri_2021 | SouthWest Ghana Group | Gas | Gas Combustion Turbine | 0 | 0 | 0 | 0 | 0 | 0 | 0.013161 | 0 | 0 | 0 | 0 | 0 | 0 | 0 | 0 | 1.2951 | 0 | 0 | 0 | 0 | 0 | 0 | 14.54 | 14.54 | 14.54 | 14.54 | 14.54 | 0 | 0 | 0 | 0 | 0 | 0 | 4.17 | 0 | 0 | 0 | 0 | 0 | 0 | 0 | 0 | 82.282 | 0 | 0 | 0 | 0 | 0 | 0 | 230 | 230 | 230 | 230 | 230 | 0% | 0% | 0% | 0% | 0% | 0% | 0.06428% | 0% | 0% | [9 empty] | 0 | 0 | 0 | 0 | 0 | 0 | 0 | 0 | 0 | 0 | 0 | 0 | 0 | Existing & Under Const. Plant
| 26 | Bui | Northern Ghana Group | Water | Hydro | 0 | 0 | 0 | 0 | 0 | 0 | 0 | 0 | 0 | 669.586 | 669.5858 | 669.5861 | 669.5864 | 669.5863 | 669.5865 | 669.5863 | 669.5867 | 669.5866 | 27.74 | 27.74 | 27.74 | 27.74 | 27.74 | 27.74 | 27.74 | 27.74 | 27.74 | 1.63 | 1.63 | 1.63 | 1.63 | 1.63 | 1.63 | 1.63 | 1.63 | 1.63 | 0 | 0 | 0 | 0 | 0 | 0 | 0 | 0 | 0 | 330 | 330 | 330 | 330 | 330 | 330 | 330 | 330 | 330 | 23.16% | 23.16% | 23.16% | 23.16% | 23.16% | 23.16% | 23.16% | 23.16% | 23.16% | [9 empty] | 0 | 0 | 0 | 0 | 0 | 0 | 0 | 0 | 0 | 0 | 0 | 0 | 0 | Existing & Under Const. Plant
| 27 | Akosombo | SouthEast Ghana Group | Water | Hydro | 0 | 0 | 0 | 0 | 0 | 0 | 0 | 0 | 0 | 3681.6889 | 3681.6895 | 4016.3897 | 4016.3885 | 4434.7617 | 4434.7627 | 4434.7628 | 4434.7623 | 4434.7614 | 9.16 | 9.16 | 9.16 | 9.16 | 9.16 | 9.16 | 9.16 | 9.16 | 9.16 | 0.98 | 0.98 | 0.98 | 0.98 | 0.98 | 0.98 | 0.98 | 0.98 | 0.98 | 0 | 0 | 0 | 0 | 0 | 0 | 0 | 0 | 0 | 900 | 900 | 900 | 900 | 900 | 900 | 900 | 900 | 900 | 46.7% | 46.7% | 50.94% | 50.94% | 56.25% | 56.25% | 56.25% | 56.25% | 56.25% | [9 empty] | 0 | 0 | 0 | 0 | 0 | 0 | 0 | 0 | 0 | 0 | 0 | 0 | 0 | Existing & Under Const. Plant
| 28 | Kpong | SouthEast Ghana Group | Water | Hydro | 0 | 0 | 0 | 0 | 0 | 0 | 0 | 0 | 0 | 722.7074 | 722.7073 | 788.4081 | 788.4081 | 870.5339 | 870.5339 | 870.5339 | 870.534 | 870.534 | 9.16 | 9.16 | 9.16 | 9.16 | 9.16 | 9.16 | 9.16 | 9.16 | 9.16 | 0.98 | 0.98 | 0.98 | 0.98 | 0.98 | 0.98 | 0.98 | 0.98 | 0.98 | 0 | 0 | 0 | 0 | 0 | 0 | 0 | 0 | 0 | 140 | 140 | 140 | 140 | 140 | 140 | 140 | 140 | 140 | 58.93% | 58.93% | 64.29% | 64.29% | 70.98% | 70.98% | 70.98% | 70.98% | 70.98% | [9 empty] | 0 | 0 | 0 | 0 | 0 | 0 | 0 | 0 | 0 | 0 | 0 | 0 | 0 | Existing & Under Const. Plant
| 29 | Cote d'Ivoire Dummy | Cote d'Ivoire | Water | Hydro | 0 | 0 | 0 | 0 | 0 | 0 | 0 | 0 | 0 | 814.6801 | 814.68 | 10 | 562.6924 | 814.68 | 814.6801 | 814.6794 | 814.6802 | 814.6791 | 0 | 0 | 0 | 0 | 0 | 0 | 0 | 0 | 0 | 10 | 10 | 10 | 10 | 10 | 10 | 10 | 10 | 10 | 0 | 0 | 0 | 0 | 0 | 0 | 0 | 0 | 0 | 150 | 150 | 150 | 150 | 150 | 150 | 150 | 150 | 150 | 62% | 62% | 0.761% | 42.82% | 62% | 62% | 62% | 62% | 62% | [9 empty] | 0 | 0 | 0 | 0 | 0 | 0 | 0 | 0 | 0 | 0 | 0 | 0 | 0 | Existing & Under Const. Plant
| 30 | Burkina Dummy | Burkina Group | Water | Hydro | 0 | 0 | 0 | 0 | 0 | 0 | 0 | 0 | 0 | 0.438 | 0.438 | 0.438 | 0.438 | 4.818 | 4.818 | 4.818 | 4.818 | 4.818 | 0 | 0 | 0 | 0 | 0 | 0 | 0 | 0 | 0 | 10 | 10 | 10 | 10 | 10 | 10 | 10 | 10 | 10 | 0 | 0 | 0 | 0 | 0 | 0 | 0 | 0 | 0 | 10 | 10 | 10 | 10 | 110 | 110 | 110 | 110 | 110 | 0.5% | 0.5% | 0.5% | 0.5% | 0.5% | 0.5% | 0.5% | 0.5% | 0.5% | [9 empty] | 0 | 0 | 0 | 0 | 0 | 0 | 0 | 0 | 0 | 0 | 0 | 0 | 0 | Existing & Under Const. Plant
| 31 | VRA Solar | Northern Ghana Group | Sun | Solar PV | 0 | 0 | 0 | 0 | 0 | 0 | 0 | 0 | 0 | 2.7132 | 2.7132 | 2.7132 | 2.7132 | 2.7132 | 2.7132 | 2.7132 | 2.7132 | 2.7132 | 0 | 0 | 0 | 0 | 0 | 0 | 0 | 0 | 0 | 0 | 0 | 0 | 0 | 0 | 0 | 0 | 0 | 0 | 0 | 0 | 0 | 0 | 0 | 0 | 0 | 0 | 0 | 1.8 | 1.8 | 1.8 | 1.8 | 1.8 | 1.8 | 1.8 | 1.8 | 1.8 | 17.21% | 17.21% | 17.21% | 17.21% | 17.21% | 17.21% | 17.21% | 17.21% | 17.21% | [9 empty] | 0 | 0 | 0 | 0 | 0 | 0 | 0 | 0 | 0 | 0 | 0 | 0 | 0 | Existing & Under Const. Plant
| 32 | BXC Solar | SouthEast Ghana Group | Sun | Solar PV | 0 | 0 | 0 | 0 | 0 | 0 | 0 | 0 | 0 | 24.0159 | 24.0159 | 24.0159 | 24.0159 | 24.0159 | 24.0159 | 24.0159 | 24.0159 | 0 | 0 | 0 | 0 | 0 | 0 | 0 | 0 | 0 | 0 | 0 | 0 | 0 | 0 | 0 | 0 | 0 | 0 | 0 | 0 | 0 | 0 | 0 | 0 | 0 | 0 | 0 | 0 | 18 | 18 | 18 | 18 | 18 | 18 | 18 | 18 | 0 | 15.23% | 15.23% | 15.23% | 15.23% | 15.23% | 15.23% | 15.23% | 15.23% | 0% | [9 empty] | 0 | 0 | 0 | 0 | 0 | 0 | 0 | 0 | 0 | 0 | 0 | 0 | 0 | Existing & Under Const. Plant
| 37 | ASHA BIOMASS 2020 | Ashanti Group | Biomass | Biomass Combustion | 0 | 0 | 0 | 0 | 1.0052 | 1.0052 | 1.0052 | 1.0052 | 1.0052 | 0 | 0 | 0 | 0 | 74.46 | 74.46 | 74.46 | 74.46 | 74.46 | 0 | 0 | 0 | 0 | 130 | 130 | 130 | 130 | 130 | 0 | 0 | 0 | 0 | 4.5 | 4.5 | 4.5 | 4.5 | 4.5 | 0 | 0 | 0 | 0 | 67.5 | 67.5 | 67.5 | 67.5 | 67.5 | 0 | 0 | 0 | 0 | 10 | 10 | 10 | 10 | 10 | 0% | 0% | 0% | 0% | 85% | 85% | 85% | 85% | 85% | 0 | 0 | 0 | 0 | 32 | 0 | 0 | 0 | 0 | 0 | 0 | 0 | 0 | 18.0632 | 0 | 0 | 0 | 0 | 19.8695 | 19.8695 | 32 | 35.2 | Unplanned Build | Potential Build Biomass Combustion2020
| 38 | NORT BIOMASS 2018 | Northern Ghana Group | Biomass | Biomass Combustion | 0 | 0 | 0 | 0 | 6.0313 | 6.0313 | 6.0313 | 6.0313 | 6.0313 | 0 | 0 | 0 | 0 | 446.76 | 446.76 | 446.76 | 446.76 | 446.76 | 0 | 0 | 0 | 0 | 130 | 130 | 130 | 130 | 130 | 0 | 0 | 0 | 0 | 4.5 | 4.5 | 4.5 | 4.5 | 4.5 | 0 | 0 | 0 | 0 | 67.5 | 67.5 | 67.5 | 67.5 | 67.5 | 0 | 0 | 0 | 0 | 60 | 60 | 60 | 60 | 60 | 0% | 0% | 0% | 0% | 85% | 85% | 85% | 85% | 85% | 0 | 0 | 0 | 0 | 192 | 0 | 0 | 0 | 0 | 0 | 0 | 0 | 0 | 108.379 | 0 | 0 | 0 | 0 | 119.2169 | 119.2169 | 192 | 211.2 | Unplanned Build | Potential Build Biomass Combustion2018
| 39 | SOUT BIOMASS 2018 | SouthEast Ghana Group | Biomass | Biomass Combustion | 0 | 0 | 0 | 0 | 1.0052 | 1.0052 | 1.0052 | 1.0052 | 1.0052 | 0 | 0 | 0 | 0 | 74.46 | 74.46 | 74.46 | 74.46 | 74.46 | 0 | 0 | 0 | 0 | 130 | 130 | 130 | 130 | 130 | 0 | 0 | 0 | 0 | 4.5 | 4.5 | 4.5 | 4.5 | 4.5 | 0 | 0 | 0 | 0 | 67.5 | 67.5 | 67.5 | 67.5 | 67.5 | 0 | 0 | 0 | 0 | 10 | 10 | 10 | 10 | 10 | 0% | 0% | 0% | 0% | 85% | 85% | 85% | 85% | 85% | 0 | 0 | 0 | 0 | 32 | 0 | 0 | 0 | 0 | 0 | 0 | 0 | 0 | 18.0632 | 0 | 0 | 0 | 0 | 19.8695 | 19.8695 | 32 | 35.2 | Unplanned Build | Potential Build Biomass Combustion2018
| 40 | SOUT BIOMASS 2018 | SouthWest Ghana Group | Biomass | Biomass Combustion | 0 | 0 | 0 | 0 | 1.5078 | 1.5078 | 1.5078 | 1.5078 | 1.5078 | 0 | 0 | 0 | 0 | 111.69 | 111.69 | 111.69 | 111.69 | 111.69 | 0 | 0 | 0 | 0 | 130 | 130 | 130 | 130 | 130 | 0 | 0 | 0 | 0 | 4.5 | 4.5 | 4.5 | 4.5 | 4.5 | 0 | 0 | 0 | 0 | 67.5 | 67.5 | 67.5 | 67.5 | 67.5 | 0 | 0 | 0 | 0 | 15 | 15 | 15 | 15 | 15 | 0% | 0% | 0% | 0% | 85% | 85% | 85% | 85% | 85% | 0 | 0 | 0 | 0 | 48 | 0 | 0 | 0 | 0 | 0 | 0 | 0 | 0 | 27.0947 | 0 | 0 | 0 | 0 | 29.8042 | 29.8042 | 48 | 52.8 | Unplanned Build | Potential Build Biomass Combustion2018
| 41 | SOUT COAL STEAM TURBINE 2023 | SouthWest Ghana Group | Coal | Coal Steam Turbine | 0 | 0 | 0 | 0 | 0 | 7.5667 | 7.5667 | 7.5667 | 7.5667 | 0 | 0 | 0 | 0 | 0 | 859.8492 | 859.8492 | 859.8492 | 859.8492 | 0 | 0 | 0 | 0 | 0 | 65 | 65 | 65 | 65 | 0 | 0 | 0 | 0 | 0 | 6.034 | 6.034 | 6.034 | 6.034 | 0 | 0 | 0 | 0 | 0 | 28.6501 | 29.1315 | 30.4486 | 31.6724 | 0 | 0 | 0 | 0 | 0 | 115.478 | 115.478 | 115.478 | 115.478 | 0% | 0% | 0% | 0% | 0% | 85% | 85% | 85% | 85% | 0 | 0 | 0 | 0 | 0 | 364.2176 | 0 | 0 | 0 | 0 | 0 | 0 | 0 | 0 | 154.4638 | 0 | 0 | 0 | 169.9102 | 169.9102 | 364.2176 | 400.6394 | Unplanned Build | Potential Build Coal2023
| 43 | SOUT COMBINED CYCLE 2020 | SouthWest Ghana Group | Oil/Gas | Oil/Gas Combined Cycle | 0 | 0 | 0 | 0 | 9.7208 | 9.7208 | 9.7208 | 9.7208 | 12.2704 | 0 | 0 | 0 | 0 | 1340.7968 | 1340.7968 | 1340.7965 | 1340.7968 | 1692.4758 | 0 | 0 | 0 | 0 | 15 | 15 | 15 | 15 | 15 | 0 | 0 | 0 | 0 | 3.48 | 3.48 | 3.48 | 3.48 | 3.48 | 0 | 0 | 0 | 0 | 57.0834 | 69.1839 | 67.1384 | 72.1505 | 82.5313 | 0 | 0 | 0 | 0 | 170.065 | 170.065 | 170.065 | 170.065 | 214.6724 | 0% | 0% | 0% | 0% | 90% | 90% | 90% | 90% | 90% | 0 | 0 | 0 | 0 | 177.0377 | 0 | 0 | 0 | 46.4363 | 0 | 0 | 0 | 0 | 99.9331 | 0 | 0 | 0 | 5.7045 | 109.9265 | 109.9265 | 177.0377 | 194.7414 | Unplanned Build | Potential Build Oil/Gas Combined Cycle2020
| 45 | SOUT COMBINED CYCLE 2019 | SouthEast Ghana Group | Oil/Gas | Oil/Gas Combined Cycle | 0 | 0 | 0 | 0 | 5.3104 | 5.3104 | 5.3104 | 44.5641 | 115.9077 | 0 | 0 | 0 | 0 | 732.4648 | 732.4648 | 732.4648 | 6146.7781 | 15987.2628 | 0 | 0 | 0 | 0 | 15 | 15 | 15 | 15 | 15 | 0 | 0 | 0 | 0 | 3.48 | 3.48 | 3.48 | 3.48 | 3.48 | 0 | 0 | 0 | 0 | 57.2967 | 66.0585 | 63.0697 | 67.8634 | 80.5833 | 0 | 0 | 0 | 0 | 92.9052 | 92.9052 | 92.9052 | 779.6522 | 2027.8122 | 0% | 0% | 0% | 0% | 90% | 90% | 90% | 90% | 90% | 0 | 0 | 0 | 0 | 96.7143 | 0 | 0 | 714.9036 | 1299.3346 | 0 | 0 | 0 | 0 | 54.5927 | 0 | 0 | 141.4399 | 159.618 | 60.052 | 215.6358 | 96.7143 | 892.7797 | Unplanned Build | Potential Build Oil/Gas Combined Cycle2019
| 53 | SOUT HYDRO SMALL 2023 | SouthWest Ghana Group | Water | Hydro | 0 | 0 | 0 | 0 | 0 | 0 | 0 | 0 | 0 | 0 | 0 | 0 | 0 | 212.2847 | 212.2847 | 212.2847 | 212.2847 | 212.2847 | 0 | 0 | 0 | 0 | 45 | 45 | 45 | 45 | 45 | 0 | 0 | 0 | 0 | 3 | 3 | 3 | 3 | 3 | 0 | 0 | 0 | 0 | 0 | 0 | 0 | 0 | 0 | 0 | 0 | 0 | 0 | 57.0198 | 57.0198 | 57.0198 | 57.0198 | 57.0198 | 0% | 0% | 0% | 0% | 42.5% | 42.5% | 42.5% | 42.5% | 42.5% | 0 | 0 | 0 | 0 | 228.0792 | 0 | 0 | 0 | 0 | 0 | 0 | 0 | 0 | 128.7448 | 0 | 0 | 0 | 0 | 141.6192 | 141.6192 | 228.0792 | 250.8871 | Unplanned Build | Potential Build Hydro Small2023SOUT
| 54 | ASHA INTERRUPTIBLE 2016 | Ashanti Group | Interruptible | Interruptible | 0 | 0 | 0 | 0 | 0 | 0 | 0 | 0 | 0 | 0 | 0 | 0 | 0 | 0 | 0 | 0 | 0 | 0 | 0 | 0 | 0 | 0 | 0 | 0 | 0 | 0 | 0 | 0 | 0 | 0 | 0 | 0 | 0 | 0 | 0 | 0 | 0 | 0 | 0 | 0 | 0 | 0 | 0 | 0 | 0 | 129.301 | 217.102 | 0 | 0 | 0 | 0 | 0 | 0 | 0 | 0% | 0% | 0% | 0% | 0% | 0% | 0% | 0% | 0% | [9 empty] | 0 | 0 | 0 | 0 | 0 | 0 | 0 | 0 | 0 | 0 | 0 | 0 | 0 | Unplanned Build | Potential Build Interruptible2016
| 62 | SOUT NUCLEAR 2030 | SouthWest Ghana Group | Uranium | Nuclear | 0 | 0 | 0 | 0 | 0 | 0 | 0 | 39.4392 | 39.4392 | 0 | 0 | 0 | 0 | 0 | 0 | 0 | 3829.0486 | 3829.0486 | 0 | 0 | 0 | 0 | 0 | 0 | 0 | 100 | 100 | 0 | 0 | 0 | 0 | 0 | 0 | 0 | 2.3 | 2.3 | 0 | 0 | 0 | 0 | 0 | 0 | 0 | 13.184 | 13.184 | 0 | 0 | 0 | 0 | 0 | 0 | 0 | 460.112 | 460.112 | 0% | 0% | 0% | 0% | 0% | 0% | 0% | 95% | 95% | 0 | 0 | 0 | 0 | 0 | 0 | 0 | 2867.8781 | 0 | 0 | 0 | 0 | 0 | 0 | 0 | 0 | 567.3944 | 0 | 0 | 624.1338 | 0 | 3154.6659 | Unplanned Build | Potential Build Nuclear2030
| 63 | ASHA SOLAR PV 2020 | Ashanti Group | Sun | Solar PV | 0 | 0 | 0 | 0 | 0 | 0 | 0 | 0 | 0 | 0 | 0 | 0 | 9.5063 | 34.8564 | 34.8564 | 34.8564 | 34.8564 | 34.8564 | 0 | 0 | 0 | 24.8 | 24.8 | 24.8 | 24.8 | 24.8 | 24.8 | 0 | 0 | 0 | 0 | 0 | 0 | 0 | 0 | 0 | 0 | 0 | 0 | 0 | 0 | 0 | 0 | 0 | 0 | 0 | 0 | 0 | 7.5 | 27.5 | 27.5 | 27.5 | 27.5 | 27.5 | 0% | 0% | 0% | 14.47% | 14.47% | 14.47% | 14.47% | 14.47% | 14.47% | 0 | 0 | 0 | 6.7702 | 18.054 | 0 | 0 | 0 | 0 | 0 | 0 | 0 | 4.6242 | 10.191 | 0 | 0 | 0 | 0 | 16.2967 | 16.2967 | 24.8242 | 27.3067 | Unplanned Build | Potential Build Solar PV2020
| 64 | ASHA SOLAR PV 2026 | Ashanti Group | Sun | Solar PV | 0 | 0 | 0 | 0 | 0 | 0 | 0 | 0 | 0 | 0 | 0 | 0 | 0 | 0 | 25.3501 | 76.0503 | 101.4004 | 101.4004 | 0 | 0 | 0 | 0 | 0 | 24.8 | 24.8 | 24.8 | 24.8 | 0 | 0 | 0 | 0 | 0 | 0 | 0 | 0 | 0 | 0 | 0 | 0 | 0 | 0 | 0 | 0 | 0 | 0 | 0 | 0 | 0 | 0 | 0 | 20 | 60 | 80 | 80 | 0% | 0% | 0% | 0% | 0% | 14.47% | 14.47% | 14.47% | 14.47% | 0 | 0 | 0 | 0 | 0 | 14.814 | 29.6281 | 14.814 | 0 | 0 | 0 | 0 | 0 | 0 | 6.2826 | 9.4404 | 2.9309 | 0 | 6.9109 | 20.5193 | 14.814 | 65.1818 | Unplanned Build | Potential Build Solar PV2026
| 65 | ASHA SOLAR PV 2035 | Ashanti Group | Sun | Solar PV | 0 | 0 | 0 | 0 | 0 | 0 | 0 | 0 | 0 | 0 | 0 | 0 | 0 | 0 | 0 | 0 | 25.3501 | 139.4256 | 0 | 0 | 0 | 0 | 0 | 0 | 0 | 25 | 25 | 0 | 0 | 0 | 0 | 0 | 0 | 0 | 0 | 0 | 0 | 0 | 0 | 0 | 0 | 0 | 0 | 0 | 0 | 0 | 0 | 0 | 0 | 0 | 0 | 0 | 20 | 110 | 0% | 0% | 0% | 0% | 0% | 0% | 0% | 14.47% | 14.47% | 0 | 0 | 0 | 0 | 0 | 0 | 0 | 17.2757 | 77.7406 | 0 | 0 | 0 | 0 | 0 | 0 | 0 | 3.4179 | 9.5501 | 0 | 3.7597 | 0 | 19.0032 | Unplanned Build | Potential Build Solar PV2035
| 66 | SOUT SOLAR PV 2020 | SouthWest Ghana Group | Sun | Solar PV | 0 | 0 | 0 | 0 | 0 | 0 | 0 | 0 | 0 | 0 | 0 | 0 | 19.0126 | 44.3627 | 44.3627 | 44.3627 | 44.3627 | 44.3627 | 0 | 0 | 0 | 24.8 | 24.8 | 24.8 | 24.8 | 24.8 | 24.8 | 0 | 0 | 0 | 0 | 0 | 0 | 0 | 0 | 0 | 0 | 0 | 0 | 0 | 0 | 0 | 0 | 0 | 0 | 0 | 0 | 0 | 15 | 35 | 35 | 35 | 35 | 35 | 0% | 0% | 0% | 14.47% | 14.47% | 14.47% | 14.47% | 14.47% | 14.47% | 0 | 0 | 0 | 13.5405 | 18.054 | 0 | 0 | 0 | 0 | 0 | 0 | 0 | 9.2483 | 10.191 | 0 | 0 | 0 | 0 | 21.3833 | 21.3833 | 31.5945 | 34.7539 | Unplanned Build | Potential Build Solar PV2020
| 67 | SOUT SOLAR PV 2026 | SouthWest Ghana Group | Sun | Solar PV | 0 | 0 | 0 | 0 | 0 | 0 | 0 | 0 | 0 | 0 | 0 | 0 | 0 | 0 | 25.3501 | 50.7002 | 63.3753 | 63.3753 | 0 | 0 | 0 | 0 | 0 | 24.8 | 24.8 | 24.8 | 24.8 | 0 | 0 | 0 | 0 | 0 | 0 | 0 | 0 | 0 | 0 | 0 | 0 | 0 | 0 | 0 | 0 | 0 | 0 | 0 | 0 | 0 | 0 | 0 | 20 | 40 | 50 | 50 | 0% | 0% | 0% | 0% | 0% | 14.47% | 14.47% | 14.47% | 14.47% | 0 | 0 | 0 | 0 | 0 | 14.814 | 14.814 | 7.407 | 0 | 0 | 0 | 0 | 0 | 0 | 6.2826 | 4.7202 | 1.4654 | 0 | 6.9109 | 13.7151 | 14.814 | 40.7386 | Unplanned Build | Potential Build Solar PV2026
| 68 | SOUT SOLAR PV 2035 | SouthWest Ghana Group | Sun | Solar PV | 0 | 0 | 0 | 0 | 0 | 0 | 0 | 0 | 0 | 0 | 0 | 0 | 0 | 0 | 0 | 0 | 25.3501 | 114.0755 | 0 | 0 | 0 | 0 | 0 | 0 | 0 | 25 | 25 | 0 | 0 | 0 | 0 | 0 | 0 | 0 | 0 | 0 | 0 | 0 | 0 | 0 | 0 | 0 | 0 | 0 | 0 | 0 | 0 | 0 | 0 | 0 | 0 | 0 | 20 | 90 | 0% | 0% | 0% | 0% | 0% | 0% | 0% | 14.47% | 14.47% | 0 | 0 | 0 | 0 | 0 | 0 | 0 | 17.2757 | 60.4649 | 0 | 0 | 0 | 0 | 0 | 0 | 0 | 3.4179 | 7.4279 | 0 | 3.7597 | 0 | 19.0032 | Unplanned Build | Potential Build Solar PV2035
| 69 | NORT SOLAR PV 2018 | Northern Ghana Group | Sun | Solar PV | 0 | 0 | 0 | 0 | 0 | 0 | 0 | 0 | 0 | 0 | 0 | 71.598 | 71.598 | 71.598 | 71.598 | 71.598 | 71.598 | 71.598 | 0 | 0 | 24.8 | 24.8 | 24.8 | 24.8 | 24.8 | 24.8 | 24.8 | 0 | 0 | 0 | 0 | 0 | 0 | 0 | 0 | 0 | 0 | 0 | 0 | 0 | 0 | 0 | 0 | 0 | 0 | 0 | 0 | 50 | 50 | 50 | 50 | 50 | 50 | 50 | 0% | 0% | 16.35% | 16.35% | 16.35% | 16.35% | 16.35% | 16.35% | 16.35% | 0 | 0 | 62.15 | 0 | 0 | 0 | 0 | 0 | 0 | 0 | 0 | 46.6942 | 0 | 0 | 0 | 0 | 0 | 0 | 51.3636 | 51.3636 | 62.15 | 68.365 | Unplanned Build | Potential Build Solar PV2018
| 70 | NORT SOLAR PV 2020 | Northern Ghana Group | Sun | Solar PV | 0 | 0 | 0 | 0 | 0 | 0 | 0 | 0 | 0 | 0 | 0 | 0 | 107.3971 | 393.7893 | 393.7893 | 393.7893 | 393.7893 | 393.7893 | 0 | 0 | 0 | 24.8 | 24.8 | 24.8 | 24.8 | 24.8 | 24.8 | 0 | 0 | 0 | 0 | 0 | 0 | 0 | 0 | 0 | 0 | 0 | 0 | 0 | 0 | 0 | 0 | 0 | 0 | 0 | 0 | 0 | 75 | 275 | 275 | 275 | 275 | 275 | 0% | 0% | 0% | 16.35% | 16.35% | 16.35% | 16.35% | 16.35% | 16.35% | 0 | 0 | 0 | 67.7025 | 180.54 | 0 | 0 | 0 | 0 | 0 | 0 | 0 | 46.2417 | 101.9101 | 0 | 0 | 0 | 0 | 162.967 | 162.967 | 248.2425 | 273.0668 | Unplanned Build | Potential Build Solar PV2020
| 71 | NORT SOLAR PV 2023 | Northern Ghana Group | Sun | Solar PV | 0 | 0 | 0 | 0 | 0 | 0 | 0 | 0 | 0 | 0 | 0 | 0 | 0 | 143.1961 | 286.3922 | 286.3922 | 286.3922 | 286.3922 | 0 | 0 | 0 | 0 | 24.8 | 24.8 | 24.8 | 24.8 | 24.8 | 0 | 0 | 0 | 0 | 0 | 0 | 0 | 0 | 0 | 0 | 0 | 0 | 0 | 0 | 0 | 0 | 0 | 0 | 0 | 0 | 0 | 0 | 100 | 200 | 200 | 200 | 200 | 0% | 0% | 0% | 0% | 16.35% | 16.35% | 16.35% | 16.35% | 16.35% | 0 | 0 | 0 | 0 | 84.6945 | 84.6945 | 0 | 0 | 0 | 0 | 0 | 0 | 0 | 47.8078 | 35.9187 | 0 | 0 | 0 | 92.0992 | 92.0992 | 169.389 | 186.3279 | Unplanned Build | Potential Build Solar PV2023
| 72 | NORT SOLAR PV 2026 | Northern Ghana Group | Sun | Solar PV | 0 | 0 | 0 | 0 | 0 | 0 | 0 | 0 | 0 | 0 | 0 | 0 | 0 | 0 | 143.1961 | 429.5883 | 429.5883 | 429.5883 | 0 | 0 | 0 | 0 | 0 | 24.8 | 24.8 | 24.8 | 24.8 | 0 | 0 | 0 | 0 | 0 | 0 | 0 | 0 | 0 | 0 | 0 | 0 | 0 | 0 | 0 | 0 | 0 | 0 | 0 | 0 | 0 | 0 | 0 | 100 | 300 | 300 | 300 | 0% | 0% | 0% | 0% | 0% | 16.35% | 16.35% | 16.35% | 16.35% | 0 | 0 | 0 | 0 | 0 | 74.0702 | 148.1404 | 0 | 0 | 0 | 0 | 0 | 0 | 0 | 31.413 | 47.2021 | 0 | 0 | 34.5543 | 86.4766 | 74.0702 | 244.4317 | Unplanned Build | Potential Build Solar PV2026
| 73 | NORT SOLAR PV 2030 | Northern Ghana Group | Sun | Solar PV | 0 | 0 | 0 | 0 | 0 | 0 | 0 | 0 | 0 | 0 | 0 | 0 | 0 | 0 | 0 | 71.598 | 357.9902 | 357.9902 | 0 | 0 | 0 | 0 | 0 | 0 | 24.8 | 24.8 | 24.8 | 0 | 0 | 0 | 0 | 0 | 0 | 0 | 0 | 0 | 0 | 0 | 0 | 0 | 0 | 0 | 0 | 0 | 0 | 0 | 0 | 0 | 0 | 0 | 0 | 50 | 250 | 250 | 0% | 0% | 0% | 0% | 0% | 0% | 16.35% | 16.35% | 16.35% | 0 | 0 | 0 | 0 | 0 | 0 | 34.2626 | 137.0506 | 0 | 0 | 0 | 0 | 0 | 0 | 0 | 10.9171 | 27.1147 | 0 | 0 | 41.835 | 0 | 188.4445 | Unplanned Build | Potential Build Solar PV2030
| 74 | NORT SOLAR PV 2035 | Northern Ghana Group | Sun | Solar PV | 0 | 0 | 0 | 0 | 0 | 0 | 0 | 0 | 0 | 0 | 0 | 0 | 0 | 0 | 0 | 0 | 143.1961 | 859.1766 | 0 | 0 | 0 | 0 | 0 | 0 | 0 | 24.8 | 24.8 | 0 | 0 | 0 | 0 | 0 | 0 | 0 | 0 | 0 | 0 | 0 | 0 | 0 | 0 | 0 | 0 | 0 | 0 | 0 | 0 | 0 | 0 | 0 | 0 | 0 | 100 | 600 | 0% | 0% | 0% | 0% | 0% | 0% | 0% | 16.35% | 16.35% | 0 | 0 | 0 | 0 | 0 | 0 | 0 | 86.3784 | 431.892 | 0 | 0 | 0 | 0 | 0 | 0 | 0 | 17.0895 | 53.0562 | 0 | 18.7985 | 0 | 95.0162 | Unplanned Build | Potential Build Solar PV2035
| 76 | SOUT SOLAR PV 2020 | SouthEast Ghana Group | Sun | Solar PV | 0 | 0 | 0 | 0 | 0 | 0 | 0 | 0 | 0 | 0 | 0 | 0 | 44.3627 | 171.1132 | 171.1132 | 171.1132 | 171.1132 | 171.1132 | 0 | 0 | 0 | 24.8 | 24.8 | 24.8 | 24.8 | 24.8 | 24.8 | 0 | 0 | 0 | 0 | 0 | 0 | 0 | 0 | 0 | 0 | 0 | 0 | 0 | 0 | 0 | 0 | 0 | 0 | 0 | 0 | 0 | 35 | 135 | 135 | 135 | 135 | 135 | 0% | 0% | 0% | 14.47% | 14.47% | 14.47% | 14.47% | 14.47% | 14.47% | 0 | 0 | 0 | 31.5945 | 90.27 | 0 | 0 | 0 | 0 | 0 | 0 | 0 | 21.5795 | 50.9551 | 0 | 0 | 0 | 0 | 79.788 | 79.788 | 121.8645 | 134.051 | Unplanned Build | Potential Build Solar PV2020
| 77 | SOUT SOLAR PV 2026 | SouthEast Ghana Group | Sun | Solar PV | 0 | 0 | 0 | 0 | 0 | 0 | 0 | 0 | 0 | 0 | 0 | 0 | 0 | 0 | 63.3753 | 443.6268 | 570.3773 | 570.3773 | 0 | 0 | 0 | 0 | 0 | 24.8 | 24.8 | 24.8 | 24.8 | 0 | 0 | 0 | 0 | 0 | 0 | 0 | 0 | 0 | 0 | 0 | 0 | 0 | 0 | 0 | 0 | 0 | 0 | 0 | 0 | 0 | 0 | 0 | 50 | 350 | 450 | 450 | 0% | 0% | 0% | 0% | 0% | 14.47% | 14.47% | 14.47% | 14.47% | 0 | 0 | 0 | 0 | 0 | 37.0351 | 222.2106 | 74.0702 | 0 | 0 | 0 | 0 | 0 | 0 | 15.7065 | 70.8031 | 14.6544 | 0 | 17.2771 | 111.2804 | 37.0351 | 366.6475 | Unplanned Build | Potential Build Solar PV2026
| 78 | SOUT SOLAR PV 2035 | SouthEast Ghana Group | Sun | Solar PV | 0 | 0 | 0 | 0 | 0 | 0 | 0 | 0 | 0 | 0 | 0 | 0 | 0 | 0 | 0 | 0 | 126.7505 | 570.3773 | 0 | 0 | 0 | 0 | 0 | 0 | 0 | 25 | 25 | 0 | 0 | 0 | 0 | 0 | 0 | 0 | 0 | 0 | 0 | 0 | 0 | 0 | 0 | 0 | 0 | 0 | 0 | 0 | 0 | 0 | 0 | 0 | 0 | 0 | 100 | 450 | 0% | 0% | 0% | 0% | 0% | 0% | 0% | 14.47% | 14.47% | 0 | 0 | 0 | 0 | 0 | 0 | 0 | 86.3784 | 302.3244 | 0 | 0 | 0 | 0 | 0 | 0 | 0 | 17.0895 | 37.1393 | 0 | 18.7985 | 0 | 95.0162 | Unplanned Build | Potential Build Solar PV2035
| 80 | SOUT SOLAR PV 2020 | SouthWest Ghana Group | Sun | Solar PV | 0 | 0 | 0 | 0 | 0 | 0 | 0 | 0 | 0 | 0 | 0 | 0 | 57.0377 | 133.088 | 133.088 | 133.088 | 133.088 | 133.088 | 0 | 0 | 0 | 24.8 | 24.8 | 24.8 | 24.8 | 24.8 | 24.8 | 0 | 0 | 0 | 0 | 0 | 0 | 0 | 0 | 0 | 0 | 0 | 0 | 0 | 0 | 0 | 0 | 0 | 0 | 0 | 0 | 0 | 45 | 105 | 105 | 105 | 105 | 105 | 0% | 0% | 0% | 14.47% | 14.47% | 14.47% | 14.47% | 14.47% | 14.47% | 0 | 0 | 0 | 40.6215 | 54.162 | 0 | 0 | 0 | 0 | 0 | 0 | 0 | 27.745 | 30.573 | 0 | 0 | 0 | 0 | 64.1499 | 64.1499 | 94.7835 | 104.2619 | Unplanned Build | Potential Build Solar PV2020
| 81 | SOUT SOLAR PV 2026 | SouthWest Ghana Group | Sun | Solar PV | 0 | 0 | 0 | 0 | 0 | 0 | 0 | 0 | 0 | 0 | 0 | 0 | 0 | 0 | 50.7002 | 253.501 | 304.2012 | 304.2012 | 0 | 0 | 0 | 0 | 0 | 24.8 | 24.8 | 24.8 | 24.8 | 0 | 0 | 0 | 0 | 0 | 0 | 0 | 0 | 0 | 0 | 0 | 0 | 0 | 0 | 0 | 0 | 0 | 0 | 0 | 0 | 0 | 0 | 0 | 40 | 200 | 240 | 240 | 0% | 0% | 0% | 0% | 0% | 14.47% | 14.47% | 14.47% | 14.47% | 0 | 0 | 0 | 0 | 0 | 29.6281 | 118.5123 | 29.6281 | 0 | 0 | 0 | 0 | 0 | 0 | 12.5652 | 37.7617 | 5.8618 | 0 | 13.8217 | 61.8075 | 29.6281 | 195.5453 | Unplanned Build | Potential Build Solar PV2026
| 82 | SOUT SOLAR PV 2035 | SouthWest Ghana Group | Sun | Solar PV | 0 | 0 | 0 | 0 | 0 | 0 | 0 | 0 | 0 | 0 | 0 | 0 | 0 | 0 | 0 | 0 | 25.3501 | 304.2012 | 0 | 0 | 0 | 0 | 0 | 0 | 0 | 25 | 25 | 0 | 0 | 0 | 0 | 0 | 0 | 0 | 0 | 0 | 0 | 0 | 0 | 0 | 0 | 0 | 0 | 0 | 0 | 0 | 0 | 0 | 0 | 0 | 0 | 0 | 20 | 240 | 0% | 0% | 0% | 0% | 0% | 0% | 0% | 14.47% | 14.47% | 0 | 0 | 0 | 0 | 0 | 0 | 0 | 17.2757 | 190.0325 | 0 | 0 | 0 | 0 | 0 | 0 | 0 | 3.4179 | 23.3447 | 0 | 3.7597 | 0 | 19.0032 | Unplanned Build | Potential Build Solar PV2035
| 83 | SOUT SOLAR PV 2020 | SouthEast Ghana Group | Sun | Solar PV | 0 | 0 | 0 | 0 | 0 | 0 | 0 | 0 | 0 | 0 | 0 | 0 | 19.0126 | 19.0126 | 19.0126 | 19.0126 | 19.0126 | 19.0126 | 0 | 0 | 0 | 24.8 | 24.8 | 24.8 | 24.8 | 24.8 | 24.8 | 0 | 0 | 0 | 0 | 0 | 0 | 0 | 0 | 0 | 0 | 0 | 0 | 0 | 0 | 0 | 0 | 0 | 0 | 0 | 0 | 0 | 15 | 15 | 15 | 15 | 15 | 15 | 0% | 0% | 0% | 14.47% | 14.47% | 14.47% | 14.47% | 14.47% | 14.47% | 0 | 0 | 0 | 13.5405 | 0 | 0 | 0 | 0 | 0 | 0 | 0 | 0 | 9.2483 | 0 | 0 | 0 | 0 | 0 | 10.1732 | 10.1732 | 13.5405 | 14.8946 | Unplanned Build | Potential Build Solar PV2020
| 84 | SOUT SOLAR PV 2026 | SouthEast Ghana Group | Sun | Solar PV | 0 | 0 | 0 | 0 | 0 | 0 | 0 | 0 | 0 | 0 | 0 | 0 | 0 | 0 | 25.3501 | 50.7002 | 76.0503 | 76.0503 | 0 | 0 | 0 | 0 | 0 | 24.8 | 24.8 | 24.8 | 24.8 | 0 | 0 | 0 | 0 | 0 | 0 | 0 | 0 | 0 | 0 | 0 | 0 | 0 | 0 | 0 | 0 | 0 | 0 | 0 | 0 | 0 | 0 | 0 | 20 | 40 | 60 | 60 | 0% | 0% | 0% | 0% | 0% | 14.47% | 14.47% | 14.47% | 14.47% | 0 | 0 | 0 | 0 | 0 | 14.814 | 14.814 | 14.814 | 0 | 0 | 0 | 0 | 0 | 0 | 6.2826 | 4.7202 | 2.9309 | 0 | 6.9109 | 15.3271 | 14.814 | 48.8863 | Unplanned Build | Potential Build Solar PV2026
| 85 | SOUT SOLAR PV 2035 | SouthEast Ghana Group | Sun | Solar PV | 0 | 0 | 0 | 0 | 0 | 0 | 0 | 0 | 0 | 0 | 0 | 0 | 0 | 0 | 0 | 0 | 25.3501 | 76.0503 | 0 | 0 | 0 | 0 | 0 | 0 | 0 | 25 | 25 | 0 | 0 | 0 | 0 | 0 | 0 | 0 | 0 | 0 | 0 | 0 | 0 | 0 | 0 | 0 | 0 | 0 | 0 | 0 | 0 | 0 | 0 | 0 | 0 | 0 | 20 | 60 | 0% | 0% | 0% | 0% | 0% | 0% | 0% | 14.47% | 14.47% | 0 | 0 | 0 | 0 | 0 | 0 | 0 | 17.2757 | 34.5514 | 0 | 0 | 0 | 0 | 0 | 0 | 0 | 3.4179 | 4.2445 | 0 | 3.7597 | 0 | 19.0032 | Unplanned Build | Potential Build Solar PV2035
| 86 | ASHA SOLAR PV WITH STORAGE 2020 | Ashanti Group | Sun + storage | Solar PV + Storage | 0 | 0 | 0 | 0 | 0 | 0 | 0 | 0 | 0 | 0 | 0 | 0 | 0 | 12.675 | 12.675 | 12.675 | 12.675 | 12.675 | 0 | 0 | 0 | 0 | 28 | 28 | 28 | 28 | 28 | 0 | 0 | 0 | 0 | 0 | 0 | 0 | 0 | 0 | 0 | 0 | 0 | 0 | 0 | 0 | 0 | 0 | 0 | 0 | 0 | 0 | 0 | 10 | 10 | 10 | 10 | 10 | 0% | 0% | 0% | 0% | 14.47% | 14.47% | 14.47% | 14.47% | 14.47% | 0 | 0 | 0 | 0 | 13.8415 | 0 | 0 | 0 | 0 | 0 | 0 | 0 | 0 | 7.8132 | 0 | 0 | 0 | 0 | 8.5945 | 8.5945 | 13.8415 | 15.2256 | Unplanned Build | Potential Build Solar PV with storage2020
| 88 | ASHA SOLAR PV WITH STORAGE 2035 | Ashanti Group | Sun + storage | Solar PV + Storage | 0 | 0 | 0 | 0 | 0 | 0 | 0 | 0 | 0 | 0 | 0 | 0 | 0 | 0 | 0 | 0 | 12.675 | 76.0503 | 0 | 0 | 0 | 0 | 0 | 0 | 0 | 28 | 28 | 0 | 0 | 0 | 0 | 0 | 0 | 0 | 0 | 0 | 0 | 0 | 0 | 0 | 0 | 0 | 0 | 0 | 0 | 0 | 0 | 0 | 0 | 0 | 0 | 0 | 10 | 60 | 0% | 0% | 0% | 0% | 0% | 0% | 0% | 14.47% | 14.47% | 0 | 0 | 0 | 0 | 0 | 0 | 0 | 10.26 | 51.3 | 0 | 0 | 0 | 0 | 0 | 0 | 0 | 2.0299 | 6.302 | 0 | 2.2329 | 0 | 11.286 | Unplanned Build | Potential Build Solar PV with storage2035
| 89 | SOUT SOLAR PV WITH STORAGE 2020 | SouthWest Ghana Group | Sun + storage | Solar PV + Storage | 0 | 0 | 0 | 0 | 0 | 0 | 0 | 0 | 0 | 0 | 0 | 0 | 0 | 12.675 | 12.675 | 12.675 | 12.675 | 12.675 | 0 | 0 | 0 | 0 | 28 | 28 | 28 | 28 | 28 | 0 | 0 | 0 | 0 | 0 | 0 | 0 | 0 | 0 | 0 | 0 | 0 | 0 | 0 | 0 | 0 | 0 | 0 | 0 | 0 | 0 | 0 | 10 | 10 | 10 | 10 | 10 | 0% | 0% | 0% | 0% | 14.47% | 14.47% | 14.47% | 14.47% | 14.47% | 0 | 0 | 0 | 0 | 13.8415 | 0 | 0 | 0 | 0 | 0 | 0 | 0 | 0 | 7.8132 | 0 | 0 | 0 | 0 | 8.5945 | 8.5945 | 13.8415 | 15.2256 | Unplanned Build | Potential Build Solar PV with storage2020
| 91 | SOUT SOLAR PV WITH STORAGE 2035 | SouthWest Ghana Group | Sun + storage | Solar PV + Storage | 0 | 0 | 0 | 0 | 0 | 0 | 0 | 0 | 0 | 0 | 0 | 0 | 0 | 0 | 0 | 0 | 12.675 | 63.3752 | 0 | 0 | 0 | 0 | 0 | 0 | 0 | 28 | 28 | 0 | 0 | 0 | 0 | 0 | 0 | 0 | 0 | 0 | 0 | 0 | 0 | 0 | 0 | 0 | 0 | 0 | 0 | 0 | 0 | 0 | 0 | 0 | 0 | 0 | 10 | 50 | 0% | 0% | 0% | 0% | 0% | 0% | 0% | 14.47% | 14.47% | 0 | 0 | 0 | 0 | 0 | 0 | 0 | 10.26 | 41.04 | 0 | 0 | 0 | 0 | 0 | 0 | 0 | 2.0299 | 5.0416 | 0 | 2.2329 | 0 | 11.286 | Unplanned Build | Potential Build Solar PV with storage2035
| 92 | NORT SOLAR PV WITH STORAGE 2020 | Northern Ghana Group | Sun + storage | Solar PV + Storage | 0 | 0 | 0 | 0 | 0 | 0 | 0 | 0 | 0 | 0 | 0 | 0 | 0 | 126.7505 | 126.7505 | 126.7505 | 126.7505 | 126.7505 | 0 | 0 | 0 | 0 | 28 | 28 | 28 | 28 | 28 | 0 | 0 | 0 | 0 | 0 | 0 | 0 | 0 | 0 | 0 | 0 | 0 | 0 | 0 | 0 | 0 | 0 | 0 | 0 | 0 | 0 | 0 | 100 | 100 | 100 | 100 | 100 | 0% | 0% | 0% | 0% | 14.47% | 14.47% | 14.47% | 14.47% | 14.47% | 0 | 0 | 0 | 0 | 138.415 | 0 | 0 | 0 | 0 | 0 | 0 | 0 | 0 | 78.1317 | 0 | 0 | 0 | 0 | 85.9448 | 85.9448 | 138.415 | 152.2565 | Unplanned Build | Potential Build Solar PV with storage2020
| 94 | NORT SOLAR PV WITH STORAGE 2035 | Northern Ghana Group | Sun + storage | Solar PV + Storage | 0 | 0 | 0 | 0 | 0 | 0 | 0 | 0 | 0 | 0 | 0 | 0 | 0 | 0 | 0 | 0 | 63.3752 | 380.2515 | 0 | 0 | 0 | 0 | 0 | 0 | 0 | 28 | 28 | 0 | 0 | 0 | 0 | 0 | 0 | 0 | 0 | 0 | 0 | 0 | 0 | 0 | 0 | 0 | 0 | 0 | 0 | 0 | 0 | 0 | 0 | 0 | 0 | 0 | 50 | 300 | 0% | 0% | 0% | 0% | 0% | 0% | 0% | 14.47% | 14.47% | 0 | 0 | 0 | 0 | 0 | 0 | 0 | 51.3 | 256.5 | 0 | 0 | 0 | 0 | 0 | 0 | 0 | 10.1494 | 31.51 | 0 | 11.1644 | 0 | 56.43 | Unplanned Build | Potential Build Solar PV with storage2035
| 95 | SOUT SOLAR PV WITH STORAGE 2020 | SouthEast Ghana Group | Sun + storage | Solar PV + Storage | 0 | 0 | 0 | 0 | 0 | 0 | 0 | 0 | 0 | 0 | 0 | 0 | 0 | 50.7002 | 50.7002 | 50.7002 | 50.7002 | 50.7002 | 0 | 0 | 0 | 0 | 28 | 28 | 28 | 28 | 28 | 0 | 0 | 0 | 0 | 0 | 0 | 0 | 0 | 0 | 0 | 0 | 0 | 0 | 0 | 0 | 0 | 0 | 0 | 0 | 0 | 0 | 0 | 40 | 40 | 40 | 40 | 40 | 0% | 0% | 0% | 0% | 14.47% | 14.47% | 14.47% | 14.47% | 14.47% | 0 | 0 | 0 | 0 | 55.366 | 0 | 0 | 0 | 0 | 0 | 0 | 0 | 0 | 31.2527 | 0 | 0 | 0 | 0 | 34.3779 | 34.3779 | 55.366 | 60.9026 | Unplanned Build | Potential Build Solar PV with storage2020
| 97 | SOUT SOLAR PV WITH STORAGE 2035 | SouthEast Ghana Group | Sun + storage | Solar PV + Storage | 0 | 0 | 0 | 0 | 0 | 0 | 0 | 0 | 0 | 0 | 0 | 0 | 0 | 0 | 0 | 0 | 63.3752 | 278.8511 | 0 | 0 | 0 | 0 | 0 | 0 | 0 | 28 | 28 | 0 | 0 | 0 | 0 | 0 | 0 | 0 | 0 | 0 | 0 | 0 | 0 | 0 | 0 | 0 | 0 | 0 | 0 | 0 | 0 | 0 | 0 | 0 | 0 | 0 | 50 | 220 | 0% | 0% | 0% | 0% | 0% | 0% | 0% | 14.47% | 14.47% | 0 | 0 | 0 | 0 | 0 | 0 | 0 | 51.3 | 174.42 | 0 | 0 | 0 | 0 | 0 | 0 | 0 | 10.1494 | 21.4268 | 0 | 11.1644 | 0 | 56.43 | Unplanned Build | Potential Build Solar PV with storage2035
| 98 | SOUT SOLAR PV WITH STORAGE 2020 | SouthWest Ghana Group | Sun + storage | Solar PV + Storage | 0 | 0 | 0 | 0 | 0 | 0 | 0 | 0 | 0 | 0 | 0 | 0 | 0 | 38.0251 | 38.0251 | 38.0251 | 38.0251 | 38.0251 | 0 | 0 | 0 | 0 | 28 | 28 | 28 | 28 | 28 | 0 | 0 | 0 | 0 | 0 | 0 | 0 | 0 | 0 | 0 | 0 | 0 | 0 | 0 | 0 | 0 | 0 | 0 | 0 | 0 | 0 | 0 | 30 | 30 | 30 | 30 | 30 | 0% | 0% | 0% | 0% | 14.47% | 14.47% | 14.47% | 14.47% | 14.47% | 0 | 0 | 0 | 0 | 41.5245 | 0 | 0 | 0 | 0 | 0 | 0 | 0 | 0 | 23.4395 | 0 | 0 | 0 | 0 | 25.7834 | 25.7834 | 41.5245 | 45.6769 | Unplanned Build | Potential Build Solar PV with storage2020
| 100 | SOUT SOLAR PV WITH STORAGE 2035 | SouthWest Ghana Group | Sun + storage | Solar PV + Storage | 0 | 0 | 0 | 0 | 0 | 0 | 0 | 0 | 0 | 0 | 0 | 0 | 0 | 0 | 0 | 0 | 12.675 | 101.4004 | 0 | 0 | 0 | 0 | 0 | 0 | 0 | 28 | 28 | 0 | 0 | 0 | 0 | 0 | 0 | 0 | 0 | 0 | 0 | 0 | 0 | 0 | 0 | 0 | 0 | 0 | 0 | 0 | 0 | 0 | 0 | 0 | 0 | 0 | 10 | 80 | 0% | 0% | 0% | 0% | 0% | 0% | 0% | 14.47% | 14.47% | 0 | 0 | 0 | 0 | 0 | 0 | 0 | 10.26 | 71.82 | 0 | 0 | 0 | 0 | 0 | 0 | 0 | 2.0299 | 8.8228 | 0 | 2.2329 | 0 | 11.286 | Unplanned Build | Potential Build Solar PV with storage2035
| 103 | SOUT SOLAR PV WITH STORAGE 2035 | SouthEast Ghana Group | Sun + storage | Solar PV + Storage | 0 | 0 | 0 | 0 | 0 | 0 | 0 | 0 | 0 | 0 | 0 | 0 | 0 | 0 | 0 | 0 | 12.675 | 50.7002 | 0 | 0 | 0 | 0 | 0 | 0 | 0 | 28 | 28 | 0 | 0 | 0 | 0 | 0 | 0 | 0 | 0 | 0 | 0 | 0 | 0 | 0 | 0 | 0 | 0 | 0 | 0 | 0 | 0 | 0 | 0 | 0 | 0 | 0 | 10 | 40 | 0% | 0% | 0% | 0% | 0% | 0% | 0% | 14.47% | 14.47% | 0 | 0 | 0 | 0 | 0 | 0 | 0 | 10.26 | 30.78 | 0 | 0 | 0 | 0 | 0 | 0 | 0 | 2.0299 | 3.7812 | 0 | 2.2329 | 0 | 11.286 | Unplanned Build | Potential Build Solar PV with storage2035
| 104 | SOUT WIND TURBINE 2020 | SouthEast Ghana Group | Wind | Wind | 0 | 0 | 0 | 0 | 0 | 0 | 0 | 0 | 0 | 0 | 0 | 0 | 175.1525 | 350.305 | 700.61 | 700.61 | 700.61 | 700.61 | 0 | 0 | 0 | 46.71 | 46.71 | 46.71 | 46.71 | 46.71 | 46.71 | 0 | 0 | 0 | 0 | 0 | 0 | 0 | 0 | 0 | 0 | 0 | 0 | 0 | 0 | 0 | 0 | 0 | 0 | 0 | 0 | 0 | 75 | 150 | 300 | 300 | 300 | 300 | 0% | 0% | 0% | 26.66% | 26.66% | 26.66% | 26.66% | 26.66% | 26.66% | 0 | 0 | 0 | 67.5749 | 67.5749 | 135.1499 | 0 | 0 | 0 | 0 | 0 | 0 | 46.1546 | 38.1443 | 57.3167 | 0 | 0 | 0 | 155.7772 | 155.7772 | 270.2997 | 297.3297 | Unplanned Build | Potential Build Wind2020
| 105 | SOUT WIND TURBINE 2026 | SouthEast Ghana Group | Wind | Wind | 0 | 0 | 0 | 0 | 0 | 0 | 0 | 0 | 0 | 0 | 0 | 0 | 0 | 0 | 350.305 | 817.3784 | 1050.9151 | 1050.9151 | 0 | 0 | 0 | 0 | 0 | 46.71 | 46.71 | 46.71 | 46.71 | 0 | 0 | 0 | 0 | 0 | 0 | 0 | 0 | 0 | 0 | 0 | 0 | 0 | 0 | 0 | 0 | 0 | 0 | 0 | 0 | 0 | 0 | 0 | 150 | 350 | 450 | 450 | 0% | 0% | 0% | 0% | 0% | 26.66% | 26.66% | 26.66% | 26.66% | 0 | 0 | 0 | 0 | 0 | 84.1748 | 112.233 | 56.1165 | 0 | 0 | 0 | 0 | 0 | 0 | 35.6983 | 35.7609 | 11.1024 | 0 | 39.2681 | 90.8177 | 84.1748 | 277.7767 | Unplanned Build | Potential Build Wind2026
| 106 | SOUT WIND TURBINE 2035 | SouthEast Ghana Group | Wind | Wind | 0 | 0 | 0 | 0 | 0 | 0 | 0 | 0 | 0 | 0 | 0 | 0 | 0 | 0 | 0 | 0 | 467.0734 | 467.0734 | 0 | 0 | 0 | 0 | 0 | 0 | 0 | 47 | 47 | 0 | 0 | 0 | 0 | 0 | 0 | 0 | 0 | 0 | 0 | 0 | 0 | 0 | 0 | 0 | 0 | 0 | 0 | 0 | 0 | 0 | 0 | 0 | 0 | 0 | 200 | 200 | 0% | 0% | 0% | 0% | 0% | 0% | 0% | 26.66% | 26.66% | 0 | 0 | 0 | 0 | 0 | 0 | 0 | 156.6246 | 0 | 0 | 0 | 0 | 0 | 0 | 0 | 0 | 30.9873 | 0 | 0 | 34.0861 | 0 | 172.2871 | Unplanned Build | Potential Build Wind2035
[6 empty] | 0 | 0 | 0 | 0 | 0 | 0 | 0 |  |  | 0 | 0 | 0 | 0 | 0 | 0 | 0 |  |  | 0 | 0 | 0 | 0 | 0 | 0 | 0 |  |  | 0 | 0 | 0 | 0 | 0 | 0 | 0 |  |  | 0 | 0 | 0 | 0 | 0 | 0 | 0 |  |  | 0 | 0 | 0 | 0 | 0 | 0 | 0 |  |  | 0 | 0 | 0 | 0 | 0 | 0 | 0

## HighDemandHighCostLowWater
Back to Contents | [77 empty] | 90.91% | 82.64% | 75.13% | 68.3% | 56.45% | 42.41% | 31.86% | 19.78% | 12.28% | Cap Cost NPV |  | Cap Cost -- no NPV
|  | Plant Name |  |  |  | FUEL CONSUMPTION | [8 empty] | GENERATION | [8 empty] | FOM (USD/kW-yr | [8 empty] | VOM (USD/MWh) | [8 empty] | Fuel Cost (USD/MWh) | [8 empty] | Available Capacity | [8 empty] | Capacity Factors | [8 empty] | Total Capital Cost | [8 empty] | Total Capital Cost (NPV) | [8 empty] | 2213.3571 | 9851.126 | 3754.8836 | 36639.4963 | Unplanned? | Plant Name
| UnitID |  | Model Region | Fuel Type | Capacity Type | 2017 | 2018 | 2019 | 2020 | 2023 | 2026 | 2030 | 2035 | 2040 | 2017 | 2018 | 2019 | 2020 | 2023 | 2026 | 2030 | 2035 | 2040 | 2017 | 2018 | 2019 | 2020 | 2023 | 2026 | 2030 | 2035 | 2040 | 2017 | 2018 | 2019 | 2020 | 2023 | 2026 | 2030 | 2035 | 2040 | 2017 | 2018 | 2019 | 2020 | 2023 | 2026 | 2030 | 2035 | 2040 | 2017 | 2018 | 2019 | 2020 | 2023 | 2026 | 2030 | 2035 | 2040 | 2017 | 2018 | 2019 | 2020 | 2023 | 2026 | 2030 | 2035 | 2040 | 2017 | 2018 | 2019 | 2020 | 2023 | 2026 | 2030 | 2035 | 2040 | 2017 | 2018 | 2019 | 2020 | 2023 | 2026 | 2030 | 2035 | 2040 | 10-year | 20-year | 10-year | 20-year
| 1 | CENIT | SouthEast Ghana Group | Oil | Oil Combustion | 0 | 0 | 0 | 0 | 0 | 0 | 0 | 0 | 0 | 0 | 0 | 0 | 0 | 0 | 0 | 0 | 0 | 0 | 11.83 | 11.83 | 11.83 | 12.3933 | 11.7943 | 11.7943 | 11.7232 | 0 | 0 | 0 | 0 | 0 | 0 | 0 | 0 | 0 | 0 | 0 | 0 | 0 | 0 | 0 | 0 | 0 | 0 | 0 | 0 | 100 | 100 | 100 | 100 | 100 | 100 | 100 | 0 | 0 | 0% | 0% | 0% | 0% | 0% | 0% | 0% | 0% | 0% | [9 empty] | 0 | 0 | 0 | 0 | 0 | 0 | 0 | 0 | 0 | 0 | 0 | 0 | 0 | Existing & Under Const. Plant
| 2 | Trojan 2B | SouthEast Ghana Group | Oil | Oil Combustion | 1.0933 | 0 | 0 | 0 | 0 | 0 | 0 | 0 | 0 | 129.5385 | 0 | 0 | 0 | 0 | 0 | 0 | 0 | 0 | 34 | 34 | 34 | 35.619 | 0 | 0 | 0 | 0 | 0 | 5.5 | 0 | 0 | 0 | 0 | 0 | 0 | 0 | 0 | 0 | 0 | 0 | 0 | 0 | 0 | 0 | 0 | 0 | 16.25 | 16.25 | 16.25 | 16.25 | 0 | 0 | 0 | 0 | 0 | 91% | 0% | 0% | 0% | 0% | 0% | 0% | 0% | 0% | [9 empty] | 0 | 0 | 0 | 0 | 0 | 0 | 0 | 0 | 0 | 0 | 0 | 0 | 0 | Existing & Under Const. Plant
| 3 | Trojan 2A | Ashanti Group | Oil | Oil Combustion | 0.26958 | 0 | 0 | 0 | 0 | 0 | 0 | 0 | 0 | 31.941 | 0 | 0 | 0 | 0 | 0 | 0 | 0 | 0 | 34 | 34 | 34 | 35.619 | 0 | 0 | 0 | 0 | 0 | 5.5 | 0 | 0 | 0 | 0 | 0 | 0 | 0 | 0 | 0 | 0 | 0 | 0 | 0 | 0 | 0 | 0 | 0 | 16.25 | 16.25 | 16.25 | 16.25 | 0 | 0 | 0 | 0 | 0 | 22.44% | 0% | 0% | 0% | 0% | 0% | 0% | 0% | 0% | [9 empty] | 0 | 0 | 0 | 0 | 0 | 0 | 0 | 0 | 0 | 0 | 0 | 0 | 0 | Existing & Under Const. Plant
| 4 | GP Tarkwa Plant | SouthWest Ghana Group | Oil | Oil Combustion | 0 | 0 | 0 | 0 | 0 | 0 | 0 | 0 | 0 | 0 | 0 | 0 | 0 | 0 | 0 | 0 | 0 | 0 | 17.5 | 17.5 | 17.5 | 18.3333 | 17.4471 | 17.4471 | 17.3421 | 17.3421 | 15.861 | 0 | 0 | 0 | 0 | 0 | 0 | 0 | 0 | 0 | 0 | 0 | 0 | 0 | 0 | 0 | 0 | 0 | 0 | 33 | 33 | 33 | 33 | 33 | 33 | 33 | 33 | 33 | 0% | 0% | 0% | 0% | 0% | 0% | 0% | 0% | 0% | [9 empty] | 0 | 0 | 0 | 0 | 0 | 0 | 0 | 0 | 0 | 0 | 0 | 0 | 0 | Existing & Under Const. Plant
| 5 | GP Chirano Plant | SouthWest Ghana Group | Oil | Oil Combustion | 0 | 0 | 0 | 0 | 0 | 0 | 0 | 0 | 0 | 0 | 0 | 0 | 0 | 0 | 0 | 0 | 0 | 0 | 17.5 | 17.5 | 17.5 | 18.3333 | 17.4471 | 17.4471 | 17.3421 | 17.3421 | 15.861 | 0 | 0 | 0 | 0 | 0 | 0 | 0 | 0 | 0 | 0 | 0 | 0 | 0 | 0 | 0 | 0 | 0 | 0 | 30 | 30 | 30 | 30 | 30 | 30 | 30 | 30 | 30 | 0% | 0% | 0% | 0% | 0% | 0% | 0% | 0% | 0% | [9 empty] | 0 | 0 | 0 | 0 | 0 | 0 | 0 | 0 | 0 | 0 | 0 | 0 | 0 | Existing & Under Const. Plant
| 6 | GP Darmang Plant | SouthWest Ghana Group | Oil | Oil Combustion | 0 | 0 | 0 | 0 | 0 | 0 | 0 | 0 | 0 | 0 | 0 | 0 | 0 | 0 | 0 | 0 | 0 | 0 | 17.5 | 17.5 | 17.5 | 18.3333 | 17.4471 | 17.4471 | 17.3421 | 17.3421 | 15.861 | 0 | 0 | 0 | 0 | 0 | 0 | 0 | 0 | 0 | 0 | 0 | 0 | 0 | 0 | 0 | 0 | 0 | 0 | 25.5 | 25.5 | 25.5 | 25.5 | 25.5 | 25.5 | 25.5 | 25.5 | 25.5 | 0% | 0% | 0% | 0% | 0% | 0% | 0% | 0% | 0% | [9 empty] | 0 | 0 | 0 | 0 | 0 | 0 | 0 | 0 | 0 | 0 | 0 | 0 | 0 | Existing & Under Const. Plant
| 7 | SAPP 2 | SouthEast Ghana Group | Oil/Gas | Oil/Gas Combined Cycle | 7.6694 | 23.5117 | 21.0782 | 23.3138 | 23.5117 | 23.5117 | 23.4474 | 0.05873 | 1.9368 | 983.2563 | 3014.3158 | 2702.3285 | 2988.9508 | 3014.316 | 3014.3158 | 3006.083 | 7.5295 | 248.3065 | 16 | 16 | 16 | 16.7619 | 15.9517 | 15.9517 | 15.8556 | 15.8556 | 14.5015 | 3.5 | 3.5 | 3.5 | 3.5 | 3.5 | 3.5 | 3.5 | 3.5 | 3.5 | 0 | 0 | 0 | 0 | 0 | 0 | 0 | 0 | 0 | 370 | 370 | 370 | 370 | 370 | 370 | 370 | 370 | 370 | 30.34% | 93% | 83.37% | 92.22% | 93% | 93% | 92.75% | 0.2323% | 7.661% | [9 empty] | 0 | 0 | 0 | 0 | 0 | 0 | 0 | 0 | 0 | 0 | 0 | 0 | 0 | Existing & Under Const. Plant
| 8 | Cenpower | SouthEast Ghana Group | Oil/Gas | Oil/Gas Combined Cycle | 0 | 3.4883 | 6.9972 | 0 | 12.9495 | 21.6884 | 17.4501 | 0 | 0.48581 | 0 | 445.5086 | 893.643 | 0 | 1653.8293 | 2769.9122 | 2228.6176 | 0 | 62.0451 | 0 | 16 | 16 | 16.7619 | 15.9517 | 15.9517 | 15.8556 | 15.8556 | 14.5015 | 0 | 3.5 | 3.5 | 0 | 3.5 | 3.5 | 3.5 | 0 | 3.5 | 0 | 0 | 0 | 0 | 0 | 0 | 0 | 0 | 0 | 0 | 340 | 340 | 340 | 340 | 340 | 340 | 340 | 340 | 0% | 14.96% | 30% | 0% | 55.53% | 93% | 74.83% | 0% | 2.083% | [9 empty] | 0 | 0 | 0 | 0 | 0 | 0 | 0 | 0 | 0 | 0 | 0 | 0 | 0 | Existing & Under Const. Plant
| 9 | KarpowerShip 1 | SouthEast Ghana Group | Oil/Gas | Oil/Gas Combined Cycle | 14.837 | 0 | 0 | 0 | 0 | 0 | 0 | 0 | 0 | 1942.0128 | 0 | 0 | 0 | 0 | 0 | 0 | 0 | 0 | 177.828 | 0 | 0 | 0 | 0 | 0 | 0 | 0 | 0 | 3.5 | 0 | 0 | 0 | 0 | 0 | 0 | 0 | 0 | 0 | 0 | 0 | 0 | 0 | 0 | 0 | 0 | 0 | 247 | 0 | 0 | 0 | 0 | 0 | 0 | 0 | 0 | 89.75% | 0% | 0% | 0% | 0% | 0% | 0% | 0% | 0% | [9 empty] | 0 | 0 | 0 | 0 | 0 | 0 | 0 | 0 | 0 | 0 | 0 | 0 | 0 | Existing & Under Const. Plant
| 10 | AKSA | SouthEast Ghana Group | Oil/Gas | Oil/Gas Combined Cycle | 10.1595 | 0 | 6.1905 | 0 | 0 | 0 | 2.0663 | 0 | 0.016903 | 1195.236 | 0 | 728.2968 | 0 | 0 | 0 | 243.0976 | 0 | 1.9885 | 16 | 16 | 16 | 16.7619 | 15.9517 | 15.9517 | 15.8556 | 15.8556 | 14.5015 | 3.5 | 0 | 3.5 | 0 | 0 | 0 | 3.5 | 0 | 3.5 | 0 | 0 | 0 | 0 | 0 | 0 | 0 | 0 | 0 | 250 | 375 | 375 | 375 | 375 | 375 | 375 | 375 | 375 | 54.58% | 0% | 22.17% | 0% | 0% | 0% | 7.4% | 0% | 0.06053% | [9 empty] | 0 | 0 | 0 | 0 | 0 | 0 | 0 | 0 | 0 | 0 | 0 | 0 | 0 | Existing & Under Const. Plant
| 11 | TAPCO (T1) | SouthWest Ghana Group | Oil/Gas | Oil/Gas Combined Cycle | 11.645 | 17.1872 | 17.1872 | 17.1872 | 17.1872 | 17.1872 | 11.3931 | 0.3301 | 0.13322 | 1496.2079 | 2208.3 | 2208.3 | 2208.3 | 2208.3 | 2208.3 | 1463.8415 | 42.4129 | 17.1169 | 18.7 | 18.7 | 18.7 | 19.5905 | 18.6435 | 18.6435 | 18.5312 | 18.5312 | 16.9486 | 5 | 5 | 5 | 5 | 5 | 5 | 5 | 5 | 5 | 0 | 0 | 0 | 0 | 0 | 0 | 0 | 0 | 0 | 305 | 305 | 305 | 305 | 305 | 305 | 305 | 305 | 305 | 56% | 82.65% | 82.65% | 82.65% | 82.65% | 82.65% | 54.79% | 1.587% | 0.6407% | [9 empty] | 0 | 0 | 0 | 0 | 0 | 0 | 0 | 0 | 0 | 0 | 0 | 0 | 0 | Existing & Under Const. Plant
| 12 | TICO (T2) | SouthWest Ghana Group | Oil/Gas | Oil/Gas Combined Cycle | 17.7346 | 17.7346 | 17.7346 | 17.7346 | 17.7346 | 17.7346 | 17.7346 | 8.7813 | 1.7871 | 2382.7203 | 2382.72 | 2382.7199 | 2382.72 | 2382.72 | 2382.7198 | 2382.72 | 1179.8111 | 240.0989 | 30.94 | 30.94 | 30.94 | 32.4133 | 30.8465 | 30.8465 | 30.6608 | 30.6608 | 28.0423 | 4.9 | 4.9 | 4.9 | 4.9 | 4.9 | 4.9 | 4.9 | 4.9 | 4.9 | 0 | 0 | 0 | 0 | 0 | 0 | 0 | 0 | 0 | 320 | 320 | 320 | 320 | 320 | 320 | 320 | 320 | 320 | 85% | 85% | 85% | 85% | 85% | 85% | 85% | 42.09% | 8.565% | [9 empty] | 0 | 0 | 0 | 0 | 0 | 0 | 0 | 0 | 0 | 0 | 0 | 0 | 0 | Existing & Under Const. Plant
| 13 | Amandi | SouthWest Ghana Group | Oil/Gas | Oil/Gas Combined Cycle | 0 | 0 | 8.0946 | 12.0103 | 0 | 4.8423 | 0.035218 | 0 | 0 | 0 | 0 | 987.1488 | 1464.6718 | 0 | 590.5294 | 4.2948 | 0 | 0 | 0 | 0 | 30.94 | 32.4133 | 30.8465 | 30.8465 | 30.6608 | 30.6608 | 28.0423 | 0 | 0 | 4.9 | 4.9 | 0 | 4.9 | 4.9 | 0 | 0 | 0 | 0 | 0 | 0 | 0 | 0 | 0 | 0 | 0 | 0 | 0 | 190 | 190 | 190 | 190 | 190 | 190 | 190 | 0% | 0% | 59.31% | 88% | 0% | 35.48% | 0.258% | 0% | 0% | [9 empty] | 0 | 0 | 0 | 0 | 0 | 0 | 0 | 0 | 0 | 0 | 0 | 0 | 0 | Existing & Under Const. Plant
| 14 | KarpowerShip 2 | SouthWest Ghana Group | Oil/Gas | Oil/Gas Combined Cycle | 0 | 29.68 | 31.8841 | 3.7701 | 0 | 0 | 0 | 0 | 0 | 0 | 3486.0265 | 3744.9001 | 442.816 | 0 | 0 | 0 | 0 | 0 | 0 | 177.828 | 177.828 | 186.296 | 177.2908 | 0 | 0 | 0 | 0 | 0 | 3.5 | 3.5 | 3.5 | 0 | 0 | 0 | 0 | 0 | 0 | 0 | 0 | 0 | 0 | 0 | 0 | 0 | 0 | 0 | 450 | 450 | 450 | 450 | 0 | 0 | 0 | 0 | 0% | 88.43% | 95% | 11.23% | 0% | 0% | 0% | 0% | 0% | [9 empty] | 0 | 0 | 0 | 0 | 0 | 0 | 0 | 0 | 0 | 0 | 0 | 0 | 0 | Existing & Under Const. Plant
| 15 | Early Power | SouthEast Ghana Group | Oil/Gas | Oil/Gas Combustion | 0 | 0 | 7.7096 | 23.0656 | 23.0656 | 23.0656 | 23.0656 | 2.7632 | 6.2069 | 0 | 0 | 1027.9476 | 3075.4168 | 3075.417 | 3075.417 | 3075.417 | 368.4305 | 827.5913 | 0 | 0 | 16 | 16.7619 | 15.9517 | 15.9517 | 15.8556 | 15.8556 | 14.5015 | 0 | 0 | 3.5 | 3.5 | 3.5 | 3.5 | 3.5 | 3.5 | 3.5 | 0 | 0 | 0 | 0 | 0 | 0 | 0 | 0 | 0 | 0 | 0 | 377.5 | 377.5 | 377.5 | 377.5 | 377.5 | 377.5 | 377.5 | 0% | 0% | 31.08% | 93% | 93% | 93% | 93% | 11.14% | 25.03% | [9 empty] | 0 | 0 | 0 | 0 | 0 | 0 | 0 | 0 | 0 | 0 | 0 | 0 | 0 | Existing & Under Const. Plant
| 16 | TT1PP | SouthEast Ghana Group | Oil/Gas | Oil/Gas Combustion | 0 | 0 | 0 | 0 | 0 | 0 | 0 | 0 | 0 | 0 | 0 | 0 | 0 | 0 | 0 | 0 | 0 | 0 | 14.3 | 14.3 | 14.3 | 14.981 | 14.2568 | 14.2568 | 14.1709 | 14.1709 | 12.9607 | 0 | 0 | 0 | 0 | 0 | 0 | 0 | 0 | 0 | 0 | 0 | 0 | 0 | 0 | 0 | 0 | 0 | 0 | 100 | 100 | 100 | 100 | 100 | 100 | 100 | 100 | 100 | 0% | 0% | 0% | 0% | 0% | 0% | 0% | 0% | 0% | [9 empty] | 0 | 0 | 0 | 0 | 0 | 0 | 0 | 0 | 0 | 0 | 0 | 0 | 0 | Existing & Under Const. Plant
| 17 | KTPP | SouthEast Ghana Group | Oil/Gas | Oil/Gas Combustion | 0.85157 | 0 | 0 | 0 | 0 | 0 | 0 | 0 | 0 | 78.126 | 0 | 0 | 0 | 0 | 0 | 0 | 0 | 0 | 12.3 | 12.3 | 12.3 | 12.8857 | 12.2628 | 12.2628 | 12.189 | 12.189 | 11.148 | 3.5 | 0 | 0 | 0 | 0 | 0 | 0 | 0 | 0 | 0 | 0 | 0 | 0 | 0 | 0 | 0 | 0 | 0 | 200 | 200 | 200 | 200 | 200 | 200 | 200 | 200 | 200 | 4.459% | 0% | 0% | 0% | 0% | 0% | 0% | 0% | 0% | [9 empty] | 0 | 0 | 0 | 0 | 0 | 0 | 0 | 0 | 0 | 0 | 0 | 0 | 0 | Existing & Under Const. Plant
| 18 | Trojan 1 | SouthEast Ghana Group | Oil/Gas | Oil/Gas Combustion | 1.6793 | 0 | 0 | 0 | 0 | 0 | 0 | 0 | 0 | 198.9711 | 0 | 0 | 0 | 0 | 0 | 0 | 0 | 0 | 34 | 34 | 34 | 35.619 | 0 | 0 | 0 | 0 | 0 | 5.5 | 0 | 0 | 0 | 0 | 0 | 0 | 0 | 0 | 0 | 0 | 0 | 0 | 0 | 0 | 0 | 0 | 0 | 24.96 | 24.96 | 24.96 | 24.96 | 0 | 0 | 0 | 0 | 0 | 91% | 0% | 0% | 0% | 0% | 0% | 0% | 0% | 0% | [9 empty] | 0 | 0 | 0 | 0 | 0 | 0 | 0 | 0 | 0 | 0 | 0 | 0 | 0 | Existing & Under Const. Plant
| 19 | MRP | SouthEast Ghana Group | Oil/Gas | Oil/Gas Combustion | 0 | 0 | 0 | 0 | 0 | 0 | 0 | 0 | 0 | 0 | 0 | 0 | 0 | 0 | 0 | 0 | 0 | 0 | 12.5737 | 12.5737 | 12.5737 | 13.1725 | 12.5357 | 12.5357 | 12.4602 | 12.4602 | 11.3961 | 0 | 0 | 0 | 0 | 0 | 0 | 0 | 0 | 0 | 0 | 0 | 0 | 0 | 0 | 0 | 0 | 0 | 0 | 70 | 70 | 70 | 70 | 70 | 70 | 70 | 70 | 70 | 0% | 0% | 0% | 0% | 0% | 0% | 0% | 0% | 0% | [9 empty] | 0 | 0 | 0 | 0 | 0 | 0 | 0 | 0 | 0 | 0 | 0 | 0 | 0 | Existing & Under Const. Plant
| 20 | Safisana | SouthEast Ghana Group | Biogas | Biogas | 0.010052 | 0.010052 | 0.010052 | 0.010052 | 0.010052 | 0.010052 | 0.010052 | 0.010052 | 0.010052 | 0.7446 | 0.7446 | 0.7446 | 0.7446 | 0.7446 | 0.7446 | 0.7446 | 0.7446 | 0.7446 | 35 | 35 | 35 | 36.6667 | 34.8943 | 34.8943 | 34.6841 | 34.6841 | 31.7221 | 4.2 | 4.2 | 4.2 | 4.2 | 4.2 | 4.2 | 4.2 | 4.2 | 4.2 | 0 | 0 | 0 | 0 | 0 | 0 | 0 | 0 | 0 | 0.1 | 0.1 | 0.1 | 0.1 | 0.1 | 0.1 | 0.1 | 0.1 | 0.1 | 85% | 85% | 85% | 85% | 85% | 85% | 85% | 85% | 85% | [9 empty] | 0 | 0 | 0 | 0 | 0 | 0 | 0 | 0 | 0 | 0 | 0 | 0 | 0 | Existing & Under Const. Plant
| 21 | TT2PP | SouthEast Ghana Group | Gas | Gas Combustion Turbine | 0.4926 | 0 | 0 | 0 | 0 | 0 | 0 | 0 | 0 | 50.6792 | 0 | 0 | 0 | 0 | 0 | 0 | 0 | 0 | 12.1007 | 12.1007 | 12.1007 | 12.6769 | 12.0641 | 12.0641 | 11.9915 | 11.9915 | 10.9674 | 4.5 | 0 | 0 | 0 | 0 | 0 | 0 | 0 | 0 | 0 | 0 | 0 | 0 | 0 | 0 | 0 | 0 | 0 | 45 | 45 | 45 | 45 | 45 | 45 | 45 | 45 | 45 | 12.86% | 0% | 0% | 0% | 0% | 0% | 0% | 0% | 0% | [9 empty] | 0 | 0 | 0 | 0 | 0 | 0 | 0 | 0 | 0 | 0 | 0 | 0 | 0 | Existing & Under Const. Plant
| 22 | SAPP 1 | SouthEast Ghana Group | Gas | Gas Combustion Turbine | 3.0668 | 0 | 0 | 0 | 0 | 0 | 0 | 0 | 0 | 328.699 | 0 | 0 | 0 | 0 | 0 | 0 | 0 | 0 | 11.83 | 11.83 | 11.83 | 12.3933 | 11.7943 | 11.7943 | 11.7232 | 11.7232 | 10.7221 | 4.5 | 0 | 0 | 0 | 0 | 0 | 0 | 0 | 0 | 0 | 0 | 0 | 0 | 0 | 0 | 0 | 0 | 0 | 180 | 180 | 180 | 180 | 180 | 180 | 180 | 180 | 180 | 20.85% | 0% | 0% | 0% | 0% | 0% | 0% | 0% | 0% | [9 empty] | 0 | 0 | 0 | 0 | 0 | 0 | 0 | 0 | 0 | 0 | 0 | 0 | 0 | Existing & Under Const. Plant
| 23 | Trojan 3 | SouthEast Ghana Group | Gas | Gas Combustion Turbine | 0 | 0 | 0 | 0 | 0 | 0 | 0 | 0 | 0 | 0 | 0 | 0 | 0 | 0 | 0 | 0 | 0 | 0 | 0 | 34 | 34 | 35.619 | 0 | 0 | 0 | 0 | 0 | 0 | 0 | 0 | 0 | 0 | 0 | 0 | 0 | 0 | 0 | 0 | 0 | 0 | 0 | 0 | 0 | 0 | 0 | 0 | 49.92 | 49.92 | 49.92 | 0 | 0 | 0 | 0 | 0 | 0% | 0% | 0% | 0% | 0% | 0% | 0% | 0% | 0% | [9 empty] | 0 | 0 | 0 | 0 | 0 | 0 | 0 | 0 | 0 | 0 | 0 | 0 | 0 | Existing & Under Const. Plant
| 24 | Ameri_2016 | SouthWest Ghana Group | Gas | Gas Combustion Turbine | 0 | 0 | 0 | 0 | 0 | 0 | 0 | 0 | 0 | 0 | 0 | 0 | 0 | 0 | 0 | 0 | 0 | 0 | 14.54 | 14.54 | 14.54 | 15.2324 | 0 | 0 | 0 | 0 | 0 | 0 | 0 | 0 | 0 | 0 | 0 | 0 | 0 | 0 | 0 | 0 | 0 | 0 | 0 | 0 | 0 | 0 | 0 | 230 | 230 | 230 | 230 | 0 | 0 | 0 | 0 | 0 | 0% | 0% | 0% | 0% | 0% | 0% | 0% | 0% | 0% | [9 empty] | 0 | 0 | 0 | 0 | 0 | 0 | 0 | 0 | 0 | 0 | 0 | 0 | 0 | Existing & Under Const. Plant
| 25 | Ameri_2021 | SouthWest Ghana Group | Gas | Gas Combustion Turbine | 0 | 0 | 0 | 0 | 0 | 0 | 0 | 0 | 0 | 0 | 0 | 0 | 0 | 0 | 0 | 0 | 0 | 0 | 0 | 0 | 0 | 0 | 14.4961 | 14.4961 | 14.4088 | 14.4088 | 13.1782 | 0 | 0 | 0 | 0 | 0 | 0 | 0 | 0 | 0 | 0 | 0 | 0 | 0 | 0 | 0 | 0 | 0 | 0 | 0 | 0 | 0 | 0 | 230 | 230 | 230 | 230 | 230 | 0% | 0% | 0% | 0% | 0% | 0% | 0% | 0% | 0% | [9 empty] | 0 | 0 | 0 | 0 | 0 | 0 | 0 | 0 | 0 | 0 | 0 | 0 | 0 | Existing & Under Const. Plant
| 26 | Bui | Northern Ghana Group | Water | Hydro | 0 | 0 | 0 | 0 | 0 | 0 | 0 | 0 | 0 | 669.5865 | 669.5865 | 669.5866 | 669.5858 | 660.777 | 660.7758 | 639.6309 | 614.9624 | 614.9624 | 27.74 | 27.74 | 27.74 | 29.061 | 27.6562 | 27.6562 | 27.4896 | 27.4896 | 25.142 | 1.63 | 1.63 | 1.63 | 1.63 | 1.63 | 1.63 | 1.63 | 1.63 | 1.63 | 0 | 0 | 0 | 0 | 0 | 0 | 0 | 0 | 0 | 330 | 330 | 330 | 330 | 330 | 330 | 330 | 330 | 330 | 23.16% | 23.16% | 23.16% | 23.16% | 22.86% | 22.86% | 22.13% | 21.27% | 21.27% | [9 empty] | 0 | 0 | 0 | 0 | 0 | 0 | 0 | 0 | 0 | 0 | 0 | 0 | 0 | Existing & Under Const. Plant
| 27 | Akosombo | SouthEast Ghana Group | Water | Hydro | 0 | 0 | 0 | 0 | 0 | 0 | 0 | 0 | 0 | 3681.6895 | 3681.6889 | 4016.3893 | 4016.3885 | 4245.5408 | 4245.5415 | 3791.337 | 3261.433 | 3261.4329 | 9.16 | 9.16 | 9.16 | 9.5962 | 9.1323 | 9.1323 | 9.0773 | 9.0773 | 8.3021 | 0.98 | 0.98 | 0.98 | 0.98 | 0.98 | 0.98 | 0.98 | 0.98 | 0.98 | 0 | 0 | 0 | 0 | 0 | 0 | 0 | 0 | 0 | 900 | 900 | 900 | 900 | 900 | 900 | 900 | 900 | 900 | 46.7% | 46.7% | 50.94% | 50.94% | 53.85% | 53.85% | 48.09% | 41.37% | 41.37% | [9 empty] | 0 | 0 | 0 | 0 | 0 | 0 | 0 | 0 | 0 | 0 | 0 | 0 | 0 | Existing & Under Const. Plant
| 28 | Kpong | SouthEast Ghana Group | Water | Hydro | 0 | 0 | 0 | 0 | 0 | 0 | 0 | 0 | 0 | 722.7074 | 722.7075 | 788.408 | 788.4081 | 833.8611 | 833.8609 | 745.8932 | 643.2642 | 643.2642 | 9.16 | 9.16 | 9.16 | 9.5962 | 9.1323 | 9.1323 | 9.0773 | 9.0773 | 8.3021 | 0.98 | 0.98 | 0.98 | 0.98 | 0.98 | 0.98 | 0.98 | 0.98 | 0.98 | 0 | 0 | 0 | 0 | 0 | 0 | 0 | 0 | 0 | 140 | 140 | 140 | 140 | 140 | 140 | 140 | 140 | 140 | 58.93% | 58.93% | 64.29% | 64.29% | 67.99% | 67.99% | 60.82% | 52.45% | 52.45% | [9 empty] | 0 | 0 | 0 | 0 | 0 | 0 | 0 | 0 | 0 | 0 | 0 | 0 | 0 | Existing & Under Const. Plant
| 29 | Cote d'Ivoire Dummy | Cote d'Ivoire | Water | Hydro | 0 | 0 | 0 | 0 | 0 | 0 | 0 | 0 | 0 | 814.6799 | 814.68 | 814.68 | 814.6798 | 814.68 | 814.6794 | 814.68 | 814.68 | 814.6801 | 0 | 0 | 0 | 0 | 0 | 0 | 0 | 0 | 0 | 10 | 10 | 10 | 10 | 10 | 10 | 10 | 10 | 10 | 0 | 0 | 0 | 0 | 0 | 0 | 0 | 0 | 0 | 150 | 150 | 150 | 150 | 150 | 150 | 150 | 150 | 150 | 62% | 62% | 62% | 62% | 62% | 62% | 62% | 62% | 62% | [9 empty] | 0 | 0 | 0 | 0 | 0 | 0 | 0 | 0 | 0 | 0 | 0 | 0 | 0 | Existing & Under Const. Plant
| 30 | Burkina Dummy | Burkina Group | Water | Hydro | 0 | 0 | 0 | 0 | 0 | 0 | 0 | 0 | 0 | 0.438 | 0.438 | 0.438 | 0.438 | 4.818 | 4.818 | 4.818 | 4.818 | 4.818 | 0 | 0 | 0 | 0 | 0 | 0 | 0 | 0 | 0 | 10 | 10 | 10 | 10 | 10 | 10 | 10 | 10 | 10 | 0 | 0 | 0 | 0 | 0 | 0 | 0 | 0 | 0 | 10 | 10 | 10 | 10 | 110 | 110 | 110 | 110 | 110 | 0.5% | 0.5% | 0.5% | 0.5% | 0.5% | 0.5% | 0.5% | 0.5% | 0.5% | [9 empty] | 0 | 0 | 0 | 0 | 0 | 0 | 0 | 0 | 0 | 0 | 0 | 0 | 0 | Existing & Under Const. Plant
| 31 | VRA Solar | Northern Ghana Group | Sun | Solar PV | 0 | 0 | 0 | 0 | 0 | 0 | 0 | 0 | 0 | 2.7132 | 2.7132 | 2.7132 | 2.7132 | 2.7132 | 2.7132 | 2.7132 | 2.7132 | 2.7132 | 0 | 0 | 0 | 0 | 0 | 0 | 0 | 0 | 0 | 0 | 0 | 0 | 0 | 0 | 0 | 0 | 0 | 0 | 0 | 0 | 0 | 0 | 0 | 0 | 0 | 0 | 0 | 1.8 | 1.8 | 1.8 | 1.8 | 1.8 | 1.8 | 1.8 | 1.8 | 1.8 | 17.21% | 17.21% | 17.21% | 17.21% | 17.21% | 17.21% | 17.21% | 17.21% | 17.21% | [9 empty] | 0 | 0 | 0 | 0 | 0 | 0 | 0 | 0 | 0 | 0 | 0 | 0 | 0 | Existing & Under Const. Plant
| 32 | BXC Solar | SouthEast Ghana Group | Sun | Solar PV | 0 | 0 | 0 | 0 | 0 | 0 | 0 | 0 | 0 | 24.0159 | 24.0159 | 24.0159 | 24.0159 | 24.0159 | 24.0159 | 24.0159 | 24.0159 | 0 | 0 | 0 | 0 | 0 | 0 | 0 | 0 | 0 | 0 | 0 | 0 | 0 | 0 | 0 | 0 | 0 | 0 | 0 | 0 | 0 | 0 | 0 | 0 | 0 | 0 | 0 | 0 | 18 | 18 | 18 | 18 | 18 | 18 | 18 | 18 | 0 | 15.23% | 15.23% | 15.23% | 15.23% | 15.23% | 15.23% | 15.23% | 15.23% | 0% | [9 empty] | 0 | 0 | 0 | 0 | 0 | 0 | 0 | 0 | 0 | 0 | 0 | 0 | 0 | Existing & Under Const. Plant
| 37 | ASHA BIOMASS 2020 | Ashanti Group | Biomass | Biomass Combustion | 0 | 0 | 0 | 0 | 1.0052 | 1.0052 | 1.0052 | 0.98129 | 1.0052 | 0 | 0 | 0 | 0 | 74.46 | 74.46 | 74.46 | 72.6882 | 74.46 | 0 | 0 | 0 | 0 | 129.6073 | 129.6073 | 128.8267 | 128.8267 | 117.8248 | 0 | 0 | 0 | 0 | 4.5 | 4.5 | 4.5 | 4.5 | 4.5 | 0 | 0 | 0 | 0 | 0 | 0 | 0 | 0 | 0 | 0 | 0 | 0 | 0 | 10 | 10 | 10 | 10 | 10 | 0% | 0% | 0% | 0% | 85% | 85% | 85% | 82.98% | 85% | 0 | 0 | 0 | 0 | 48 | 0 | 0 | 0 | 0 | 0 | 0 | 0 | 0 | 27.0947 | 0 | 0 | 0 | 0 | 29.8042 | 29.8042 | 48 | 52.8 | Unplanned Build | Potential Build Biomass Combustion2020
| 38 | NORT BIOMASS 2018 | Northern Ghana Group | Biomass | Biomass Combustion | 0 | 0 | 0 | 0 | 6.0313 | 6.0313 | 6.0313 | 5.8488 | 6.0313 | 0 | 0 | 0 | 0 | 446.76 | 446.76 | 446.76 | 433.2426 | 446.76 | 0 | 0 | 0 | 0 | 129.6073 | 129.6073 | 128.8267 | 128.8267 | 117.8248 | 0 | 0 | 0 | 0 | 4.5 | 4.5 | 4.5 | 4.5 | 4.5 | 0 | 0 | 0 | 0 | 0 | 0 | 0 | 0 | 0 | 0 | 0 | 0 | 0 | 60 | 60 | 60 | 60 | 60 | 0% | 0% | 0% | 0% | 85% | 85% | 85% | 82.43% | 85% | 0 | 0 | 0 | 0 | 288 | 0 | 0 | 0 | 0 | 0 | 0 | 0 | 0 | 162.5685 | 0 | 0 | 0 | 0 | 178.8253 | 178.8253 | 288 | 316.8 | Unplanned Build | Potential Build Biomass Combustion2018
| 39 | SOUT BIOMASS 2018 | SouthEast Ghana Group | Biomass | Biomass Combustion | 0 | 0 | 0 | 0 | 1.0052 | 1.0052 | 1.0052 | 0.98157 | 1.0052 | 0 | 0 | 0 | 0 | 74.46 | 74.46 | 74.46 | 72.709 | 74.46 | 0 | 0 | 0 | 0 | 129.6073 | 129.6073 | 128.8267 | 128.8267 | 117.8248 | 0 | 0 | 0 | 0 | 4.5 | 4.5 | 4.5 | 4.5 | 4.5 | 0 | 0 | 0 | 0 | 0 | 0 | 0 | 0 | 0 | 0 | 0 | 0 | 0 | 10 | 10 | 10 | 10 | 10 | 0% | 0% | 0% | 0% | 85% | 85% | 85% | 83% | 85% | 0 | 0 | 0 | 0 | 48 | 0 | 0 | 0 | 0 | 0 | 0 | 0 | 0 | 27.0947 | 0 | 0 | 0 | 0 | 29.8042 | 29.8042 | 48 | 52.8 | Unplanned Build | Potential Build Biomass Combustion2018
| 40 | SOUT BIOMASS 2018 | SouthWest Ghana Group | Biomass | Biomass Combustion | 0 | 0 | 0 | 0 | 1.5078 | 1.5078 | 1.5078 | 1.4543 | 1.5078 | 0 | 0 | 0 | 0 | 111.69 | 111.69 | 111.69 | 107.7248 | 111.69 | 0 | 0 | 0 | 0 | 129.6073 | 129.6073 | 128.8267 | 128.8267 | 117.8248 | 0 | 0 | 0 | 0 | 4.5 | 4.5 | 4.5 | 4.5 | 4.5 | 0 | 0 | 0 | 0 | 0 | 0 | 0 | 0 | 0 | 0 | 0 | 0 | 0 | 15 | 15 | 15 | 15 | 15 | 0% | 0% | 0% | 0% | 85% | 85% | 85% | 81.98% | 85% | 0 | 0 | 0 | 0 | 72 | 0 | 0 | 0 | 0 | 0 | 0 | 0 | 0 | 40.6421 | 0 | 0 | 0 | 0 | 44.7063 | 44.7063 | 72 | 79.2 | Unplanned Build | Potential Build Biomass Combustion2018
| 41 | SOUT COAL STEAM TURBINE 2023 | SouthWest Ghana Group | Coal | Coal Steam Turbine | 0 | 0 | 0 | 0 | 0 | 0 | 7.5667 | 7.4298 | 7.5667 | 0 | 0 | 0 | 0 | 0 | 0 | 859.8492 | 844.2955 | 859.8492 | 0 | 0 | 0 | 0 | 0 | 64.8036 | 64.4134 | 64.4134 | 58.9124 | 0 | 0 | 0 | 0 | 0 | 0 | 6.034 | 6.034 | 6.034 | 0 | 0 | 0 | 0 | 0 | 0 | 0 | 0 | 0 | 0 | 0 | 0 | 0 | 0 | 115.478 | 115.478 | 115.478 | 115.478 | 0% | 0% | 0% | 0% | 0% | 0% | 85% | 83.46% | 85% | 0 | 0 | 0 | 0 | 0 | 364.2176 | 0 | 0 | 0 | 0 | 0 | 0 | 0 | 0 | 154.4638 | 0 | 0 | 0 | 169.9102 | 169.9102 | 364.2176 | 400.6394 | Unplanned Build | Potential Build Coal2023
| 43 | SOUT COMBINED CYCLE 2020 | SouthWest Ghana Group | Oil/Gas | Oil/Gas Combined Cycle | 0 | 0 | 0 | 0 | 9.7208 | 9.7208 | 9.7208 | 8.9028 | 7.6447 | 0 | 0 | 0 | 0 | 1340.7968 | 1340.7968 | 1340.7968 | 1227.971 | 1054.4468 | 0 | 0 | 0 | 0 | 14.9547 | 14.9547 | 14.8646 | 14.8646 | 13.5952 | 0 | 0 | 0 | 0 | 3.48 | 3.48 | 3.48 | 3.48 | 3.48 | 0 | 0 | 0 | 0 | 0 | 0 | 0 | 0 | 0 | 0 | 0 | 0 | 0 | 170.065 | 170.065 | 170.065 | 170.065 | 170.065 | 0% | 0% | 0% | 0% | 90% | 90% | 90% | 82.43% | 70.78% | 0 | 0 | 0 | 0 | 177.0377 | 0 | 0 | 0 | 0 | 0 | 0 | 0 | 0 | 99.9331 | 0 | 0 | 0 | 0 | 109.9265 | 109.9265 | 177.0377 | 194.7414 | Unplanned Build | Potential Build Oil/Gas Combined Cycle2020
| 45 | SOUT COMBINED CYCLE 2019 | SouthEast Ghana Group | Oil/Gas | Oil/Gas Combined Cycle | 0 | 0 | 0 | 0 | 5.3104 | 5.3104 | 37.0611 | 26.3563 | 154.3344 | 0 | 0 | 0 | 0 | 732.4648 | 732.4648 | 5111.8717 | 3635.3478 | 21287.5043 | 0 | 0 | 0 | 0 | 14.9547 | 14.9547 | 14.8646 | 14.8646 | 13.5952 | 0 | 0 | 0 | 0 | 3.48 | 3.48 | 3.48 | 3.48 | 3.48 | 0 | 0 | 0 | 0 | 0 | 0 | 0 | 0 | 0 | 0 | 0 | 0 | 0 | 92.9052 | 92.9052 | 648.3852 | 648.3852 | 3120.1052 | 0% | 0% | 0% | 0% | 90% | 90% | 90% | 64% | 77.88% | 0 | 0 | 0 | 0 | 96.7143 | 0 | 578.2547 | 0 | 2573.0605 | 0 | 0 | 0 | 0 | 54.5927 | 0 | 184.2498 | 0 | 316.0901 | 60.052 | 262.7267 | 96.7143 | 742.4659 | Unplanned Build | Potential Build Oil/Gas Combined Cycle2019
| 53 | SOUT HYDRO SMALL 2023 | SouthWest Ghana Group | Water | Hydro | 0 | 0 | 0 | 0 | 0 | 0 | 0 | 0 | 0 | 0 | 0 | 0 | 0 | 180.442 | 180.442 | 180.442 | 180.442 | 180.442 | 0 | 0 | 0 | 0 | 44.864 | 44.864 | 44.5939 | 44.5939 | 40.7855 | 0 | 0 | 0 | 0 | 3 | 3 | 3 | 3 | 3 | 0 | 0 | 0 | 0 | 0 | 0 | 0 | 0 | 0 | 0 | 0 | 0 | 0 | 57.0198 | 57.0198 | 57.0198 | 57.0198 | 57.0198 | 0% | 0% | 0% | 0% | 36.12% | 36.12% | 36.12% | 36.12% | 36.12% | 0 | 0 | 0 | 0 | 342.1188 | 0 | 0 | 0 | 0 | 0 | 0 | 0 | 0 | 193.1171 | 0 | 0 | 0 | 0 | 212.4289 | 212.4289 | 342.1188 | 376.3307 | Unplanned Build | Potential Build Hydro Small2023SOUT
| 54 | ASHA INTERRUPTIBLE 2016 | Ashanti Group | Interruptible | Interruptible | 0 | 0 | 0 | 0 | 0 | 0 | 0 | 0 | 0 | 0 | 0 | 0 | 0 | 0 | 0 | 0 | 0 | 0 | 0 | 0 | 0 | 0 | 0 | 0 | 0 | 0 | 0 | 0 | 0 | 0 | 0 | 0 | 0 | 0 | 0 | 0 | 0 | 0 | 0 | 0 | 0 | 0 | 0 | 0 | 0 | 129.301 | 221.447 | 0 | 0 | 26.4406 | 133.271 | 0 | 0 | 0 | 0% | 0% | 0% | 0% | 0% | 0% | 0% | 0% | 0% | [9 empty] | 0 | 0 | 0 | 0 | 0 | 0 | 0 | 0 | 0 | 0 | 0 | 0 | 0 | Unplanned Build | Potential Build Interruptible2016
| 55 | BURK INTERRUPTIBLE 2016 | Burkina Group | Interruptible | Interruptible | 0 | 0 | 0 | 0 | 0 | 0 | 0 | 0 | 0 | 0 | 0 | 0 | 0 | 0 | 0 | 0 | 0 | 0 | 0 | 0 | 0 | 0 | 0 | 0 | 0 | 0 | 0 | 0 | 0 | 0 | 0 | 0 | 0 | 0 | 0 | 0 | 0 | 0 | 0 | 0 | 0 | 0 | 0 | 0 | 0 | 0 | 0 | 0 | 0 | 0.98182 | 61.7545 | 0 | 0 | 0 | 0% | 0% | 0% | 0% | 0% | 0% | 0% | 0% | 0% | [9 empty] | 0 | 0 | 0 | 0 | 0 | 0 | 0 | 0 | 0 | 0 | 0 | 0 | 0 | Unplanned Build | Potential Build Interruptible2016
| 58 | NORT INTERRUPTIBLE 2016 | Northern Ghana Group | Interruptible | Interruptible | 0 | 0 | 0 | 0 | 0 | 0 | 0 | 0 | 0 | 0 | 0 | 0 | 0 | 0 | 0 | 0 | 0 | 0 | 0 | 0 | 0 | 0 | 0 | 0 | 0 | 0 | 0 | 0 | 0 | 0 | 0 | 0 | 0 | 0 | 0 | 0 | 0 | 0 | 0 | 0 | 0 | 0 | 0 | 0 | 0 | 0 | 0 | 0 | 35.4976 | 138.659 | 121.907 | 0 | 0 | 0 | 0% | 0% | 0% | 0% | 0% | 0% | 0% | 0% | 0% | [9 empty] | 0 | 0 | 0 | 0 | 0 | 0 | 0 | 0 | 0 | 0 | 0 | 0 | 0 | Unplanned Build | Potential Build Interruptible2016
| 62 | SOUT NUCLEAR 2030 | SouthWest Ghana Group | Uranium | Nuclear | 0 | 0 | 0 | 0 | 0 | 0 | 102.8599 | 374.2098 | 374.2098 | 0 | 0 | 0 | 0 | 0 | 0 | 9986.4 | 36331.0488 | 36331.0488 | 0 | 0 | 0 | 0 | 0 | 0 | 99.0975 | 99.0975 | 90.6344 | 0 | 0 | 0 | 0 | 0 | 0 | 2.3 | 2.3 | 2.3 | 0 | 0 | 0 | 0 | 0 | 0 | 0 | 0 | 0 | 0 | 0 | 0 | 0 | 0 | 0 | 1200 | 4365.66 | 4365.66 | 0% | 0% | 0% | 0% | 0% | 0% | 95% | 95% | 95% | 0 | 0 | 0 | 0 | 0 | 0 | 7479.6 | 19731.5588 | 0 | 0 | 0 | 0 | 0 | 0 | 0 | 2383.2311 | 3903.7837 | 0 | 0 | 6915.7163 | 0 | 29932.2747 | Unplanned Build | Potential Build Nuclear2030
| 63 | ASHA SOLAR PV 2020 | Ashanti Group | Sun | Solar PV | 0 | 0 | 0 | 0 | 0 | 0 | 0 | 0 | 0 | 0 | 0 | 0 | 9.5063 | 34.8564 | 34.8564 | 34.8564 | 34.8564 | 34.8564 | 0 | 0 | 0 | 25.981 | 24.7251 | 24.7251 | 24.5762 | 24.5762 | 22.4773 | 0 | 0 | 0 | 0 | 0 | 0 | 0 | 0 | 0 | 0 | 0 | 0 | 0 | 0 | 0 | 0 | 0 | 0 | 0 | 0 | 0 | 7.5 | 27.5 | 27.5 | 27.5 | 27.5 | 27.5 | 0% | 0% | 0% | 14.47% | 14.47% | 14.47% | 14.47% | 14.47% | 14.47% | 0 | 0 | 0 | 9.3223 | 24.8594 | 0 | 0 | 0 | 0 | 0 | 0 | 0 | 6.3672 | 14.0325 | 0 | 0 | 0 | 0 | 22.4397 | 22.4397 | 34.1817 | 37.5999 | Unplanned Build | Potential Build Solar PV2020
| 64 | ASHA SOLAR PV 2026 | Ashanti Group | Sun | Solar PV | 0 | 0 | 0 | 0 | 0 | 0 | 0 | 0 | 0 | 0 | 0 | 0 | 0 | 0 | 25.3501 | 76.0503 | 76.0503 | 76.0503 | 0 | 0 | 0 | 0 | 0 | 24.7251 | 24.5762 | 24.5762 | 22.4773 | 0 | 0 | 0 | 0 | 0 | 0 | 0 | 0 | 0 | 0 | 0 | 0 | 0 | 0 | 0 | 0 | 0 | 0 | 0 | 0 | 0 | 0 | 0 | 20 | 60 | 60 | 60 | 0% | 0% | 0% | 0% | 0% | 14.47% | 14.47% | 14.47% | 14.47% | 0 | 0 | 0 | 0 | 0 | 20.4006 | 40.8013 | 0 | 0 | 0 | 0 | 0 | 0 | 0 | 8.6519 | 13.0005 | 0 | 0 | 9.517 | 23.8176 | 20.4006 | 67.3221 | Unplanned Build | Potential Build Solar PV2026
| 66 | SOUT SOLAR PV 2020 | SouthWest Ghana Group | Sun | Solar PV | 0 | 0 | 0 | 0 | 0 | 0 | 0 | 0 | 0 | 0 | 0 | 0 | 19.0126 | 44.3627 | 44.3627 | 44.3627 | 44.3627 | 44.3627 | 0 | 0 | 0 | 25.981 | 24.7251 | 24.7251 | 24.5762 | 24.5762 | 22.4773 | 0 | 0 | 0 | 0 | 0 | 0 | 0 | 0 | 0 | 0 | 0 | 0 | 0 | 0 | 0 | 0 | 0 | 0 | 0 | 0 | 0 | 15 | 35 | 35 | 35 | 35 | 35 | 0% | 0% | 0% | 14.47% | 14.47% | 14.47% | 14.47% | 14.47% | 14.47% | 0 | 0 | 0 | 18.6446 | 24.8594 | 0 | 0 | 0 | 0 | 0 | 0 | 0 | 12.7345 | 14.0325 | 0 | 0 | 0 | 0 | 29.4437 | 29.4437 | 43.504 | 47.8544 | Unplanned Build | Potential Build Solar PV2020
| 67 | SOUT SOLAR PV 2026 | SouthWest Ghana Group | Sun | Solar PV | 0 | 0 | 0 | 0 | 0 | 0 | 0 | 0 | 0 | 0 | 0 | 0 | 0 | 0 | 25.3501 | 50.7002 | 50.7002 | 50.7002 | 0 | 0 | 0 | 0 | 0 | 24.7251 | 24.5762 | 24.5762 | 22.4773 | 0 | 0 | 0 | 0 | 0 | 0 | 0 | 0 | 0 | 0 | 0 | 0 | 0 | 0 | 0 | 0 | 0 | 0 | 0 | 0 | 0 | 0 | 0 | 20 | 40 | 40 | 40 | 0% | 0% | 0% | 0% | 0% | 14.47% | 14.47% | 14.47% | 14.47% | 0 | 0 | 0 | 0 | 0 | 20.4006 | 20.4006 | 0 | 0 | 0 | 0 | 0 | 0 | 0 | 8.6519 | 6.5003 | 0 | 0 | 9.517 | 16.6673 | 20.4006 | 44.8814 | Unplanned Build | Potential Build Solar PV2026
| 69 | NORT SOLAR PV 2018 | Northern Ghana Group | Sun | Solar PV | 0 | 0 | 0 | 0 | 0 | 0 | 0 | 0 | 0 | 0 | 0 | 71.598 | 71.598 | 71.598 | 71.598 | 71.598 | 71.598 | 71.598 | 0 | 0 | 24.8 | 25.981 | 24.7251 | 24.7251 | 24.5762 | 24.5762 | 22.4773 | 0 | 0 | 0 | 0 | 0 | 0 | 0 | 0 | 0 | 0 | 0 | 0 | 0 | 0 | 0 | 0 | 0 | 0 | 0 | 0 | 50 | 50 | 50 | 50 | 50 | 50 | 50 | 0% | 0% | 16.35% | 16.35% | 16.35% | 16.35% | 16.35% | 16.35% | 16.35% | 0 | 0 | 62.15 | 0 | 0 | 0 | 0 | 0 | 0 | 0 | 0 | 46.6942 | 0 | 0 | 0 | 0 | 0 | 0 | 51.3636 | 51.3636 | 62.15 | 68.365 | Unplanned Build | Potential Build Solar PV2018
| 70 | NORT SOLAR PV 2020 | Northern Ghana Group | Sun | Solar PV | 0 | 0 | 0 | 0 | 0 | 0 | 0 | 0 | 0 | 0 | 0 | 0 | 107.3971 | 393.7893 | 393.7893 | 393.7893 | 393.7893 | 393.7893 | 0 | 0 | 0 | 25.981 | 24.7251 | 24.7251 | 24.5762 | 24.5762 | 22.4773 | 0 | 0 | 0 | 0 | 0 | 0 | 0 | 0 | 0 | 0 | 0 | 0 | 0 | 0 | 0 | 0 | 0 | 0 | 0 | 0 | 0 | 75 | 275 | 275 | 275 | 275 | 275 | 0% | 0% | 0% | 16.35% | 16.35% | 16.35% | 16.35% | 16.35% | 16.35% | 0 | 0 | 0 | 93.2229 | 248.5944 | 0 | 0 | 0 | 0 | 0 | 0 | 0 | 63.6725 | 140.3251 | 0 | 0 | 0 | 0 | 224.3973 | 224.3973 | 341.8173 | 375.999 | Unplanned Build | Potential Build Solar PV2020
| 71 | NORT SOLAR PV 2023 | Northern Ghana Group | Sun | Solar PV | 0 | 0 | 0 | 0 | 0 | 0 | 0 | 0 | 0 | 0 | 0 | 0 | 0 | 143.1961 | 286.3922 | 286.3922 | 286.3922 | 286.3922 | 0 | 0 | 0 | 0 | 24.7251 | 24.7251 | 24.5762 | 24.5762 | 22.4773 | 0 | 0 | 0 | 0 | 0 | 0 | 0 | 0 | 0 | 0 | 0 | 0 | 0 | 0 | 0 | 0 | 0 | 0 | 0 | 0 | 0 | 0 | 100 | 200 | 200 | 200 | 200 | 0% | 0% | 0% | 0% | 16.35% | 16.35% | 16.35% | 16.35% | 16.35% | 0 | 0 | 0 | 0 | 116.62 | 116.62 | 0 | 0 | 0 | 0 | 0 | 0 | 0 | 65.829 | 49.4583 | 0 | 0 | 0 | 126.816 | 126.816 | 233.24 | 256.564 | Unplanned Build | Potential Build Solar PV2023
| 72 | NORT SOLAR PV 2026 | Northern Ghana Group | Sun | Solar PV | 0 | 0 | 0 | 0 | 0 | 0 | 0 | 0 | 0 | 0 | 0 | 0 | 0 | 0 | 143.1961 | 429.5883 | 429.5883 | 429.5883 | 0 | 0 | 0 | 0 | 0 | 24.7251 | 24.5762 | 24.5762 | 22.4773 | 0 | 0 | 0 | 0 | 0 | 0 | 0 | 0 | 0 | 0 | 0 | 0 | 0 | 0 | 0 | 0 | 0 | 0 | 0 | 0 | 0 | 0 | 0 | 100 | 300 | 300 | 300 | 0% | 0% | 0% | 0% | 0% | 16.35% | 16.35% | 16.35% | 16.35% | 0 | 0 | 0 | 0 | 0 | 102.0031 | 204.0063 | 0 | 0 | 0 | 0 | 0 | 0 | 0 | 43.2593 | 65.0027 | 0 | 0 | 47.5852 | 119.0882 | 102.0031 | 336.6104 | Unplanned Build | Potential Build Solar PV2026
| 73 | NORT SOLAR PV 2030 | Northern Ghana Group | Sun | Solar PV | 0 | 0 | 0 | 0 | 0 | 0 | 0 | 0 | 0 | 0 | 0 | 0 | 0 | 0 | 0 | 71.598 | 357.9902 | 357.9902 | 0 | 0 | 0 | 0 | 0 | 0 | 24.5762 | 24.5762 | 22.4773 | 0 | 0 | 0 | 0 | 0 | 0 | 0 | 0 | 0 | 0 | 0 | 0 | 0 | 0 | 0 | 0 | 0 | 0 | 0 | 0 | 0 | 0 | 0 | 0 | 50 | 250 | 250 | 0% | 0% | 0% | 0% | 0% | 0% | 16.35% | 16.35% | 16.35% | 0 | 0 | 0 | 0 | 0 | 0 | 47.1836 | 188.7343 | 0 | 0 | 0 | 0 | 0 | 0 | 0 | 15.0341 | 37.3401 | 0 | 0 | 57.6116 | 0 | 259.5097 | Unplanned Build | Potential Build Solar PV2030
| 74 | NORT SOLAR PV 2035 | Northern Ghana Group | Sun | Solar PV | 0 | 0 | 0 | 0 | 0 | 0 | 0 | 0 | 0 | 0 | 0 | 0 | 0 | 0 | 0 | 0 | 143.1961 | 859.1766 | 0 | 0 | 0 | 0 | 0 | 0 | 0 | 24.5762 | 22.4773 | 0 | 0 | 0 | 0 | 0 | 0 | 0 | 0 | 0 | 0 | 0 | 0 | 0 | 0 | 0 | 0 | 0 | 0 | 0 | 0 | 0 | 0 | 0 | 0 | 0 | 100 | 600 | 0% | 0% | 0% | 0% | 0% | 0% | 0% | 16.35% | 16.35% | 0 | 0 | 0 | 0 | 0 | 0 | 0 | 144.9468 | 724.734 | 0 | 0 | 0 | 0 | 0 | 0 | 0 | 28.677 | 89.0307 | 0 | 31.5446 | 0 | 159.4415 | Unplanned Build | Potential Build Solar PV2035
| 76 | SOUT SOLAR PV 2020 | SouthEast Ghana Group | Sun | Solar PV | 0 | 0 | 0 | 0 | 0 | 0 | 0 | 0 | 0 | 0 | 0 | 0 | 44.3627 | 171.1132 | 171.1132 | 171.1132 | 171.1132 | 171.1132 | 0 | 0 | 0 | 25.981 | 24.7251 | 24.7251 | 24.5762 | 24.5762 | 22.4773 | 0 | 0 | 0 | 0 | 0 | 0 | 0 | 0 | 0 | 0 | 0 | 0 | 0 | 0 | 0 | 0 | 0 | 0 | 0 | 0 | 0 | 35 | 135 | 135 | 135 | 135 | 135 | 0% | 0% | 0% | 14.47% | 14.47% | 14.47% | 14.47% | 14.47% | 14.47% | 0 | 0 | 0 | 43.504 | 124.2972 | 0 | 0 | 0 | 0 | 0 | 0 | 0 | 29.7138 | 70.1625 | 0 | 0 | 0 | 0 | 109.864 | 109.864 | 167.8012 | 184.5813 | Unplanned Build | Potential Build Solar PV2020
| 77 | SOUT SOLAR PV 2026 | SouthEast Ghana Group | Sun | Solar PV | 0 | 0 | 0 | 0 | 0 | 0 | 0 | 0 | 0 | 0 | 0 | 0 | 0 | 0 | 63.3753 | 443.6268 | 443.6268 | 443.6268 | 0 | 0 | 0 | 0 | 0 | 24.7251 | 24.5762 | 24.5762 | 22.4773 | 0 | 0 | 0 | 0 | 0 | 0 | 0 | 0 | 0 | 0 | 0 | 0 | 0 | 0 | 0 | 0 | 0 | 0 | 0 | 0 | 0 | 0 | 0 | 50 | 350 | 350 | 350 | 0% | 0% | 0% | 0% | 0% | 14.47% | 14.47% | 14.47% | 14.47% | 0 | 0 | 0 | 0 | 0 | 51.0016 | 306.0094 | 0 | 0 | 0 | 0 | 0 | 0 | 0 | 21.6296 | 97.504 | 0 | 0 | 23.7926 | 131.0471 | 51.0016 | 392.7121 | Unplanned Build | Potential Build Solar PV2026
| 80 | SOUT SOLAR PV 2020 | SouthWest Ghana Group | Sun | Solar PV | 0 | 0 | 0 | 0 | 0 | 0 | 0 | 0 | 0 | 0 | 0 | 0 | 57.0377 | 133.088 | 133.088 | 133.088 | 133.088 | 133.088 | 0 | 0 | 0 | 25.981 | 24.7251 | 24.7251 | 24.5762 | 24.5762 | 22.4773 | 0 | 0 | 0 | 0 | 0 | 0 | 0 | 0 | 0 | 0 | 0 | 0 | 0 | 0 | 0 | 0 | 0 | 0 | 0 | 0 | 0 | 45 | 105 | 105 | 105 | 105 | 105 | 0% | 0% | 0% | 14.47% | 14.47% | 14.47% | 14.47% | 14.47% | 14.47% | 0 | 0 | 0 | 55.9337 | 74.5783 | 0 | 0 | 0 | 0 | 0 | 0 | 0 | 38.2035 | 42.0975 | 0 | 0 | 0 | 0 | 88.3311 | 88.3311 | 130.5121 | 143.5633 | Unplanned Build | Potential Build Solar PV2020
| 81 | SOUT SOLAR PV 2026 | SouthWest Ghana Group | Sun | Solar PV | 0 | 0 | 0 | 0 | 0 | 0 | 0 | 0 | 0 | 0 | 0 | 0 | 0 | 0 | 50.7002 | 253.501 | 253.501 | 253.501 | 0 | 0 | 0 | 0 | 0 | 24.7251 | 24.5762 | 24.5762 | 22.4773 | 0 | 0 | 0 | 0 | 0 | 0 | 0 | 0 | 0 | 0 | 0 | 0 | 0 | 0 | 0 | 0 | 0 | 0 | 0 | 0 | 0 | 0 | 0 | 40 | 200 | 200 | 200 | 0% | 0% | 0% | 0% | 0% | 14.47% | 14.47% | 14.47% | 14.47% | 0 | 0 | 0 | 0 | 0 | 40.8013 | 163.205 | 0 | 0 | 0 | 0 | 0 | 0 | 0 | 17.3037 | 52.0022 | 0 | 0 | 19.0341 | 76.2365 | 40.8013 | 224.4069 | Unplanned Build | Potential Build Solar PV2026
| 83 | SOUT SOLAR PV 2020 | SouthEast Ghana Group | Sun | Solar PV | 0 | 0 | 0 | 0 | 0 | 0 | 0 | 0 | 0 | 0 | 0 | 0 | 19.0126 | 19.0126 | 19.0126 | 19.0126 | 19.0126 | 19.0126 | 0 | 0 | 0 | 25.981 | 24.7251 | 24.7251 | 24.5762 | 24.5762 | 22.4773 | 0 | 0 | 0 | 0 | 0 | 0 | 0 | 0 | 0 | 0 | 0 | 0 | 0 | 0 | 0 | 0 | 0 | 0 | 0 | 0 | 0 | 15 | 15 | 15 | 15 | 15 | 15 | 0% | 0% | 0% | 14.47% | 14.47% | 14.47% | 14.47% | 14.47% | 14.47% | 0 | 0 | 0 | 18.6446 | 0 | 0 | 0 | 0 | 0 | 0 | 0 | 0 | 12.7345 | 0 | 0 | 0 | 0 | 0 | 14.0079 | 14.0079 | 18.6446 | 20.509 | Unplanned Build | Potential Build Solar PV2020
| 84 | SOUT SOLAR PV 2026 | SouthEast Ghana Group | Sun | Solar PV | 0 | 0 | 0 | 0 | 0 | 0 | 0 | 0 | 0 | 0 | 0 | 0 | 0 | 0 | 25.3501 | 50.7002 | 50.7002 | 50.7002 | 0 | 0 | 0 | 0 | 0 | 24.7251 | 24.5762 | 24.5762 | 22.4773 | 0 | 0 | 0 | 0 | 0 | 0 | 0 | 0 | 0 | 0 | 0 | 0 | 0 | 0 | 0 | 0 | 0 | 0 | 0 | 0 | 0 | 0 | 0 | 20 | 40 | 40 | 40 | 0% | 0% | 0% | 0% | 0% | 14.47% | 14.47% | 14.47% | 14.47% | 0 | 0 | 0 | 0 | 0 | 20.4006 | 20.4006 | 0 | 0 | 0 | 0 | 0 | 0 | 0 | 8.6519 | 6.5003 | 0 | 0 | 9.517 | 16.6673 | 20.4006 | 44.8814 | Unplanned Build | Potential Build Solar PV2026
| 86 | ASHA SOLAR PV WITH STORAGE 2020 | Ashanti Group | Sun + storage | Solar PV + Storage | 0 | 0 | 0 | 0 | 0 | 0 | 0 | 0 | 0 | 0 | 0 | 0 | 0 | 12.675 | 12.675 | 12.675 | 12.675 | 12.675 | 0 | 0 | 0 | 0 | 27.9154 | 27.9154 | 27.7473 | 27.7473 | 25.3776 | 0 | 0 | 0 | 0 | 0 | 0 | 0 | 0 | 0 | 0 | 0 | 0 | 0 | 0 | 0 | 0 | 0 | 0 | 0 | 0 | 0 | 0 | 10 | 10 | 10 | 10 | 10 | 0% | 0% | 0% | 0% | 14.47% | 14.47% | 14.47% | 14.47% | 14.47% | 0 | 0 | 0 | 0 | 18.2125 | 0 | 0 | 0 | 0 | 0 | 0 | 0 | 0 | 10.2805 | 0 | 0 | 0 | 0 | 11.3085 | 11.3085 | 18.2125 | 20.0337 | Unplanned Build | Potential Build Solar PV with storage2020
| 89 | SOUT SOLAR PV WITH STORAGE 2020 | SouthWest Ghana Group | Sun + storage | Solar PV + Storage | 0 | 0 | 0 | 0 | 0 | 0 | 0 | 0 | 0 | 0 | 0 | 0 | 0 | 12.675 | 12.675 | 12.675 | 12.675 | 12.675 | 0 | 0 | 0 | 0 | 27.9154 | 27.9154 | 27.7473 | 27.7473 | 25.3776 | 0 | 0 | 0 | 0 | 0 | 0 | 0 | 0 | 0 | 0 | 0 | 0 | 0 | 0 | 0 | 0 | 0 | 0 | 0 | 0 | 0 | 0 | 10 | 10 | 10 | 10 | 10 | 0% | 0% | 0% | 0% | 14.47% | 14.47% | 14.47% | 14.47% | 14.47% | 0 | 0 | 0 | 0 | 18.2125 | 0 | 0 | 0 | 0 | 0 | 0 | 0 | 0 | 10.2805 | 0 | 0 | 0 | 0 | 11.3085 | 11.3085 | 18.2125 | 20.0337 | Unplanned Build | Potential Build Solar PV with storage2020
| 92 | NORT SOLAR PV WITH STORAGE 2020 | Northern Ghana Group | Sun + storage | Solar PV + Storage | 0 | 0 | 0 | 0 | 0 | 0 | 0 | 0 | 0 | 0 | 0 | 0 | 0 | 126.7505 | 126.7505 | 126.7505 | 126.7505 | 126.7505 | 0 | 0 | 0 | 0 | 27.9154 | 27.9154 | 27.7473 | 27.7473 | 25.3776 | 0 | 0 | 0 | 0 | 0 | 0 | 0 | 0 | 0 | 0 | 0 | 0 | 0 | 0 | 0 | 0 | 0 | 0 | 0 | 0 | 0 | 0 | 100 | 100 | 100 | 100 | 100 | 0% | 0% | 0% | 0% | 14.47% | 14.47% | 14.47% | 14.47% | 14.47% | 0 | 0 | 0 | 0 | 182.125 | 0 | 0 | 0 | 0 | 0 | 0 | 0 | 0 | 102.8048 | 0 | 0 | 0 | 0 | 113.0853 | 113.0853 | 182.125 | 200.3375 | Unplanned Build | Potential Build Solar PV with storage2020
| 95 | SOUT SOLAR PV WITH STORAGE 2020 | SouthEast Ghana Group | Sun + storage | Solar PV + Storage | 0 | 0 | 0 | 0 | 0 | 0 | 0 | 0 | 0 | 0 | 0 | 0 | 0 | 50.7002 | 50.7002 | 50.7002 | 50.7002 | 50.7002 | 0 | 0 | 0 | 0 | 27.9154 | 27.9154 | 27.7473 | 27.7473 | 25.3776 | 0 | 0 | 0 | 0 | 0 | 0 | 0 | 0 | 0 | 0 | 0 | 0 | 0 | 0 | 0 | 0 | 0 | 0 | 0 | 0 | 0 | 0 | 40 | 40 | 40 | 40 | 40 | 0% | 0% | 0% | 0% | 14.47% | 14.47% | 14.47% | 14.47% | 14.47% | 0 | 0 | 0 | 0 | 72.85 | 0 | 0 | 0 | 0 | 0 | 0 | 0 | 0 | 41.1219 | 0 | 0 | 0 | 0 | 45.2341 | 45.2341 | 72.85 | 80.135 | Unplanned Build | Potential Build Solar PV with storage2020
| 98 | SOUT SOLAR PV WITH STORAGE 2020 | SouthWest Ghana Group | Sun + storage | Solar PV + Storage | 0 | 0 | 0 | 0 | 0 | 0 | 0 | 0 | 0 | 0 | 0 | 0 | 0 | 38.0251 | 38.0251 | 38.0251 | 38.0251 | 38.0251 | 0 | 0 | 0 | 0 | 27.9154 | 27.9154 | 27.7473 | 27.7473 | 25.3776 | 0 | 0 | 0 | 0 | 0 | 0 | 0 | 0 | 0 | 0 | 0 | 0 | 0 | 0 | 0 | 0 | 0 | 0 | 0 | 0 | 0 | 0 | 30 | 30 | 30 | 30 | 30 | 0% | 0% | 0% | 0% | 14.47% | 14.47% | 14.47% | 14.47% | 14.47% | 0 | 0 | 0 | 0 | 54.6375 | 0 | 0 | 0 | 0 | 0 | 0 | 0 | 0 | 30.8414 | 0 | 0 | 0 | 0 | 33.9256 | 33.9256 | 54.6375 | 60.1013 | Unplanned Build | Potential Build Solar PV with storage2020
| 104 | SOUT WIND TURBINE 2020 | SouthEast Ghana Group | Wind | Wind | 0 | 0 | 0 | 0 | 0 | 0 | 0 | 0 | 0 | 0 | 0 | 0 | 175.1525 | 350.305 | 700.61 | 700.61 | 700.61 | 700.61 | 0 | 0 | 0 | 48.9343 | 46.5689 | 46.5689 | 46.2884 | 46.2884 | 42.3353 | 0 | 0 | 0 | 0 | 0 | 0 | 0 | 0 | 0 | 0 | 0 | 0 | 0 | 0 | 0 | 0 | 0 | 0 | 0 | 0 | 0 | 75 | 150 | 300 | 300 | 300 | 300 | 0% | 0% | 0% | 26.66% | 26.66% | 26.66% | 26.66% | 26.66% | 26.66% | 0 | 0 | 0 | 130.7634 | 130.7634 | 261.5268 | 0 | 0 | 0 | 0 | 0 | 0 | 89.3132 | 73.8125 | 110.9129 | 0 | 0 | 0 | 301.4425 | 301.4425 | 523.0536 | 575.359 | Unplanned Build | Potential Build Wind2020
| 105 | SOUT WIND TURBINE 2026 | SouthEast Ghana Group | Wind | Wind | 0 | 0 | 0 | 0 | 0 | 0 | 0 | 0 | 0 | 0 | 0 | 0 | 0 | 0 | 350.305 | 817.3784 | 1050.9151 | 1050.9151 | 0 | 0 | 0 | 0 | 0 | 46.5689 | 46.2884 | 46.2884 | 42.3353 | 0 | 0 | 0 | 0 | 0 | 0 | 0 | 0 | 0 | 0 | 0 | 0 | 0 | 0 | 0 | 0 | 0 | 0 | 0 | 0 | 0 | 0 | 0 | 150 | 350 | 450 | 450 | 0% | 0% | 0% | 0% | 0% | 26.66% | 26.66% | 26.66% | 26.66% | 0 | 0 | 0 | 0 | 0 | 162.8452 | 217.127 | 108.5635 | 0 | 0 | 0 | 0 | 0 | 0 | 69.0623 | 69.1834 | 21.4787 | 0 | 75.9685 | 175.6968 | 162.8452 | 537.3893 | Unplanned Build | Potential Build Wind2026
| 106 | SOUT WIND TURBINE 2035 | SouthEast Ghana Group | Wind | Wind | 0 | 0 | 0 | 0 | 0 | 0 | 0 | 0 | 0 | 0 | 0 | 0 | 0 | 0 | 0 | 0 | 467.0734 | 467.0734 | 0 | 0 | 0 | 0 | 0 | 0 | 0 | 46.5758 | 42.5982 | 0 | 0 | 0 | 0 | 0 | 0 | 0 | 0 | 0 | 0 | 0 | 0 | 0 | 0 | 0 | 0 | 0 | 0 | 0 | 0 | 0 | 0 | 0 | 0 | 0 | 200 | 200 | 0% | 0% | 0% | 0% | 0% | 0% | 0% | 26.66% | 26.66% | 0 | 0 | 0 | 0 | 0 | 0 | 0 | 302.9574 | 0 | 0 | 0 | 0 | 0 | 0 | 0 | 0 | 59.9385 | 0 | 0 | 65.9324 | 0 | 333.2532 | Unplanned Build | Potential Build Wind2035
[6 empty] | 0 | 0 | 0 | 0 | 0 | 0 | 0 |  |  | 0 | 0 | 0 | 0 | 0 | 0 | 0 |  |  | 0 | 0 | 0 | 0 | 0 | 0 | 0 |  |  | 0 | 0 | 0 | 0 | 0 | 0 | 0 |  |  | 0 | 0 | 0 | 0 | 0 | 0 | 0 |  |  | 0 | 0 | 0 | 0 | 0 | 0 | 0 |  |  | 0 | 0 | 0 | 0 | 0 | 0 | 0

## LowDemandHighCostLowWater
Back to Contents | [77 empty] | 90.91% | 82.64% | 75.13% | 68.3% | 56.45% | 42.41% | 31.86% | 19.78% | 12.28% | Cap Cost NPV |  | Cap Cost -- no NPV
|  | Plant Name |  |  |  | FUEL CONSUMPTION | [8 empty] | GENERATION | [8 empty] | FOM (USD/kW-yr | [8 empty] | VOM (USD/MWh) | [8 empty] | Fuel Cost (USD/MWh) | [8 empty] | Available Capacity | [8 empty] | Capacity Factors | [8 empty] | Total Capital Cost | [8 empty] | Total Capital Cost (NPV) | [8 empty] | 2213.3571 | 3364.5697 | 3754.8836 | 9652.6889 | Unplanned? | Plant Name
| UnitID |  | Model Region | Fuel Type | Capacity Type | 2017 | 2018 | 2019 | 2020 | 2023 | 2026 | 2030 | 2035 | 2040 | 2017 | 2018 | 2019 | 2020 | 2023 | 2026 | 2030 | 2035 | 2040 | 2017 | 2018 | 2019 | 2020 | 2023 | 2026 | 2030 | 2035 | 2040 | 2017 | 2018 | 2019 | 2020 | 2023 | 2026 | 2030 | 2035 | 2040 | 2017 | 2018 | 2019 | 2020 | 2023 | 2026 | 2030 | 2035 | 2040 | 2017 | 2018 | 2019 | 2020 | 2023 | 2026 | 2030 | 2035 | 2040 | 2017 | 2018 | 2019 | 2020 | 2023 | 2026 | 2030 | 2035 | 2040 | 2017 | 2018 | 2019 | 2020 | 2023 | 2026 | 2030 | 2035 | 2040 | 2017 | 2018 | 2019 | 2020 | 2023 | 2026 | 2030 | 2035 | 2040 | 10-year | 20-year | 10-year | 20-year
| 1 | CENIT | SouthEast Ghana Group | Oil | Oil Combustion | 0 | 0 | 0 | 0 | 0 | 0 | 0 | 0 | 0 | 0 | 0 | 0 | 0 | 0 | 0 | 0 | 0 | 0 | 11.83 | 11.83 | 11.83 | 11.83 | 11.83 | 11.83 | 11.83 | 0 | 0 | 0 | 0 | 0 | 0 | 0 | 0 | 0 | 0 | 0 | 0 | 0 | 0 | 0 | 0 | 0 | 0 | 0 | 0 | 100 | 100 | 100 | 100 | 100 | 100 | 100 | 0 | 0 | 0% | 0% | 0% | 0% | 0% | 0% | 0% | 0% | 0% | [9 empty] | 0 | 0 | 0 | 0 | 0 | 0 | 0 | 0 | 0 | 0 | 0 | 0 | 0 | Existing & Under Const. Plant
| 2 | Trojan 2B | SouthEast Ghana Group | Oil | Oil Combustion | 1.0933 | 0 | 0 | 0 | 0 | 0 | 0 | 0 | 0 | 129.5385 | 0 | 0 | 0 | 0 | 0 | 0 | 0 | 0 | 34 | 34 | 34 | 34 | 0 | 0 | 0 | 0 | 0 | 5.5 | 0 | 0 | 0 | 0 | 0 | 0 | 0 | 0 | 97.9957 | 0 | 0 | 0 | 0 | 0 | 0 | 0 | 0 | 16.25 | 16.25 | 16.25 | 16.25 | 0 | 0 | 0 | 0 | 0 | 91% | 0% | 0% | 0% | 0% | 0% | 0% | 0% | 0% | [9 empty] | 0 | 0 | 0 | 0 | 0 | 0 | 0 | 0 | 0 | 0 | 0 | 0 | 0 | Existing & Under Const. Plant
| 3 | Trojan 2A | Ashanti Group | Oil | Oil Combustion | 0.26958 | 0 | 0 | 0 | 0 | 0 | 0 | 0 | 0 | 31.941 | 0 | 0 | 0 | 0 | 0 | 0 | 0 | 0 | 34 | 34 | 34 | 34 | 0 | 0 | 0 | 0 | 0 | 5.5 | 0 | 0 | 0 | 0 | 0 | 0 | 0 | 0 | 108.8196 | 0 | 0 | 0 | 0 | 0 | 0 | 0 | 0 | 16.25 | 16.25 | 16.25 | 16.25 | 0 | 0 | 0 | 0 | 0 | 22.44% | 0% | 0% | 0% | 0% | 0% | 0% | 0% | 0% | [9 empty] | 0 | 0 | 0 | 0 | 0 | 0 | 0 | 0 | 0 | 0 | 0 | 0 | 0 | Existing & Under Const. Plant
| 4 | GP Tarkwa Plant | SouthWest Ghana Group | Oil | Oil Combustion | 0 | 0 | 0 | 0 | 0 | 0 | 0.020849 | 0.020849 | 0.11647 | 0 | 0 | 0 | 0 | 0 | 0 | 2.1004 | 2.1004 | 11.7339 | 17.5 | 17.5 | 17.5 | 17.5 | 17.5 | 17.5 | 17.5 | 17.5 | 17.5 | 0 | 0 | 0 | 0 | 0 | 0 | 3.5 | 3.5 | 3.5 | 0 | 0 | 0 | 0 | 0 | 0 | 180.3753 | 180.3753 | 180.3753 | 33 | 33 | 33 | 33 | 33 | 33 | 33 | 33 | 33 | 0% | 0% | 0% | 0% | 0% | 0% | 0.7266% | 0.7266% | 4.059% | [9 empty] | 0 | 0 | 0 | 0 | 0 | 0 | 0 | 0 | 0 | 0 | 0 | 0 | 0 | Existing & Under Const. Plant
| 5 | GP Chirano Plant | SouthWest Ghana Group | Oil | Oil Combustion | 0 | 0 | 0 | 0 | 0 | 0 | 0 | 0 | 0.033797 | 0 | 0 | 0 | 0 | 0 | 0 | 0 | 0 | 3.0724 | 17.5 | 17.5 | 17.5 | 17.5 | 17.5 | 17.5 | 17.5 | 17.5 | 17.5 | 0 | 0 | 0 | 0 | 0 | 0 | 0 | 0 | 3.5 | 0 | 0 | 0 | 0 | 0 | 0 | 0 | 0 | 199.892 | 30 | 30 | 30 | 30 | 30 | 30 | 30 | 30 | 30 | 0% | 0% | 0% | 0% | 0% | 0% | 0% | 0% | 1.169% | [9 empty] | 0 | 0 | 0 | 0 | 0 | 0 | 0 | 0 | 0 | 0 | 0 | 0 | 0 | Existing & Under Const. Plant
| 6 | GP Darmang Plant | SouthWest Ghana Group | Oil | Oil Combustion | 0 | 0 | 0 | 0 | 0 | 0 | 0.0029394 | 0.0044579 | 0.07405 | 0 | 0 | 0 | 0 | 0 | 0 | 0.27652 | 0.41937 | 6.9662 | 17.5 | 17.5 | 17.5 | 17.5 | 17.5 | 17.5 | 17.5 | 17.5 | 17.5 | 0 | 0 | 0 | 0 | 0 | 0 | 3.5 | 3.5 | 3.5 | 0 | 0 | 0 | 0 | 0 | 0 | 193.1684 | 193.1684 | 193.1684 | 25.5 | 25.5 | 25.5 | 25.5 | 25.5 | 25.5 | 25.5 | 25.5 | 25.5 | 0% | 0% | 0% | 0% | 0% | 0% | 0.1238% | 0.1877% | 3.119% | [9 empty] | 0 | 0 | 0 | 0 | 0 | 0 | 0 | 0 | 0 | 0 | 0 | 0 | 0 | Existing & Under Const. Plant
| 7 | SAPP 2 | SouthEast Ghana Group | Oil/Gas | Oil/Gas Combined Cycle | 7.6694 | 23.5117 | 20.9551 | 13.6024 | 11.647 | 5.9995 | 12.5215 | 1.8573 | 9.9407 | 983.2558 | 3014.3159 | 2686.5567 | 1743.8928 | 1493.2014 | 769.1728 | 1605.3244 | 238.117 | 1274.4547 | 16 | 16 | 16 | 16 | 16 | 16 | 16 | 16 | 16 | 3.5 | 3.5 | 3.5 | 3.5 | 3.5 | 3.5 | 3.5 | 3.5 | 3.5 | 68.1607 | 62.9473 | 64.6655 | 64.4342 | 61.4139 | 62.4954 | 63.3435 | 63.2189 | 63.8746 | 370 | 370 | 370 | 370 | 370 | 370 | 370 | 370 | 370 | 30.34% | 93% | 82.89% | 53.8% | 46.07% | 23.73% | 49.53% | 7.347% | 39.32% | [9 empty] | 0 | 0 | 0 | 0 | 0 | 0 | 0 | 0 | 0 | 0 | 0 | 0 | 0 | Existing & Under Const. Plant
| 8 | Cenpower | SouthEast Ghana Group | Oil/Gas | Oil/Gas Combined Cycle | 0 | 3.4883 | 7.1202 | 0 | 0 | 0 | 0 | 0 | 0 | 0 | 445.5089 | 909.3545 | 0 | 0 | 0 | 0 | 0 | 0 | 0 | 16 | 16 | 16 | 16 | 16 | 16 | 16 | 16 | 0 | 3.5 | 3.5 | 0 | 0 | 0 | 0 | 0 | 0 | 0 | 63.8662 | 64.7745 | 0 | 0 | 0 | 0 | 0 | 0 | 0 | 340 | 340 | 340 | 340 | 340 | 340 | 340 | 340 | 0% | 14.96% | 30.53% | 0% | 0% | 0% | 0% | 0% | 0% | [9 empty] | 0 | 0 | 0 | 0 | 0 | 0 | 0 | 0 | 0 | 0 | 0 | 0 | 0 | Existing & Under Const. Plant
| 9 | KarpowerShip 1 | SouthEast Ghana Group | Oil/Gas | Oil/Gas Combined Cycle | 14.837 | 0 | 0 | 0 | 0 | 0 | 0 | 0 | 0 | 1942.0128 | 0 | 0 | 0 | 0 | 0 | 0 | 0 | 0 | 177.828 | 0 | 0 | 0 | 0 | 0 | 0 | 0 | 0 | 3.5 | 0 | 0 | 0 | 0 | 0 | 0 | 0 | 0 | 67.7182 | 0 | 0 | 0 | 0 | 0 | 0 | 0 | 0 | 247 | 0 | 0 | 0 | 0 | 0 | 0 | 0 | 0 | 89.75% | 0% | 0% | 0% | 0% | 0% | 0% | 0% | 0% | [9 empty] | 0 | 0 | 0 | 0 | 0 | 0 | 0 | 0 | 0 | 0 | 0 | 0 | 0 | Existing & Under Const. Plant
| 10 | AKSA | SouthEast Ghana Group | Oil/Gas | Oil/Gas Combined Cycle | 10.1595 | 0 | 0 | 0 | 0 | 0 | 0 | 0 | 0 | 1195.236 | 0 | 0 | 0 | 0 | 0 | 0 | 0 | 0 | 16 | 16 | 16 | 16 | 16 | 16 | 16 | 16 | 16 | 3.5 | 0 | 0 | 0 | 0 | 0 | 0 | 0 | 0 | 75.3409 | 0 | 0 | 0 | 0 | 0 | 0 | 0 | 0 | 250 | 375 | 375 | 375 | 375 | 375 | 375 | 375 | 375 | 54.58% | 0% | 0% | 0% | 0% | 0% | 0% | 0% | 0% | [9 empty] | 0 | 0 | 0 | 0 | 0 | 0 | 0 | 0 | 0 | 0 | 0 | 0 | 0 | Existing & Under Const. Plant
| 11 | TAPCO (T1) | SouthWest Ghana Group | Oil/Gas | Oil/Gas Combined Cycle | 11.645 | 17.1872 | 17.1872 | 12.6099 | 0 | 0 | 1.7075 | 0 | 0 | 1496.2072 | 2208.3 | 2208.3 | 1620.1868 | 0 | 0 | 219.394 | 0 | 0 | 18.7 | 18.7 | 18.7 | 18.7 | 18.7 | 18.7 | 18.7 | 18.7 | 18.7 | 5 | 5 | 5 | 5 | 0 | 0 | 5 | 0 | 0 | 61.9632 | 62.3154 | 64.7499 | 64.6242 | 0 | 0 | 63.0192 | 0 | 0 | 305 | 305 | 305 | 305 | 305 | 305 | 305 | 305 | 305 | 56% | 82.65% | 82.65% | 60.64% | 0% | 0% | 8.211% | 0% | 0% | [9 empty] | 0 | 0 | 0 | 0 | 0 | 0 | 0 | 0 | 0 | 0 | 0 | 0 | 0 | Existing & Under Const. Plant
| 12 | TICO (T2) | SouthWest Ghana Group | Oil/Gas | Oil/Gas Combined Cycle | 17.7346 | 17.7346 | 17.7346 | 17.7346 | 16.6499 | 17.3473 | 17.7346 | 8.2935 | 1.9203 | 2382.7196 | 2382.72 | 2382.72 | 2382.72 | 2236.9833 | 2330.6854 | 2382.72 | 1114.2631 | 257.9975 | 30.94 | 30.94 | 30.94 | 30.94 | 30.94 | 30.94 | 30.94 | 30.94 | 30.94 | 4.9 | 4.9 | 4.9 | 4.9 | 4.9 | 4.9 | 4.9 | 4.9 | 4.9 | 55.5813 | 59.5931 | 61.9213 | 61.8011 | 58.603 | 59.635 | 60.2662 | 59.8438 | 58.8741 | 320 | 320 | 320 | 320 | 320 | 320 | 320 | 320 | 320 | 85% | 85% | 85% | 85% | 79.8% | 83.14% | 85% | 39.75% | 9.204% | [9 empty] | 0 | 0 | 0 | 0 | 0 | 0 | 0 | 0 | 0 | 0 | 0 | 0 | 0 | Existing & Under Const. Plant
| 13 | Amandi | SouthWest Ghana Group | Oil/Gas | Oil/Gas Combined Cycle | 0 | 0 | 1.3776 | 0 | 0 | 0 | 0 | 0 | 0 | 0 | 0 | 167.9989 | 0 | 0 | 0 | 0 | 0 | 0 | 0 | 0 | 30.94 | 30.94 | 30.94 | 30.94 | 30.94 | 30.94 | 30.94 | 0 | 0 | 4.9 | 0 | 0 | 0 | 0 | 0 | 0 | 0 | 0 | 68.2191 | 0 | 0 | 0 | 0 | 0 | 0 | 0 | 0 | 190 | 190 | 190 | 190 | 190 | 190 | 190 | 0% | 0% | 10.09% | 0% | 0% | 0% | 0% | 0% | 0% | [9 empty] | 0 | 0 | 0 | 0 | 0 | 0 | 0 | 0 | 0 | 0 | 0 | 0 | 0 | Existing & Under Const. Plant
| 14 | KarpowerShip 2 | SouthWest Ghana Group | Oil/Gas | Oil/Gas Combined Cycle | 0 | 17.1568 | 0 | 0 | 0 | 0 | 0 | 0 | 0 | 0 | 2015.1222 | 0 | 0 | 0 | 0 | 0 | 0 | 0 | 0 | 177.828 | 177.828 | 177.828 | 177.828 | 0 | 0 | 0 | 0 | 0 | 3.5 | 0 | 0 | 0 | 0 | 0 | 0 | 0 | 0 | 69.2795 | 0 | 0 | 0 | 0 | 0 | 0 | 0 | 0 | 450 | 450 | 450 | 450 | 0 | 0 | 0 | 0 | 0% | 51.12% | 0% | 0% | 0% | 0% | 0% | 0% | 0% | [9 empty] | 0 | 0 | 0 | 0 | 0 | 0 | 0 | 0 | 0 | 0 | 0 | 0 | 0 | Existing & Under Const. Plant
| 15 | Early Power | SouthEast Ghana Group | Oil/Gas | Oil/Gas Combustion | 0 | 0 | 7.7096 | 23.0656 | 23.0656 | 23.0656 | 23.0656 | 22.0106 | 20.4532 | 0 | 0 | 1027.9476 | 3075.417 | 3075.417 | 3075.417 | 3075.4167 | 2934.7403 | 2727.0988 | 0 | 0 | 16 | 16 | 16 | 16 | 16 | 16 | 16 | 0 | 0 | 3.5 | 3.5 | 3.5 | 3.5 | 3.5 | 3.5 | 3.5 | 0 | 0 | 62.3955 | 62.17 | 59.0518 | 60.0917 | 60.9728 | 60.7572 | 125.2528 | 0 | 0 | 377.5 | 377.5 | 377.5 | 377.5 | 377.5 | 377.5 | 377.5 | 0% | 0% | 31.08% | 93% | 93% | 93% | 93% | 88.75% | 82.47% | [9 empty] | 0 | 0 | 0 | 0 | 0 | 0 | 0 | 0 | 0 | 0 | 0 | 0 | 0 | Existing & Under Const. Plant
| 16 | TT1PP | SouthEast Ghana Group | Oil/Gas | Oil/Gas Combustion | 0 | 0 | 0 | 0 | 0 | 0 | 0 | 0 | 0 | 0 | 0 | 0 | 0 | 0 | 0 | 0 | 0 | 0 | 14.3 | 14.3 | 14.3 | 14.3 | 14.3 | 14.3 | 14.3 | 14.3 | 14.3 | 0 | 0 | 0 | 0 | 0 | 0 | 0 | 0 | 0 | 0 | 0 | 0 | 0 | 0 | 0 | 0 | 0 | 0 | 100 | 100 | 100 | 100 | 100 | 100 | 100 | 100 | 100 | 0% | 0% | 0% | 0% | 0% | 0% | 0% | 0% | 0% | [9 empty] | 0 | 0 | 0 | 0 | 0 | 0 | 0 | 0 | 0 | 0 | 0 | 0 | 0 | Existing & Under Const. Plant
| 17 | KTPP | SouthEast Ghana Group | Oil/Gas | Oil/Gas Combustion | 0.85157 | 0 | 0 | 0 | 0 | 0 | 0 | 0 | 0 | 78.1259 | 0 | 0 | 0 | 0 | 0 | 0 | 0 | 0 | 12.3 | 12.3 | 12.3 | 12.3 | 12.3 | 12.3 | 12.3 | 12.3 | 12.3 | 3.5 | 0 | 0 | 0 | 0 | 0 | 0 | 0 | 0 | 126.5585 | 0 | 0 | 0 | 0 | 0 | 0 | 0 | 0 | 200 | 200 | 200 | 200 | 200 | 200 | 200 | 200 | 200 | 4.459% | 0% | 0% | 0% | 0% | 0% | 0% | 0% | 0% | [9 empty] | 0 | 0 | 0 | 0 | 0 | 0 | 0 | 0 | 0 | 0 | 0 | 0 | 0 | Existing & Under Const. Plant
| 18 | Trojan 1 | SouthEast Ghana Group | Oil/Gas | Oil/Gas Combustion | 1.6793 | 0 | 0 | 0 | 0 | 0 | 0 | 0 | 0 | 198.9711 | 0 | 0 | 0 | 0 | 0 | 0 | 0 | 0 | 34 | 34 | 34 | 34 | 0 | 0 | 0 | 0 | 0 | 5.5 | 0 | 0 | 0 | 0 | 0 | 0 | 0 | 0 | 97.9957 | 0 | 0 | 0 | 0 | 0 | 0 | 0 | 0 | 24.96 | 24.96 | 24.96 | 24.96 | 0 | 0 | 0 | 0 | 0 | 91% | 0% | 0% | 0% | 0% | 0% | 0% | 0% | 0% | [9 empty] | 0 | 0 | 0 | 0 | 0 | 0 | 0 | 0 | 0 | 0 | 0 | 0 | 0 | Existing & Under Const. Plant
| 19 | MRP | SouthEast Ghana Group | Oil/Gas | Oil/Gas Combustion | 0 | 0 | 0 | 0 | 0 | 0 | 0 | 0 | 0.015732 | 0 | 0 | 0 | 0 | 0 | 0 | 0 | 0 | 1.2618 | 12.5737 | 12.5737 | 12.5737 | 12.5737 | 12.5737 | 12.5737 | 12.5737 | 12.5737 | 12.5737 | 0 | 0 | 0 | 0 | 0 | 0 | 0 | 0 | 4.5 | 0 | 0 | 0 | 0 | 0 | 0 | 0 | 0 | 330.2664 | 70 | 70 | 70 | 70 | 70 | 70 | 70 | 70 | 70 | 0% | 0% | 0% | 0% | 0% | 0% | 0% | 0% | 0.2058% | [9 empty] | 0 | 0 | 0 | 0 | 0 | 0 | 0 | 0 | 0 | 0 | 0 | 0 | 0 | Existing & Under Const. Plant
| 20 | Safisana | SouthEast Ghana Group | Biogas | Biogas | 0.010052 | 0.010052 | 0.010052 | 0.010052 | 0.010052 | 0.010052 | 0.010052 | 0.010052 | 0.010052 | 0.7446 | 0.7446 | 0.7446 | 0.7446 | 0.7446 | 0.7446 | 0.7446 | 0.7446 | 0.7446 | 35 | 35 | 35 | 35 | 35 | 35 | 35 | 35 | 35 | 4.2 | 4.2 | 4.2 | 4.2 | 4.2 | 4.2 | 4.2 | 4.2 | 4.2 | 40.5 | 40.5 | 40.5 | 40.5 | 40.5 | 40.5 | 40.5 | 40.5 | 40.5 | 0.1 | 0.1 | 0.1 | 0.1 | 0.1 | 0.1 | 0.1 | 0.1 | 0.1 | 85% | 85% | 85% | 85% | 85% | 85% | 85% | 85% | 85% | [9 empty] | 0 | 0 | 0 | 0 | 0 | 0 | 0 | 0 | 0 | 0 | 0 | 0 | 0 | Existing & Under Const. Plant
| 21 | TT2PP | SouthEast Ghana Group | Gas | Gas Combustion Turbine | 0.4926 | 0 | 0 | 0 | 0 | 0 | 0 | 0 | 0 | 50.6791 | 0 | 0 | 0 | 0 | 0 | 0 | 0 | 0 | 12.1007 | 12.1007 | 12.1007 | 12.1007 | 12.1007 | 12.1007 | 12.1007 | 12.1007 | 12.1007 | 4.5 | 0 | 0 | 0 | 0 | 0 | 0 | 0 | 0 | 79.8984 | 0 | 0 | 0 | 0 | 0 | 0 | 0 | 0 | 45 | 45 | 45 | 45 | 45 | 45 | 45 | 45 | 45 | 12.86% | 0% | 0% | 0% | 0% | 0% | 0% | 0% | 0% | [9 empty] | 0 | 0 | 0 | 0 | 0 | 0 | 0 | 0 | 0 | 0 | 0 | 0 | 0 | Existing & Under Const. Plant
| 22 | SAPP 1 | SouthEast Ghana Group | Gas | Gas Combustion Turbine | 3.0668 | 0 | 0 | 0 | 0 | 0 | 0 | 0 | 0 | 328.6987 | 0 | 0 | 0 | 0 | 0 | 0 | 0 | 0 | 11.83 | 11.83 | 11.83 | 11.83 | 11.83 | 11.83 | 11.83 | 11.83 | 11.83 | 4.5 | 0 | 0 | 0 | 0 | 0 | 0 | 0 | 0 | 76.6926 | 0 | 0 | 0 | 0 | 0 | 0 | 0 | 0 | 180 | 180 | 180 | 180 | 180 | 180 | 180 | 180 | 180 | 20.85% | 0% | 0% | 0% | 0% | 0% | 0% | 0% | 0% | [9 empty] | 0 | 0 | 0 | 0 | 0 | 0 | 0 | 0 | 0 | 0 | 0 | 0 | 0 | Existing & Under Const. Plant
| 23 | Trojan 3 | SouthEast Ghana Group | Gas | Gas Combustion Turbine | 0 | 0 | 0 | 0 | 0 | 0 | 0 | 0 | 0 | 0 | 0 | 0 | 0 | 0 | 0 | 0 | 0 | 0 | 0 | 34 | 34 | 34 | 0 | 0 | 0 | 0 | 0 | 0 | 0 | 0 | 0 | 0 | 0 | 0 | 0 | 0 | 0 | 0 | 0 | 0 | 0 | 0 | 0 | 0 | 0 | 0 | 49.92 | 49.92 | 49.92 | 0 | 0 | 0 | 0 | 0 | 0% | 0% | 0% | 0% | 0% | 0% | 0% | 0% | 0% | [9 empty] | 0 | 0 | 0 | 0 | 0 | 0 | 0 | 0 | 0 | 0 | 0 | 0 | 0 | Existing & Under Const. Plant
| 24 | Ameri_2016 | SouthWest Ghana Group | Gas | Gas Combustion Turbine | 0 | 0 | 0 | 0 | 0 | 0 | 0 | 0 | 0 | 0 | 0 | 0 | 0 | 0 | 0 | 0 | 0 | 0 | 14.54 | 14.54 | 14.54 | 14.54 | 0 | 0 | 0 | 0 | 0 | 0 | 0 | 0 | 0 | 0 | 0 | 0 | 0 | 0 | 0 | 0 | 0 | 0 | 0 | 0 | 0 | 0 | 0 | 230 | 230 | 230 | 230 | 0 | 0 | 0 | 0 | 0 | 0% | 0% | 0% | 0% | 0% | 0% | 0% | 0% | 0% | [9 empty] | 0 | 0 | 0 | 0 | 0 | 0 | 0 | 0 | 0 | 0 | 0 | 0 | 0 | Existing & Under Const. Plant
| 25 | Ameri_2021 | SouthWest Ghana Group | Gas | Gas Combustion Turbine | 0 | 0 | 0 | 0 | 0 | 0 | 0 | 0 | 0 | 0 | 0 | 0 | 0 | 0 | 0 | 0 | 0 | 0 | 0 | 0 | 0 | 0 | 14.54 | 14.54 | 14.54 | 14.54 | 14.54 | 0 | 0 | 0 | 0 | 0 | 0 | 0 | 0 | 0 | 0 | 0 | 0 | 0 | 0 | 0 | 0 | 0 | 0 | 0 | 0 | 0 | 0 | 230 | 230 | 230 | 230 | 230 | 0% | 0% | 0% | 0% | 0% | 0% | 0% | 0% | 0% | [9 empty] | 0 | 0 | 0 | 0 | 0 | 0 | 0 | 0 | 0 | 0 | 0 | 0 | 0 | Existing & Under Const. Plant
| 26 | Bui | Northern Ghana Group | Water | Hydro | 0 | 0 | 0 | 0 | 0 | 0 | 0 | 0 | 0 | 669.5864 | 669.5862 | 669.5866 | 669.5865 | 660.7766 | 660.7761 | 639.6314 | 614.9625 | 614.9623 | 27.74 | 27.74 | 27.74 | 27.74 | 27.74 | 27.74 | 27.74 | 27.74 | 27.74 | 1.63 | 1.63 | 1.63 | 1.63 | 1.63 | 1.63 | 1.63 | 1.63 | 1.63 | 0 | 0 | 0 | 0 | 0 | 0 | 0 | 0 | 0 | 330 | 330 | 330 | 330 | 330 | 330 | 330 | 330 | 330 | 23.16% | 23.16% | 23.16% | 23.16% | 22.86% | 22.86% | 22.13% | 21.27% | 21.27% | [9 empty] | 0 | 0 | 0 | 0 | 0 | 0 | 0 | 0 | 0 | 0 | 0 | 0 | 0 | Existing & Under Const. Plant
| 27 | Akosombo | SouthEast Ghana Group | Water | Hydro | 0 | 0 | 0 | 0 | 0 | 0 | 0 | 0 | 0 | 3681.6891 | 3681.6882 | 4016.389 | 4016.3891 | 4245.5411 | 4245.5412 | 3791.3375 | 3261.4332 | 3261.4329 | 9.16 | 9.16 | 9.16 | 9.16 | 9.16 | 9.16 | 9.16 | 9.16 | 9.16 | 0.98 | 0.98 | 0.98 | 0.98 | 0.98 | 0.98 | 0.98 | 0.98 | 0.98 | 0 | 0 | 0 | 0 | 0 | 0 | 0 | 0 | 0 | 900 | 900 | 900 | 900 | 900 | 900 | 900 | 900 | 900 | 46.7% | 46.7% | 50.94% | 50.94% | 53.85% | 53.85% | 48.09% | 41.37% | 41.37% | [9 empty] | 0 | 0 | 0 | 0 | 0 | 0 | 0 | 0 | 0 | 0 | 0 | 0 | 0 | Existing & Under Const. Plant
| 28 | Kpong | SouthEast Ghana Group | Water | Hydro | 0 | 0 | 0 | 0 | 0 | 0 | 0 | 0 | 0 | 722.7074 | 722.7074 | 788.4081 | 788.4083 | 833.861 | 833.8609 | 745.8931 | 643.2642 | 643.2642 | 9.16 | 9.16 | 9.16 | 9.16 | 9.16 | 9.16 | 9.16 | 9.16 | 9.16 | 0.98 | 0.98 | 0.98 | 0.98 | 0.98 | 0.98 | 0.98 | 0.98 | 0.98 | 0 | 0 | 0 | 0 | 0 | 0 | 0 | 0 | 0 | 140 | 140 | 140 | 140 | 140 | 140 | 140 | 140 | 140 | 58.93% | 58.93% | 64.29% | 64.29% | 67.99% | 67.99% | 60.82% | 52.45% | 52.45% | [9 empty] | 0 | 0 | 0 | 0 | 0 | 0 | 0 | 0 | 0 | 0 | 0 | 0 | 0 | Existing & Under Const. Plant
| 29 | Cote d'Ivoire Dummy | Cote d'Ivoire | Water | Hydro | 0 | 0 | 0 | 0 | 0 | 0 | 0 | 0 | 0 | 814.6801 | 814.68 | 814.6801 | 814.68 | 814.6799 | 814.6804 | 814.6801 | 814.6801 | 814.6798 | 0 | 0 | 0 | 0 | 0 | 0 | 0 | 0 | 0 | 10 | 10 | 10 | 10 | 10 | 10 | 10 | 10 | 10 | 0 | 0 | 0 | 0 | 0 | 0 | 0 | 0 | 0 | 150 | 150 | 150 | 150 | 150 | 150 | 150 | 150 | 150 | 62% | 62% | 62% | 62% | 62% | 62% | 62% | 62% | 62% | [9 empty] | 0 | 0 | 0 | 0 | 0 | 0 | 0 | 0 | 0 | 0 | 0 | 0 | 0 | Existing & Under Const. Plant
| 30 | Burkina Dummy | Burkina Group | Water | Hydro | 0 | 0 | 0 | 0 | 0 | 0 | 0 | 0 | 0 | 0.438 | 0.438 | 0.438 | 0.438 | 4.818 | 4.818 | 4.818 | 4.818 | 4.818 | 0 | 0 | 0 | 0 | 0 | 0 | 0 | 0 | 0 | 10 | 10 | 10 | 10 | 10 | 10 | 10 | 10 | 10 | 0 | 0 | 0 | 0 | 0 | 0 | 0 | 0 | 0 | 10 | 10 | 10 | 10 | 110 | 110 | 110 | 110 | 110 | 0.5% | 0.5% | 0.5% | 0.5% | 0.5% | 0.5% | 0.5% | 0.5% | 0.5% | [9 empty] | 0 | 0 | 0 | 0 | 0 | 0 | 0 | 0 | 0 | 0 | 0 | 0 | 0 | Existing & Under Const. Plant
| 31 | VRA Solar | Northern Ghana Group | Sun | Solar PV | 0 | 0 | 0 | 0 | 0 | 0 | 0 | 0 | 0 | 2.7132 | 2.7132 | 2.7132 | 2.7132 | 2.7132 | 2.7132 | 2.7132 | 2.7132 | 2.7132 | 0 | 0 | 0 | 0 | 0 | 0 | 0 | 0 | 0 | 0 | 0 | 0 | 0 | 0 | 0 | 0 | 0 | 0 | 0 | 0 | 0 | 0 | 0 | 0 | 0 | 0 | 0 | 1.8 | 1.8 | 1.8 | 1.8 | 1.8 | 1.8 | 1.8 | 1.8 | 1.8 | 17.21% | 17.21% | 17.21% | 17.21% | 17.21% | 17.21% | 17.21% | 17.21% | 17.21% | [9 empty] | 0 | 0 | 0 | 0 | 0 | 0 | 0 | 0 | 0 | 0 | 0 | 0 | 0 | Existing & Under Const. Plant
| 32 | BXC Solar | SouthEast Ghana Group | Sun | Solar PV | 0 | 0 | 0 | 0 | 0 | 0 | 0 | 0 | 0 | 24.0159 | 24.0159 | 24.0159 | 24.0159 | 24.0159 | 24.0159 | 24.0159 | 24.0159 | 0 | 0 | 0 | 0 | 0 | 0 | 0 | 0 | 0 | 0 | 0 | 0 | 0 | 0 | 0 | 0 | 0 | 0 | 0 | 0 | 0 | 0 | 0 | 0 | 0 | 0 | 0 | 0 | 18 | 18 | 18 | 18 | 18 | 18 | 18 | 18 | 0 | 15.23% | 15.23% | 15.23% | 15.23% | 15.23% | 15.23% | 15.23% | 15.23% | 0% | [9 empty] | 0 | 0 | 0 | 0 | 0 | 0 | 0 | 0 | 0 | 0 | 0 | 0 | 0 | Existing & Under Const. Plant
| 37 | ASHA BIOMASS 2020 | Ashanti Group | Biomass | Biomass Combustion | 0 | 0 | 0 | 0 | 0 | 0 | 1.0052 | 1.0052 | 1.0052 | 0 | 0 | 0 | 0 | 0 | 0 | 74.46 | 74.46 | 74.46 | 0 | 0 | 0 | 0 | 130 | 130 | 130 | 130 | 130 | 0 | 0 | 0 | 0 | 0 | 0 | 4.5 | 4.5 | 4.5 | 0 | 0 | 0 | 0 | 0 | 0 | 67.5 | 67.5 | 67.5 | 0 | 0 | 0 | 0 | 10 | 10 | 10 | 10 | 10 | 0% | 0% | 0% | 0% | 0% | 0% | 85% | 85% | 85% | 0 | 0 | 0 | 0 | 48 | 0 | 0 | 0 | 0 | 0 | 0 | 0 | 0 | 27.0947 | 0 | 0 | 0 | 0 | 29.8042 | 29.8042 | 48 | 52.8 | Unplanned Build | Potential Build Biomass Combustion2020
| 38 | NORT BIOMASS 2018 | Northern Ghana Group | Biomass | Biomass Combustion | 0 | 0 | 0 | 0 | 0 | 0 | 6.0313 | 6.0313 | 6.0313 | 0 | 0 | 0 | 0 | 0 | 0 | 446.76 | 446.76 | 446.76 | 0 | 0 | 0 | 0 | 130 | 130 | 130 | 130 | 130 | 0 | 0 | 0 | 0 | 0 | 0 | 4.5 | 4.5 | 4.5 | 0 | 0 | 0 | 0 | 0 | 0 | 67.5 | 67.5 | 67.5 | 0 | 0 | 0 | 0 | 60 | 60 | 60 | 60 | 60 | 0% | 0% | 0% | 0% | 0% | 0% | 85% | 85% | 85% | 0 | 0 | 0 | 0 | 288 | 0 | 0 | 0 | 0 | 0 | 0 | 0 | 0 | 162.5685 | 0 | 0 | 0 | 0 | 178.8253 | 178.8253 | 288 | 316.8 | Unplanned Build | Potential Build Biomass Combustion2018
| 39 | SOUT BIOMASS 2018 | SouthEast Ghana Group | Biomass | Biomass Combustion | 0 | 0 | 0 | 0 | 0 | 0 | 1.0052 | 1.0052 | 1.0052 | 0 | 0 | 0 | 0 | 0 | 0 | 74.46 | 74.46 | 74.46 | 0 | 0 | 0 | 0 | 130 | 130 | 130 | 130 | 130 | 0 | 0 | 0 | 0 | 0 | 0 | 4.5 | 4.5 | 4.5 | 0 | 0 | 0 | 0 | 0 | 0 | 67.5 | 67.5 | 67.5 | 0 | 0 | 0 | 0 | 10 | 10 | 10 | 10 | 10 | 0% | 0% | 0% | 0% | 0% | 0% | 85% | 85% | 85% | 0 | 0 | 0 | 0 | 48 | 0 | 0 | 0 | 0 | 0 | 0 | 0 | 0 | 27.0947 | 0 | 0 | 0 | 0 | 29.8042 | 29.8042 | 48 | 52.8 | Unplanned Build | Potential Build Biomass Combustion2018
| 40 | SOUT BIOMASS 2018 | SouthWest Ghana Group | Biomass | Biomass Combustion | 0 | 0 | 0 | 0 | 0 | 0 | 1.5078 | 1.5078 | 1.5078 | 0 | 0 | 0 | 0 | 0 | 0 | 111.69 | 111.69 | 111.69 | 0 | 0 | 0 | 0 | 130 | 130 | 130 | 130 | 130 | 0 | 0 | 0 | 0 | 0 | 0 | 4.5 | 4.5 | 4.5 | 0 | 0 | 0 | 0 | 0 | 0 | 67.5 | 67.5 | 67.5 | 0 | 0 | 0 | 0 | 15 | 15 | 15 | 15 | 15 | 0% | 0% | 0% | 0% | 0% | 0% | 85% | 85% | 85% | 0 | 0 | 0 | 0 | 72 | 0 | 0 | 0 | 0 | 0 | 0 | 0 | 0 | 40.6421 | 0 | 0 | 0 | 0 | 44.7063 | 44.7063 | 72 | 79.2 | Unplanned Build | Potential Build Biomass Combustion2018
| 41 | SOUT COAL STEAM TURBINE 2023 | SouthWest Ghana Group | Coal | Coal Steam Turbine | 0 | 0 | 0 | 0 | 0 | 7.5667 | 7.5667 | 7.5667 | 7.5667 | 0 | 0 | 0 | 0 | 0 | 859.8492 | 859.8492 | 859.8492 | 859.8492 | 0 | 0 | 0 | 0 | 0 | 65 | 65 | 65 | 65 | 0 | 0 | 0 | 0 | 0 | 6.034 | 6.034 | 6.034 | 6.034 | 0 | 0 | 0 | 0 | 0 | 47.4731 | 48.0507 | 49.6313 | 51.0998 | 0 | 0 | 0 | 0 | 0 | 115.478 | 115.478 | 115.478 | 115.478 | 0% | 0% | 0% | 0% | 0% | 85% | 85% | 85% | 85% | 0 | 0 | 0 | 0 | 0 | 364.2176 | 0 | 0 | 0 | 0 | 0 | 0 | 0 | 0 | 154.4638 | 0 | 0 | 0 | 169.9102 | 169.9102 | 364.2176 | 400.6394 | Unplanned Build | Potential Build Coal2023
| 43 | SOUT COMBINED CYCLE 2020 | SouthWest Ghana Group | Oil/Gas | Oil/Gas Combined Cycle | 0 | 0 | 0 | 0 | 9.7208 | 9.7208 | 9.7208 | 9.7208 | 9.7208 | 0 | 0 | 0 | 0 | 1340.7968 | 1340.7968 | 1340.7968 | 1340.7968 | 1340.7968 | 0 | 0 | 0 | 0 | 15 | 15 | 15 | 15 | 15 | 0 | 0 | 0 | 0 | 3.48 | 3.48 | 3.48 | 3.48 | 3.48 | 0 | 0 | 0 | 0 | 57.0834 | 58.0886 | 58.7035 | 58.292 | 131.747 | 0 | 0 | 0 | 0 | 170.065 | 170.065 | 170.065 | 170.065 | 170.065 | 0% | 0% | 0% | 0% | 90% | 90% | 90% | 90% | 90% | 0 | 0 | 0 | 0 | 177.0377 | 0 | 0 | 0 | 0 | 0 | 0 | 0 | 0 | 99.9331 | 0 | 0 | 0 | 0 | 109.9265 | 109.9265 | 177.0377 | 194.7414 | Unplanned Build | Potential Build Oil/Gas Combined Cycle2020
| 45 | SOUT COMBINED CYCLE 2019 | SouthEast Ghana Group | Oil/Gas | Oil/Gas Combined Cycle | 0 | 0 | 0 | 0 | 5.3104 | 5.3104 | 5.3104 | 5.3104 | 5.2854 | 0 | 0 | 0 | 0 | 732.4648 | 732.4648 | 732.4648 | 732.4648 | 729.0198 | 0 | 0 | 0 | 0 | 15 | 15 | 15 | 15 | 15 | 0 | 0 | 0 | 0 | 3.48 | 3.48 | 3.48 | 3.48 | 3.48 | 0 | 0 | 0 | 0 | 57.0834 | 58.0886 | 59.0772 | 58.9524 | 125.5901 | 0 | 0 | 0 | 0 | 92.9052 | 92.9052 | 92.9052 | 92.9052 | 92.9052 | 0% | 0% | 0% | 0% | 90% | 90% | 90% | 90% | 89.58% | 0 | 0 | 0 | 0 | 96.7143 | 0 | 0 | 0 | 0 | 0 | 0 | 0 | 0 | 54.5927 | 0 | 0 | 0 | 0 | 60.052 | 60.052 | 96.7143 | 106.3857 | Unplanned Build | Potential Build Oil/Gas Combined Cycle2019
| 53 | SOUT HYDRO SMALL 2023 | SouthWest Ghana Group | Water | Hydro | 0 | 0 | 0 | 0 | 0 | 0 | 0 | 0 | 0 | 0 | 0 | 0 | 0 | 180.442 | 180.442 | 180.442 | 180.442 | 180.442 | 0 | 0 | 0 | 0 | 45 | 45 | 45 | 45 | 45 | 0 | 0 | 0 | 0 | 3 | 3 | 3 | 3 | 3 | 0 | 0 | 0 | 0 | 0 | 0 | 0 | 0 | 0 | 0 | 0 | 0 | 0 | 57.0198 | 57.0198 | 57.0198 | 57.0198 | 57.0198 | 0% | 0% | 0% | 0% | 36.12% | 36.12% | 36.12% | 36.12% | 36.12% | 0 | 0 | 0 | 0 | 342.1188 | 0 | 0 | 0 | 0 | 0 | 0 | 0 | 0 | 193.1171 | 0 | 0 | 0 | 0 | 212.4289 | 212.4289 | 342.1188 | 376.3307 | Unplanned Build | Potential Build Hydro Small2023SOUT
| 54 | ASHA INTERRUPTIBLE 2016 | Ashanti Group | Interruptible | Interruptible | 0 | 0 | 0 | 0 | 0 | 0 | 0 | 0 | 0 | 0 | 0 | 0 | 0 | 0 | 0 | 0 | 0 | 0 | 0 | 0 | 0 | 0 | 0 | 0 | 0 | 0 | 0 | 0 | 0 | 0 | 0 | 0 | 0 | 0 | 0 | 0 | 0 | 0 | 0 | 0 | 0 | 0 | 0 | 0 | 0 | 129.301 | 212.753 | 0 | 0 | 0 | 0 | 0 | 0 | 0 | 0% | 0% | 0% | 0% | 0% | 0% | 0% | 0% | 0% | [9 empty] | 0 | 0 | 0 | 0 | 0 | 0 | 0 | 0 | 0 | 0 | 0 | 0 | 0 | Unplanned Build | Potential Build Interruptible2016
| 62 | SOUT NUCLEAR 2030 | SouthWest Ghana Group | Uranium | Nuclear | 0 | 0 | 0 | 0 | 0 | 0 | 0 | 49.1326 | 49.1326 | 0 | 0 | 0 | 0 | 0 | 0 | 0 | 4770.1529 | 4770.1529 | 0 | 0 | 0 | 0 | 0 | 0 | 0 | 100 | 100 | 0 | 0 | 0 | 0 | 0 | 0 | 0 | 2.3 | 2.3 | 0 | 0 | 0 | 0 | 0 | 0 | 0 | 13.4147 | 13.4147 | 0 | 0 | 0 | 0 | 0 | 0 | 0 | 573.198 | 573.198 | 0% | 0% | 0% | 0% | 0% | 0% | 0% | 95% | 95% | 0 | 0 | 0 | 0 | 0 | 0 | 0 | 3572.7431 | 0 | 0 | 0 | 0 | 0 | 0 | 0 | 0 | 706.8482 | 0 | 0 | 777.533 | 0 | 3930.0174 | Unplanned Build | Potential Build Nuclear2030
| 63 | ASHA SOLAR PV 2020 | Ashanti Group | Sun | Solar PV | 0 | 0 | 0 | 0 | 0 | 0 | 0 | 0 | 0 | 0 | 0 | 0 | 9.5063 | 34.8564 | 34.8564 | 34.8564 | 34.8564 | 34.8564 | 0 | 0 | 0 | 24.8 | 24.8 | 24.8 | 24.8 | 24.8 | 24.8 | 0 | 0 | 0 | 0 | 0 | 0 | 0 | 0 | 0 | 0 | 0 | 0 | 0 | 0 | 0 | 0 | 0 | 0 | 0 | 0 | 0 | 7.5 | 27.5 | 27.5 | 27.5 | 27.5 | 27.5 | 0% | 0% | 0% | 14.47% | 14.47% | 14.47% | 14.47% | 14.47% | 14.47% | 0 | 0 | 0 | 9.3223 | 24.8594 | 0 | 0 | 0 | 0 | 0 | 0 | 0 | 6.3672 | 14.0325 | 0 | 0 | 0 | 0 | 22.4397 | 22.4397 | 34.1817 | 37.5999 | Unplanned Build | Potential Build Solar PV2020
| 64 | ASHA SOLAR PV 2026 | Ashanti Group | Sun | Solar PV | 0 | 0 | 0 | 0 | 0 | 0 | 0 | 0 | 0 | 0 | 0 | 0 | 0 | 0 | 25.3501 | 25.3501 | 25.3501 | 25.3501 | 0 | 0 | 0 | 0 | 0 | 24.8 | 24.8 | 24.8 | 24.8 | 0 | 0 | 0 | 0 | 0 | 0 | 0 | 0 | 0 | 0 | 0 | 0 | 0 | 0 | 0 | 0 | 0 | 0 | 0 | 0 | 0 | 0 | 0 | 20 | 20 | 20 | 20 | 0% | 0% | 0% | 0% | 0% | 14.47% | 14.47% | 14.47% | 14.47% | 0 | 0 | 0 | 0 | 0 | 20.4006 | 0 | 0 | 0 | 0 | 0 | 0 | 0 | 0 | 8.6519 | 0 | 0 | 0 | 9.517 | 9.517 | 20.4006 | 22.4407 | Unplanned Build | Potential Build Solar PV2026
| 65 | ASHA SOLAR PV 2035 | Ashanti Group | Sun | Solar PV | 0 | 0 | 0 | 0 | 0 | 0 | 0 | 0 | 0 | 0 | 0 | 0 | 0 | 0 | 0 | 0 | 25.3501 | 139.4256 | 0 | 0 | 0 | 0 | 0 | 0 | 0 | 25 | 25 | 0 | 0 | 0 | 0 | 0 | 0 | 0 | 0 | 0 | 0 | 0 | 0 | 0 | 0 | 0 | 0 | 0 | 0 | 0 | 0 | 0 | 0 | 0 | 0 | 0 | 20 | 110 | 0% | 0% | 0% | 0% | 0% | 0% | 0% | 14.47% | 14.47% | 0 | 0 | 0 | 0 | 0 | 0 | 0 | 28.9894 | 130.4521 | 0 | 0 | 0 | 0 | 0 | 0 | 0 | 5.7354 | 16.0255 | 0 | 6.3089 | 0 | 31.8883 | Unplanned Build | Potential Build Solar PV2035
| 66 | SOUT SOLAR PV 2020 | SouthWest Ghana Group | Sun | Solar PV | 0 | 0 | 0 | 0 | 0 | 0 | 0 | 0 | 0 | 0 | 0 | 0 | 19.0126 | 44.3627 | 44.3627 | 44.3627 | 44.3627 | 44.3627 | 0 | 0 | 0 | 24.8 | 24.8 | 24.8 | 24.8 | 24.8 | 24.8 | 0 | 0 | 0 | 0 | 0 | 0 | 0 | 0 | 0 | 0 | 0 | 0 | 0 | 0 | 0 | 0 | 0 | 0 | 0 | 0 | 0 | 15 | 35 | 35 | 35 | 35 | 35 | 0% | 0% | 0% | 14.47% | 14.47% | 14.47% | 14.47% | 14.47% | 14.47% | 0 | 0 | 0 | 18.6446 | 24.8594 | 0 | 0 | 0 | 0 | 0 | 0 | 0 | 12.7345 | 14.0325 | 0 | 0 | 0 | 0 | 29.4437 | 29.4437 | 43.504 | 47.8544 | Unplanned Build | Potential Build Solar PV2020
| 67 | SOUT SOLAR PV 2026 | SouthWest Ghana Group | Sun | Solar PV | 0 | 0 | 0 | 0 | 0 | 0 | 0 | 0 | 0 | 0 | 0 | 0 | 0 | 0 | 25.3501 | 25.3501 | 25.3501 | 25.3501 | 0 | 0 | 0 | 0 | 0 | 24.8 | 24.8 | 24.8 | 24.8 | 0 | 0 | 0 | 0 | 0 | 0 | 0 | 0 | 0 | 0 | 0 | 0 | 0 | 0 | 0 | 0 | 0 | 0 | 0 | 0 | 0 | 0 | 0 | 20 | 20 | 20 | 20 | 0% | 0% | 0% | 0% | 0% | 14.47% | 14.47% | 14.47% | 14.47% | 0 | 0 | 0 | 0 | 0 | 20.4006 | 0 | 0 | 0 | 0 | 0 | 0 | 0 | 0 | 8.6519 | 0 | 0 | 0 | 9.517 | 9.517 | 20.4006 | 22.4407 | Unplanned Build | Potential Build Solar PV2026
| 68 | SOUT SOLAR PV 2035 | SouthWest Ghana Group | Sun | Solar PV | 0 | 0 | 0 | 0 | 0 | 0 | 0 | 0 | 0 | 0 | 0 | 0 | 0 | 0 | 0 | 0 | 25.3501 | 114.0755 | 0 | 0 | 0 | 0 | 0 | 0 | 0 | 25 | 25 | 0 | 0 | 0 | 0 | 0 | 0 | 0 | 0 | 0 | 0 | 0 | 0 | 0 | 0 | 0 | 0 | 0 | 0 | 0 | 0 | 0 | 0 | 0 | 0 | 0 | 20 | 90 | 0% | 0% | 0% | 0% | 0% | 0% | 0% | 14.47% | 14.47% | 0 | 0 | 0 | 0 | 0 | 0 | 0 | 28.9894 | 101.4628 | 0 | 0 | 0 | 0 | 0 | 0 | 0 | 5.7354 | 12.4643 | 0 | 6.3089 | 0 | 31.8883 | Unplanned Build | Potential Build Solar PV2035
| 69 | NORT SOLAR PV 2018 | Northern Ghana Group | Sun | Solar PV | 0 | 0 | 0 | 0 | 0 | 0 | 0 | 0 | 0 | 0 | 0 | 71.598 | 71.598 | 71.598 | 71.598 | 71.598 | 71.598 | 71.598 | 0 | 0 | 24.8 | 24.8 | 24.8 | 24.8 | 24.8 | 24.8 | 24.8 | 0 | 0 | 0 | 0 | 0 | 0 | 0 | 0 | 0 | 0 | 0 | 0 | 0 | 0 | 0 | 0 | 0 | 0 | 0 | 0 | 50 | 50 | 50 | 50 | 50 | 50 | 50 | 0% | 0% | 16.35% | 16.35% | 16.35% | 16.35% | 16.35% | 16.35% | 16.35% | 0 | 0 | 62.15 | 0 | 0 | 0 | 0 | 0 | 0 | 0 | 0 | 46.6942 | 0 | 0 | 0 | 0 | 0 | 0 | 51.3636 | 51.3636 | 62.15 | 68.365 | Unplanned Build | Potential Build Solar PV2018
| 70 | NORT SOLAR PV 2020 | Northern Ghana Group | Sun | Solar PV | 0 | 0 | 0 | 0 | 0 | 0 | 0 | 0 | 0 | 0 | 0 | 0 | 107.3971 | 393.7893 | 393.7893 | 393.7893 | 393.7893 | 393.7893 | 0 | 0 | 0 | 24.8 | 24.8 | 24.8 | 24.8 | 24.8 | 24.8 | 0 | 0 | 0 | 0 | 0 | 0 | 0 | 0 | 0 | 0 | 0 | 0 | 0 | 0 | 0 | 0 | 0 | 0 | 0 | 0 | 0 | 75 | 275 | 275 | 275 | 275 | 275 | 0% | 0% | 0% | 16.35% | 16.35% | 16.35% | 16.35% | 16.35% | 16.35% | 0 | 0 | 0 | 93.2229 | 248.5944 | 0 | 0 | 0 | 0 | 0 | 0 | 0 | 63.6725 | 140.3251 | 0 | 0 | 0 | 0 | 224.3973 | 224.3973 | 341.8173 | 375.999 | Unplanned Build | Potential Build Solar PV2020
| 71 | NORT SOLAR PV 2023 | Northern Ghana Group | Sun | Solar PV | 0 | 0 | 0 | 0 | 0 | 0 | 0 | 0 | 0 | 0 | 0 | 0 | 0 | 143.1961 | 286.3922 | 286.3922 | 286.3922 | 286.3922 | 0 | 0 | 0 | 0 | 24.8 | 24.8 | 24.8 | 24.8 | 24.8 | 0 | 0 | 0 | 0 | 0 | 0 | 0 | 0 | 0 | 0 | 0 | 0 | 0 | 0 | 0 | 0 | 0 | 0 | 0 | 0 | 0 | 0 | 100 | 200 | 200 | 200 | 200 | 0% | 0% | 0% | 0% | 16.35% | 16.35% | 16.35% | 16.35% | 16.35% | 0 | 0 | 0 | 0 | 116.62 | 116.62 | 0 | 0 | 0 | 0 | 0 | 0 | 0 | 65.829 | 49.4583 | 0 | 0 | 0 | 126.816 | 126.816 | 233.24 | 256.564 | Unplanned Build | Potential Build Solar PV2023
| 72 | NORT SOLAR PV 2026 | Northern Ghana Group | Sun | Solar PV | 0 | 0 | 0 | 0 | 0 | 0 | 0 | 0 | 0 | 0 | 0 | 0 | 0 | 0 | 143.1961 | 429.5883 | 429.5883 | 429.5883 | 0 | 0 | 0 | 0 | 0 | 24.8 | 24.8 | 24.8 | 24.8 | 0 | 0 | 0 | 0 | 0 | 0 | 0 | 0 | 0 | 0 | 0 | 0 | 0 | 0 | 0 | 0 | 0 | 0 | 0 | 0 | 0 | 0 | 0 | 100 | 300 | 300 | 300 | 0% | 0% | 0% | 0% | 0% | 16.35% | 16.35% | 16.35% | 16.35% | 0 | 0 | 0 | 0 | 0 | 102.0031 | 204.0063 | 0 | 0 | 0 | 0 | 0 | 0 | 0 | 43.2593 | 65.0027 | 0 | 0 | 47.5852 | 119.0882 | 102.0031 | 336.6104 | Unplanned Build | Potential Build Solar PV2026
| 73 | NORT SOLAR PV 2030 | Northern Ghana Group | Sun | Solar PV | 0 | 0 | 0 | 0 | 0 | 0 | 0 | 0 | 0 | 0 | 0 | 0 | 0 | 0 | 0 | 71.598 | 357.9902 | 357.9902 | 0 | 0 | 0 | 0 | 0 | 0 | 24.8 | 24.8 | 24.8 | 0 | 0 | 0 | 0 | 0 | 0 | 0 | 0 | 0 | 0 | 0 | 0 | 0 | 0 | 0 | 0 | 0 | 0 | 0 | 0 | 0 | 0 | 0 | 0 | 50 | 250 | 250 | 0% | 0% | 0% | 0% | 0% | 0% | 16.35% | 16.35% | 16.35% | 0 | 0 | 0 | 0 | 0 | 0 | 47.1836 | 188.7343 | 0 | 0 | 0 | 0 | 0 | 0 | 0 | 15.0341 | 37.3401 | 0 | 0 | 57.6116 | 0 | 259.5097 | Unplanned Build | Potential Build Solar PV2030
| 74 | NORT SOLAR PV 2035 | Northern Ghana Group | Sun | Solar PV | 0 | 0 | 0 | 0 | 0 | 0 | 0 | 0 | 0 | 0 | 0 | 0 | 0 | 0 | 0 | 0 | 143.1961 | 859.1766 | 0 | 0 | 0 | 0 | 0 | 0 | 0 | 24.8 | 24.8 | 0 | 0 | 0 | 0 | 0 | 0 | 0 | 0 | 0 | 0 | 0 | 0 | 0 | 0 | 0 | 0 | 0 | 0 | 0 | 0 | 0 | 0 | 0 | 0 | 0 | 100 | 600 | 0% | 0% | 0% | 0% | 0% | 0% | 0% | 16.35% | 16.35% | 0 | 0 | 0 | 0 | 0 | 0 | 0 | 144.9468 | 724.734 | 0 | 0 | 0 | 0 | 0 | 0 | 0 | 28.677 | 89.0307 | 0 | 31.5446 | 0 | 159.4415 | Unplanned Build | Potential Build Solar PV2035
| 76 | SOUT SOLAR PV 2020 | SouthEast Ghana Group | Sun | Solar PV | 0 | 0 | 0 | 0 | 0 | 0 | 0 | 0 | 0 | 0 | 0 | 0 | 44.3627 | 171.1132 | 171.1132 | 171.1132 | 171.1132 | 171.1132 | 0 | 0 | 0 | 24.8 | 24.8 | 24.8 | 24.8 | 24.8 | 24.8 | 0 | 0 | 0 | 0 | 0 | 0 | 0 | 0 | 0 | 0 | 0 | 0 | 0 | 0 | 0 | 0 | 0 | 0 | 0 | 0 | 0 | 35 | 135 | 135 | 135 | 135 | 135 | 0% | 0% | 0% | 14.47% | 14.47% | 14.47% | 14.47% | 14.47% | 14.47% | 0 | 0 | 0 | 43.504 | 124.2972 | 0 | 0 | 0 | 0 | 0 | 0 | 0 | 29.7138 | 70.1625 | 0 | 0 | 0 | 0 | 109.864 | 109.864 | 167.8012 | 184.5813 | Unplanned Build | Potential Build Solar PV2020
| 77 | SOUT SOLAR PV 2026 | SouthEast Ghana Group | Sun | Solar PV | 0 | 0 | 0 | 0 | 0 | 0 | 0 | 0 | 0 | 0 | 0 | 0 | 0 | 0 | 63.3753 | 63.3753 | 63.3753 | 63.3753 | 0 | 0 | 0 | 0 | 0 | 24.8 | 24.8 | 24.8 | 24.8 | 0 | 0 | 0 | 0 | 0 | 0 | 0 | 0 | 0 | 0 | 0 | 0 | 0 | 0 | 0 | 0 | 0 | 0 | 0 | 0 | 0 | 0 | 0 | 50 | 50 | 50 | 50 | 0% | 0% | 0% | 0% | 0% | 14.47% | 14.47% | 14.47% | 14.47% | 0 | 0 | 0 | 0 | 0 | 51.0016 | 0 | 0 | 0 | 0 | 0 | 0 | 0 | 0 | 21.6296 | 0 | 0 | 0 | 23.7926 | 23.7926 | 51.0016 | 56.1017 | Unplanned Build | Potential Build Solar PV2026
| 78 | SOUT SOLAR PV 2035 | SouthEast Ghana Group | Sun | Solar PV | 0 | 0 | 0 | 0 | 0 | 0 | 0 | 0 | 0 | 0 | 0 | 0 | 0 | 0 | 0 | 0 | 126.7505 | 570.3773 | 0 | 0 | 0 | 0 | 0 | 0 | 0 | 25 | 25 | 0 | 0 | 0 | 0 | 0 | 0 | 0 | 0 | 0 | 0 | 0 | 0 | 0 | 0 | 0 | 0 | 0 | 0 | 0 | 0 | 0 | 0 | 0 | 0 | 0 | 100 | 450 | 0% | 0% | 0% | 0% | 0% | 0% | 0% | 14.47% | 14.47% | 0 | 0 | 0 | 0 | 0 | 0 | 0 | 144.9468 | 507.3138 | 0 | 0 | 0 | 0 | 0 | 0 | 0 | 28.677 | 62.3215 | 0 | 31.5446 | 0 | 159.4415 | Unplanned Build | Potential Build Solar PV2035
| 80 | SOUT SOLAR PV 2020 | SouthWest Ghana Group | Sun | Solar PV | 0 | 0 | 0 | 0 | 0 | 0 | 0 | 0 | 0 | 0 | 0 | 0 | 57.0377 | 133.088 | 133.088 | 133.088 | 133.088 | 133.088 | 0 | 0 | 0 | 24.8 | 24.8 | 24.8 | 24.8 | 24.8 | 24.8 | 0 | 0 | 0 | 0 | 0 | 0 | 0 | 0 | 0 | 0 | 0 | 0 | 0 | 0 | 0 | 0 | 0 | 0 | 0 | 0 | 0 | 45 | 105 | 105 | 105 | 105 | 105 | 0% | 0% | 0% | 14.47% | 14.47% | 14.47% | 14.47% | 14.47% | 14.47% | 0 | 0 | 0 | 55.9337 | 74.5783 | 0 | 0 | 0 | 0 | 0 | 0 | 0 | 38.2035 | 42.0975 | 0 | 0 | 0 | 0 | 88.3311 | 88.3311 | 130.5121 | 143.5633 | Unplanned Build | Potential Build Solar PV2020
| 81 | SOUT SOLAR PV 2026 | SouthWest Ghana Group | Sun | Solar PV | 0 | 0 | 0 | 0 | 0 | 0 | 0 | 0 | 0 | 0 | 0 | 0 | 0 | 0 | 50.7002 | 50.7002 | 50.7002 | 50.7002 | 0 | 0 | 0 | 0 | 0 | 24.8 | 24.8 | 24.8 | 24.8 | 0 | 0 | 0 | 0 | 0 | 0 | 0 | 0 | 0 | 0 | 0 | 0 | 0 | 0 | 0 | 0 | 0 | 0 | 0 | 0 | 0 | 0 | 0 | 40 | 40 | 40 | 40 | 0% | 0% | 0% | 0% | 0% | 14.47% | 14.47% | 14.47% | 14.47% | 0 | 0 | 0 | 0 | 0 | 40.8013 | 0 | 0 | 0 | 0 | 0 | 0 | 0 | 0 | 17.3037 | 0 | 0 | 0 | 19.0341 | 19.0341 | 40.8013 | 44.8814 | Unplanned Build | Potential Build Solar PV2026
| 82 | SOUT SOLAR PV 2035 | SouthWest Ghana Group | Sun | Solar PV | 0 | 0 | 0 | 0 | 0 | 0 | 0 | 0 | 0 | 0 | 0 | 0 | 0 | 0 | 0 | 0 | 25.3501 | 304.2012 | 0 | 0 | 0 | 0 | 0 | 0 | 0 | 25 | 25 | 0 | 0 | 0 | 0 | 0 | 0 | 0 | 0 | 0 | 0 | 0 | 0 | 0 | 0 | 0 | 0 | 0 | 0 | 0 | 0 | 0 | 0 | 0 | 0 | 0 | 20 | 240 | 0% | 0% | 0% | 0% | 0% | 0% | 0% | 14.47% | 14.47% | 0 | 0 | 0 | 0 | 0 | 0 | 0 | 28.9894 | 318.883 | 0 | 0 | 0 | 0 | 0 | 0 | 0 | 5.7354 | 39.1735 | 0 | 6.3089 | 0 | 31.8883 | Unplanned Build | Potential Build Solar PV2035
| 83 | SOUT SOLAR PV 2020 | SouthEast Ghana Group | Sun | Solar PV | 0 | 0 | 0 | 0 | 0 | 0 | 0 | 0 | 0 | 0 | 0 | 0 | 19.0126 | 19.0126 | 19.0126 | 19.0126 | 19.0126 | 19.0126 | 0 | 0 | 0 | 24.8 | 24.8 | 24.8 | 24.8 | 24.8 | 24.8 | 0 | 0 | 0 | 0 | 0 | 0 | 0 | 0 | 0 | 0 | 0 | 0 | 0 | 0 | 0 | 0 | 0 | 0 | 0 | 0 | 0 | 15 | 15 | 15 | 15 | 15 | 15 | 0% | 0% | 0% | 14.47% | 14.47% | 14.47% | 14.47% | 14.47% | 14.47% | 0 | 0 | 0 | 18.6446 | 0 | 0 | 0 | 0 | 0 | 0 | 0 | 0 | 12.7345 | 0 | 0 | 0 | 0 | 0 | 14.0079 | 14.0079 | 18.6446 | 20.509 | Unplanned Build | Potential Build Solar PV2020
| 84 | SOUT SOLAR PV 2026 | SouthEast Ghana Group | Sun | Solar PV | 0 | 0 | 0 | 0 | 0 | 0 | 0 | 0 | 0 | 0 | 0 | 0 | 0 | 0 | 25.3501 | 25.3501 | 25.3501 | 25.3501 | 0 | 0 | 0 | 0 | 0 | 24.8 | 24.8 | 24.8 | 24.8 | 0 | 0 | 0 | 0 | 0 | 0 | 0 | 0 | 0 | 0 | 0 | 0 | 0 | 0 | 0 | 0 | 0 | 0 | 0 | 0 | 0 | 0 | 0 | 20 | 20 | 20 | 20 | 0% | 0% | 0% | 0% | 0% | 14.47% | 14.47% | 14.47% | 14.47% | 0 | 0 | 0 | 0 | 0 | 20.4006 | 0 | 0 | 0 | 0 | 0 | 0 | 0 | 0 | 8.6519 | 0 | 0 | 0 | 9.517 | 9.517 | 20.4006 | 22.4407 | Unplanned Build | Potential Build Solar PV2026
| 85 | SOUT SOLAR PV 2035 | SouthEast Ghana Group | Sun | Solar PV | 0 | 0 | 0 | 0 | 0 | 0 | 0 | 0 | 0 | 0 | 0 | 0 | 0 | 0 | 0 | 0 | 25.3501 | 76.0503 | 0 | 0 | 0 | 0 | 0 | 0 | 0 | 25 | 25 | 0 | 0 | 0 | 0 | 0 | 0 | 0 | 0 | 0 | 0 | 0 | 0 | 0 | 0 | 0 | 0 | 0 | 0 | 0 | 0 | 0 | 0 | 0 | 0 | 0 | 20 | 60 | 0% | 0% | 0% | 0% | 0% | 0% | 0% | 14.47% | 14.47% | 0 | 0 | 0 | 0 | 0 | 0 | 0 | 28.9894 | 57.9787 | 0 | 0 | 0 | 0 | 0 | 0 | 0 | 5.7354 | 7.1225 | 0 | 6.3089 | 0 | 31.8883 | Unplanned Build | Potential Build Solar PV2035
| 86 | ASHA SOLAR PV WITH STORAGE 2020 | Ashanti Group | Sun + storage | Solar PV + Storage | 0 | 0 | 0 | 0 | 0 | 0 | 0 | 0 | 0 | 0 | 0 | 0 | 0 | 12.675 | 12.675 | 12.675 | 12.675 | 12.675 | 0 | 0 | 0 | 0 | 28 | 28 | 28 | 28 | 28 | 0 | 0 | 0 | 0 | 0 | 0 | 0 | 0 | 0 | 0 | 0 | 0 | 0 | 0 | 0 | 0 | 0 | 0 | 0 | 0 | 0 | 0 | 10 | 10 | 10 | 10 | 10 | 0% | 0% | 0% | 0% | 14.47% | 14.47% | 14.47% | 14.47% | 14.47% | 0 | 0 | 0 | 0 | 18.2125 | 0 | 0 | 0 | 0 | 0 | 0 | 0 | 0 | 10.2805 | 0 | 0 | 0 | 0 | 11.3085 | 11.3085 | 18.2125 | 20.0337 | Unplanned Build | Potential Build Solar PV with storage2020
| 89 | SOUT SOLAR PV WITH STORAGE 2020 | SouthWest Ghana Group | Sun + storage | Solar PV + Storage | 0 | 0 | 0 | 0 | 0 | 0 | 0 | 0 | 0 | 0 | 0 | 0 | 0 | 12.675 | 12.675 | 12.675 | 12.675 | 12.675 | 0 | 0 | 0 | 0 | 28 | 28 | 28 | 28 | 28 | 0 | 0 | 0 | 0 | 0 | 0 | 0 | 0 | 0 | 0 | 0 | 0 | 0 | 0 | 0 | 0 | 0 | 0 | 0 | 0 | 0 | 0 | 10 | 10 | 10 | 10 | 10 | 0% | 0% | 0% | 0% | 14.47% | 14.47% | 14.47% | 14.47% | 14.47% | 0 | 0 | 0 | 0 | 18.2125 | 0 | 0 | 0 | 0 | 0 | 0 | 0 | 0 | 10.2805 | 0 | 0 | 0 | 0 | 11.3085 | 11.3085 | 18.2125 | 20.0337 | Unplanned Build | Potential Build Solar PV with storage2020
| 92 | NORT SOLAR PV WITH STORAGE 2020 | Northern Ghana Group | Sun + storage | Solar PV + Storage | 0 | 0 | 0 | 0 | 0 | 0 | 0 | 0 | 0 | 0 | 0 | 0 | 0 | 126.7505 | 126.7505 | 126.7505 | 126.7505 | 126.7505 | 0 | 0 | 0 | 0 | 28 | 28 | 28 | 28 | 28 | 0 | 0 | 0 | 0 | 0 | 0 | 0 | 0 | 0 | 0 | 0 | 0 | 0 | 0 | 0 | 0 | 0 | 0 | 0 | 0 | 0 | 0 | 100 | 100 | 100 | 100 | 100 | 0% | 0% | 0% | 0% | 14.47% | 14.47% | 14.47% | 14.47% | 14.47% | 0 | 0 | 0 | 0 | 182.125 | 0 | 0 | 0 | 0 | 0 | 0 | 0 | 0 | 102.8048 | 0 | 0 | 0 | 0 | 113.0853 | 113.0853 | 182.125 | 200.3375 | Unplanned Build | Potential Build Solar PV with storage2020
| 95 | SOUT SOLAR PV WITH STORAGE 2020 | SouthEast Ghana Group | Sun + storage | Solar PV + Storage | 0 | 0 | 0 | 0 | 0 | 0 | 0 | 0 | 0 | 0 | 0 | 0 | 0 | 50.7002 | 50.7002 | 50.7002 | 50.7002 | 50.7002 | 0 | 0 | 0 | 0 | 28 | 28 | 28 | 28 | 28 | 0 | 0 | 0 | 0 | 0 | 0 | 0 | 0 | 0 | 0 | 0 | 0 | 0 | 0 | 0 | 0 | 0 | 0 | 0 | 0 | 0 | 0 | 40 | 40 | 40 | 40 | 40 | 0% | 0% | 0% | 0% | 14.47% | 14.47% | 14.47% | 14.47% | 14.47% | 0 | 0 | 0 | 0 | 72.85 | 0 | 0 | 0 | 0 | 0 | 0 | 0 | 0 | 41.1219 | 0 | 0 | 0 | 0 | 45.2341 | 45.2341 | 72.85 | 80.135 | Unplanned Build | Potential Build Solar PV with storage2020
| 98 | SOUT SOLAR PV WITH STORAGE 2020 | SouthWest Ghana Group | Sun + storage | Solar PV + Storage | 0 | 0 | 0 | 0 | 0 | 0 | 0 | 0 | 0 | 0 | 0 | 0 | 0 | 38.0251 | 38.0251 | 38.0251 | 38.0251 | 38.0251 | 0 | 0 | 0 | 0 | 28 | 28 | 28 | 28 | 28 | 0 | 0 | 0 | 0 | 0 | 0 | 0 | 0 | 0 | 0 | 0 | 0 | 0 | 0 | 0 | 0 | 0 | 0 | 0 | 0 | 0 | 0 | 30 | 30 | 30 | 30 | 30 | 0% | 0% | 0% | 0% | 14.47% | 14.47% | 14.47% | 14.47% | 14.47% | 0 | 0 | 0 | 0 | 54.6375 | 0 | 0 | 0 | 0 | 0 | 0 | 0 | 0 | 30.8414 | 0 | 0 | 0 | 0 | 33.9256 | 33.9256 | 54.6375 | 60.1013 | Unplanned Build | Potential Build Solar PV with storage2020
| 104 | SOUT WIND TURBINE 2020 | SouthEast Ghana Group | Wind | Wind | 0 | 0 | 0 | 0 | 0 | 0 | 0 | 0 | 0 | 0 | 0 | 0 | 175.1525 | 350.305 | 700.61 | 700.61 | 700.61 | 700.61 | 0 | 0 | 0 | 46.71 | 46.71 | 46.71 | 46.71 | 46.71 | 46.71 | 0 | 0 | 0 | 0 | 0 | 0 | 0 | 0 | 0 | 0 | 0 | 0 | 0 | 0 | 0 | 0 | 0 | 0 | 0 | 0 | 0 | 75 | 150 | 300 | 300 | 300 | 300 | 0% | 0% | 0% | 26.66% | 26.66% | 26.66% | 26.66% | 26.66% | 26.66% | 0 | 0 | 0 | 130.7634 | 130.7634 | 261.5268 | 0 | 0 | 0 | 0 | 0 | 0 | 89.3132 | 73.8125 | 110.9129 | 0 | 0 | 0 | 301.4425 | 301.4425 | 523.0536 | 575.359 | Unplanned Build | Potential Build Wind2020
| 105 | SOUT WIND TURBINE 2026 | SouthEast Ghana Group | Wind | Wind | 0 | 0 | 0 | 0 | 0 | 0 | 0 | 0 | 0 | 0 | 0 | 0 | 0 | 0 | 350.305 | 759.5594 | 993.096 | 993.096 | 0 | 0 | 0 | 0 | 0 | 46.71 | 46.71 | 46.71 | 46.71 | 0 | 0 | 0 | 0 | 0 | 0 | 0 | 0 | 0 | 0 | 0 | 0 | 0 | 0 | 0 | 0 | 0 | 0 | 0 | 0 | 0 | 0 | 0 | 150 | 325.242 | 425.242 | 425.242 | 0% | 0% | 0% | 0% | 0% | 26.66% | 26.66% | 26.66% | 26.66% | 0 | 0 | 0 | 0 | 0 | 162.8452 | 190.2488 | 108.5635 | 0 | 0 | 0 | 0 | 0 | 0 | 69.0623 | 60.6191 | 21.4787 | 0 | 75.9685 | 166.2762 | 162.8452 | 507.8234 | Unplanned Build | Potential Build Wind2026
| 106 | SOUT WIND TURBINE 2035 | SouthEast Ghana Group | Wind | Wind | 0 | 0 | 0 | 0 | 0 | 0 | 0 | 0 | 0 | 0 | 0 | 0 | 0 | 0 | 0 | 0 | 467.0734 | 467.0734 | 0 | 0 | 0 | 0 | 0 | 0 | 0 | 47 | 47 | 0 | 0 | 0 | 0 | 0 | 0 | 0 | 0 | 0 | 0 | 0 | 0 | 0 | 0 | 0 | 0 | 0 | 0 | 0 | 0 | 0 | 0 | 0 | 0 | 0 | 200 | 200 | 0% | 0% | 0% | 0% | 0% | 0% | 0% | 26.66% | 26.66% | 0 | 0 | 0 | 0 | 0 | 0 | 0 | 302.9574 | 0 | 0 | 0 | 0 | 0 | 0 | 0 | 0 | 59.9385 | 0 | 0 | 65.9324 | 0 | 333.2532 | Unplanned Build | Potential Build Wind2035
[6 empty] | 0 | 0 | 0 | 0 | 0 | 0 | 0 |  |  | 0 | 0 | 0 | 0 | 0 | 0 | 0 |  |  | 0 | 0 | 0 | 0 | 0 | 0 | 0 |  |  | 0 | 0 | 0 | 0 | 0 | 0 | 0 |  |  | 0 | 0 | 0 | 0 | 0 | 0 | 0 |  |  | 0 | 0 | 0 | 0 | 0 | 0 | 0 |  |  | 0 | 0 | 0 | 0 | 0 | 0 | 0

## LowREHighCost
Back to Contents | [77 empty] | 90.91% | 82.64% | 75.13% | 68.3% | 56.45% | 42.41% | 31.86% | 19.78% | 12.28% | Cap Cost NPV |  | Cap Cost -- no NPV
|  | Plant Name |  |  |  | FUEL CONSUMPTION | [8 empty] | GENERATION | [8 empty] | FOM (USD/kW-yr | [8 empty] | VOM (USD/MWh) | [8 empty] | Fuel Cost (USD/MWh) | [8 empty] | Available Capacity | [8 empty] | Capacity Factors | [8 empty] | Total Capital Cost | [8 empty] | Total Capital Cost (NPV) | [8 empty] | 1613.2151 | 2827.0396 | 2739.076 | 8681.7471 | Unplanned? | Plant Name
| UnitID |  | Model Region | Fuel Type | Capacity Type | 2017 | 2018 | 2019 | 2020 | 2023 | 2026 | 2030 | 2035 | 2040 | 2017 | 2018 | 2019 | 2020 | 2023 | 2026 | 2030 | 2035 | 2040 | 2017 | 2018 | 2019 | 2020 | 2023 | 2026 | 2030 | 2035 | 2040 | 2017 | 2018 | 2019 | 2020 | 2023 | 2026 | 2030 | 2035 | 2040 | 2017 | 2018 | 2019 | 2020 | 2023 | 2026 | 2030 | 2035 | 2040 | 2017 | 2018 | 2019 | 2020 | 2023 | 2026 | 2030 | 2035 | 2040 | 2017 | 2018 | 2019 | 2020 | 2023 | 2026 | 2030 | 2035 | 2040 | 2017 | 2018 | 2019 | 2020 | 2023 | 2026 | 2030 | 2035 | 2040 | 2017 | 2018 | 2019 | 2020 | 2023 | 2026 | 2030 | 2035 | 2040 | 10-year | 20-year | 10-year | 20-year
| 1 | CENIT | SouthEast Ghana Group | Oil | Oil Combustion | 0 | 0 | 0 | 0 | 0 | 0 | 0 | 0 | 0 | 0 | 0 | 0 | 0 | 0 | 0 | 0 | 0 | 0 | 11.83 | 11.83 | 11.83 | 11.83 | 11.83 | 11.83 | 11.83 | 0 | 0 | 0 | 0 | 0 | 0 | 0 | 0 | 0 | 0 | 0 | 0 | 0 | 0 | 0 | 0 | 0 | 0 | 0 | 0 | 100 | 100 | 100 | 100 | 100 | 100 | 100 | 0 | 0 | 0% | 0% | 0% | 0% | 0% | 0% | 0% | 0% | 0% | [9 empty] | 0 | 0 | 0 | 0 | 0 | 0 | 0 | 0 | 0 | 0 | 0 | 0 | 0 | Existing & Under Const. Plant
| 2 | Trojan 2B | SouthEast Ghana Group | Oil | Oil Combustion | 0.26958 | 0 | 0 | 0 | 0 | 0 | 0 | 0 | 0 | 31.941 | 0 | 0 | 0 | 0 | 0 | 0 | 0 | 0 | 34 | 34 | 34 | 34 | 0 | 0 | 0 | 0 | 0 | 5.5 | 0 | 0 | 0 | 0 | 0 | 0 | 0 | 0 | 97.9957 | 0 | 0 | 0 | 0 | 0 | 0 | 0 | 0 | 16.25 | 16.25 | 16.25 | 16.25 | 0 | 0 | 0 | 0 | 0 | 22.44% | 0% | 0% | 0% | 0% | 0% | 0% | 0% | 0% | [9 empty] | 0 | 0 | 0 | 0 | 0 | 0 | 0 | 0 | 0 | 0 | 0 | 0 | 0 | Existing & Under Const. Plant
| 3 | Trojan 2A | Ashanti Group | Oil | Oil Combustion | 0.26958 | 0 | 0 | 0 | 0 | 0 | 0 | 0 | 0 | 31.941 | 0 | 0 | 0 | 0 | 0 | 0 | 0 | 0 | 34 | 34 | 34 | 34 | 0 | 0 | 0 | 0 | 0 | 5.5 | 0 | 0 | 0 | 0 | 0 | 0 | 0 | 0 | 108.8196 | 0 | 0 | 0 | 0 | 0 | 0 | 0 | 0 | 16.25 | 16.25 | 16.25 | 16.25 | 0 | 0 | 0 | 0 | 0 | 22.44% | 0% | 0% | 0% | 0% | 0% | 0% | 0% | 0% | [9 empty] | 0 | 0 | 0 | 0 | 0 | 0 | 0 | 0 | 0 | 0 | 0 | 0 | 0 | Existing & Under Const. Plant
| 4 | GP Tarkwa Plant | SouthWest Ghana Group | Oil | Oil Combustion | 0 | 0 | 0 | 0 | 0 | 0.0032533 | 0.02773 | 0.021605 | 0.1022 | 0 | 0 | 0 | 0 | 0 | 0.32776 | 2.7937 | 2.1766 | 10.2966 | 17.5 | 17.5 | 17.5 | 17.5 | 17.5 | 17.5 | 17.5 | 17.5 | 17.5 | 0 | 0 | 0 | 0 | 0 | 3.5 | 3.5 | 3.5 | 3.5 | 0 | 0 | 0 | 0 | 0 | 180.3753 | 180.3753 | 180.3753 | 180.3753 | 33 | 33 | 33 | 33 | 33 | 33 | 33 | 33 | 33 | 0% | 0% | 0% | 0% | 0% | 0.1134% | 0.9664% | 0.7529% | 3.562% | [9 empty] | 0 | 0 | 0 | 0 | 0 | 0 | 0 | 0 | 0 | 0 | 0 | 0 | 0 | Existing & Under Const. Plant
| 5 | GP Chirano Plant | SouthWest Ghana Group | Oil | Oil Combustion | 0 | 0 | 0 | 0 | 0 | 0 | 0 | 0 | 0 | 0 | 0 | 0 | 0 | 0 | 0 | 0 | 0 | 0 | 17.5 | 17.5 | 17.5 | 17.5 | 17.5 | 17.5 | 17.5 | 17.5 | 17.5 | 0 | 0 | 0 | 0 | 0 | 0 | 0 | 0 | 0 | 0 | 0 | 0 | 0 | 0 | 0 | 0 | 0 | 0 | 30 | 30 | 30 | 30 | 30 | 30 | 30 | 30 | 30 | 0% | 0% | 0% | 0% | 0% | 0% | 0% | 0% | 0% | [9 empty] | 0 | 0 | 0 | 0 | 0 | 0 | 0 | 0 | 0 | 0 | 0 | 0 | 0 | Existing & Under Const. Plant
| 6 | GP Darmang Plant | SouthWest Ghana Group | Oil | Oil Combustion | 0 | 0 | 0 | 0 | 0 | 0 | 0 | 0.0096145 | 0.027936 | 0 | 0 | 0 | 0 | 0 | 0 | 0 | 0.90447 | 2.628 | 17.5 | 17.5 | 17.5 | 17.5 | 17.5 | 17.5 | 17.5 | 17.5 | 17.5 | 0 | 0 | 0 | 0 | 0 | 0 | 0 | 3.5 | 3.5 | 0 | 0 | 0 | 0 | 0 | 0 | 0 | 193.1684 | 193.1684 | 25.5 | 25.5 | 25.5 | 25.5 | 25.5 | 25.5 | 25.5 | 25.5 | 25.5 | 0% | 0% | 0% | 0% | 0% | 0% | 0% | 0.4049% | 1.176% | [9 empty] | 0 | 0 | 0 | 0 | 0 | 0 | 0 | 0 | 0 | 0 | 0 | 0 | 0 | Existing & Under Const. Plant
| 7 | SAPP 2 | SouthEast Ghana Group | Oil/Gas | Oil/Gas Combined Cycle | 9.6 | 22.9737 | 10.3887 | 7.7484 | 23.5117 | 23.5117 | 23.5117 | 23.4718 | 20.1624 | 1230.7631 | 2945.3489 | 1331.8856 | 993.3853 | 3014.3159 | 3014.316 | 3014.316 | 3009.2059 | 2584.924 | 16 | 16 | 16 | 16 | 16 | 16 | 16 | 16 | 16 | 3.5 | 3.5 | 3.5 | 3.5 | 3.5 | 3.5 | 3.5 | 3.5 | 3.5 | 70.9394 | 62.6576 | 64.8913 | 64.7653 | 66.1486 | 76.5967 | 88.3602 | 122.9218 | 127.2344 | 370 | 370 | 370 | 370 | 370 | 370 | 370 | 370 | 370 | 37.97% | 90.87% | 41.09% | 30.65% | 93% | 93% | 93% | 92.84% | 79.75% | [9 empty] | 0 | 0 | 0 | 0 | 0 | 0 | 0 | 0 | 0 | 0 | 0 | 0 | 0 | Existing & Under Const. Plant
| 8 | Cenpower | SouthEast Ghana Group | Oil/Gas | Oil/Gas Combined Cycle | 0 | 0.071594 | 2.2362 | 0 | 16.3031 | 21.6884 | 21.6884 | 18.9159 | 10.8859 | 0 | 9.1436 | 285.5935 | 0 | 2082.132 | 2769.912 | 2769.912 | 2415.8224 | 1390.284 | 0 | 16 | 16 | 16 | 16 | 16 | 16 | 16 | 16 | 0 | 3.5 | 3.5 | 0 | 3.5 | 3.5 | 3.5 | 3.5 | 3.5 | 0 | 62.6917 | 65.1409 | 0 | 90.9154 | 89.5056 | 95.9956 | 123.3946 | 129.2844 | 0 | 340 | 340 | 340 | 340 | 340 | 340 | 340 | 340 | 0% | 0.307% | 9.589% | 0% | 69.91% | 93% | 93% | 81.11% | 46.68% | [9 empty] | 0 | 0 | 0 | 0 | 0 | 0 | 0 | 0 | 0 | 0 | 0 | 0 | 0 | Existing & Under Const. Plant
| 9 | KarpowerShip 1 | SouthEast Ghana Group | Oil/Gas | Oil/Gas Combined Cycle | 14.837 | 0 | 0 | 0 | 0 | 0 | 0 | 0 | 0 | 1942.0128 | 0 | 0 | 0 | 0 | 0 | 0 | 0 | 0 | 177.828 | 0 | 0 | 0 | 0 | 0 | 0 | 0 | 0 | 3.5 | 0 | 0 | 0 | 0 | 0 | 0 | 0 | 0 | 67.7182 | 0 | 0 | 0 | 0 | 0 | 0 | 0 | 0 | 247 | 0 | 0 | 0 | 0 | 0 | 0 | 0 | 0 | 89.75% | 0% | 0% | 0% | 0% | 0% | 0% | 0% | 0% | [9 empty] | 0 | 0 | 0 | 0 | 0 | 0 | 0 | 0 | 0 | 0 | 0 | 0 | 0 | Existing & Under Const. Plant
| 10 | AKSA | SouthEast Ghana Group | Oil/Gas | Oil/Gas Combined Cycle | 10.1595 | 0 | 12.7624 | 0 | 0 | 0 | 13.4295 | 0.78441 | 0.98705 | 1195.236 | 0 | 1501.4562 | 0 | 0 | 0 | 1579.9356 | 92.2834 | 116.1232 | 16 | 16 | 16 | 16 | 16 | 16 | 16 | 16 | 16 | 3.5 | 0 | 3.5 | 0 | 0 | 0 | 3.5 | 3.5 | 3.5 | 75.3409 | 0 | 70.7149 | 0 | 0 | 0 | 120.9941 | 95.2252 | 140.1933 | 250 | 375 | 375 | 375 | 375 | 375 | 375 | 375 | 375 | 54.58% | 0% | 45.71% | 0% | 0% | 0% | 48.1% | 2.809% | 3.535% | [9 empty] | 0 | 0 | 0 | 0 | 0 | 0 | 0 | 0 | 0 | 0 | 0 | 0 | 0 | Existing & Under Const. Plant
| 11 | TAPCO (T1) | SouthWest Ghana Group | Oil/Gas | Oil/Gas Combined Cycle | 11.645 | 17.1872 | 0 | 17.1872 | 17.1872 | 15.6213 | 17.1872 | 7.9106 | 1.7087 | 1496.2078 | 2208.3 | 0 | 2208.3 | 2208.2987 | 2007.103 | 2208.2996 | 1016.3924 | 219.5415 | 18.7 | 18.7 | 18.7 | 18.7 | 18.7 | 18.7 | 18.7 | 18.7 | 18.7 | 5 | 5 | 0 | 5 | 5 | 5 | 5 | 5 | 5 | 59.3779 | 62.3154 | 0 | 64.6242 | 61.2801 | 62.3592 | 63.0192 | 62.5775 | 61.5635 | 305 | 305 | 305 | 305 | 305 | 305 | 305 | 305 | 305 | 56% | 82.65% | 0% | 82.65% | 82.65% | 75.12% | 82.65% | 38.04% | 8.217% | [9 empty] | 0 | 0 | 0 | 0 | 0 | 0 | 0 | 0 | 0 | 0 | 0 | 0 | 0 | Existing & Under Const. Plant
| 12 | TICO (T2) | SouthWest Ghana Group | Oil/Gas | Oil/Gas Combined Cycle | 17.7346 | 17.7346 | 9.5854 | 17.7346 | 17.7346 | 17.7346 | 17.7346 | 17.7346 | 4.4989 | 2382.7203 | 2382.72 | 1287.8389 | 2382.72 | 2382.7196 | 2382.7203 | 2382.72 | 2382.72 | 604.4519 | 30.94 | 30.94 | 30.94 | 30.94 | 30.94 | 30.94 | 30.94 | 30.94 | 30.94 | 4.9 | 4.9 | 4.9 | 4.9 | 4.9 | 4.9 | 4.9 | 4.9 | 4.9 | 54.9219 | 59.5931 | 61.9213 | 61.8011 | 58.603 | 59.635 | 60.2662 | 59.8438 | 58.8741 | 320 | 320 | 320 | 320 | 320 | 320 | 320 | 320 | 320 | 85% | 85% | 45.94% | 85% | 85% | 85% | 85% | 85% | 21.56% | [9 empty] | 0 | 0 | 0 | 0 | 0 | 0 | 0 | 0 | 0 | 0 | 0 | 0 | 0 | Existing & Under Const. Plant
| 13 | Amandi | SouthWest Ghana Group | Oil/Gas | Oil/Gas Combined Cycle | 0 | 0 | 8.0946 | 0 | 0.085205 | 2.5775 | 11.9575 | 1.5569 | 0.10905 | 0 | 0 | 987.1488 | 0 | 10.3909 | 314.3301 | 1458.2327 | 189.8688 | 13.2992 | 0 | 0 | 30.94 | 30.94 | 30.94 | 30.94 | 30.94 | 30.94 | 30.94 | 0 | 0 | 4.9 | 0 | 4.9 | 4.9 | 4.9 | 4.9 | 4.9 | 0 | 0 | 68.2191 | 0 | 64.5633 | 65.7003 | 66.3957 | 65.9303 | 64.862 | 0 | 0 | 190 | 190 | 190 | 190 | 190 | 190 | 190 | 0% | 0% | 59.31% | 0% | 0.6243% | 18.89% | 87.61% | 11.41% | 0.799% | [9 empty] | 0 | 0 | 0 | 0 | 0 | 0 | 0 | 0 | 0 | 0 | 0 | 0 | 0 | Existing & Under Const. Plant
| 14 | KarpowerShip 2 | SouthWest Ghana Group | Oil/Gas | Oil/Gas Combined Cycle | 0 | 24.5592 | 31.8841 | 30.5313 | 0 | 0 | 0 | 0 | 0 | 0 | 2884.5634 | 3744.9 | 3586.0075 | 0 | 0 | 0 | 0 | 0 | 0 | 177.828 | 177.828 | 177.828 | 177.828 | 0 | 0 | 0 | 0 | 0 | 3.5 | 3.5 | 3.5 | 0 | 0 | 0 | 0 | 0 | 0 | 68.1682 | 70.8314 | 70.6939 | 0 | 0 | 0 | 0 | 0 | 0 | 450 | 450 | 450 | 450 | 0 | 0 | 0 | 0 | 0% | 73.18% | 95% | 90.97% | 0% | 0% | 0% | 0% | 0% | [9 empty] | 0 | 0 | 0 | 0 | 0 | 0 | 0 | 0 | 0 | 0 | 0 | 0 | 0 | Existing & Under Const. Plant
| 15 | Early Power | SouthEast Ghana Group | Oil/Gas | Oil/Gas Combustion | 0 | 0 | 6.3834 | 23.0656 | 23.0656 | 23.0656 | 23.0656 | 23.0656 | 22.8778 | 0 | 0 | 851.1252 | 3075.417 | 3075.417 | 3075.417 | 3075.4171 | 3075.417 | 3050.3715 | 0 | 0 | 16 | 16 | 16 | 16 | 16 | 16 | 16 | 0 | 0 | 3.5 | 3.5 | 3.5 | 3.5 | 3.5 | 3.5 | 3.5 | 0 | 0 | 62.3955 | 62.2744 | 59.4789 | 73.2715 | 100.7259 | 118.194 | 123.8125 | 0 | 0 | 377.5 | 377.5 | 377.5 | 377.5 | 377.5 | 377.5 | 377.5 | 0% | 0% | 25.74% | 93% | 93% | 93% | 93% | 93% | 92.24% | [9 empty] | 0 | 0 | 0 | 0 | 0 | 0 | 0 | 0 | 0 | 0 | 0 | 0 | 0 | Existing & Under Const. Plant
| 16 | TT1PP | SouthEast Ghana Group | Oil/Gas | Oil/Gas Combustion | 0 | 0 | 0 | 0 | 0 | 0 | 0 | 0 | 0 | 0 | 0 | 0 | 0 | 0 | 0 | 0 | 0 | 0 | 14.3 | 14.3 | 14.3 | 14.3 | 14.3 | 14.3 | 14.3 | 14.3 | 14.3 | 0 | 0 | 0 | 0 | 0 | 0 | 0 | 0 | 0 | 0 | 0 | 0 | 0 | 0 | 0 | 0 | 0 | 0 | 100 | 100 | 100 | 100 | 100 | 100 | 100 | 100 | 100 | 0% | 0% | 0% | 0% | 0% | 0% | 0% | 0% | 0% | [9 empty] | 0 | 0 | 0 | 0 | 0 | 0 | 0 | 0 | 0 | 0 | 0 | 0 | 0 | Existing & Under Const. Plant
| 17 | KTPP | SouthEast Ghana Group | Oil/Gas | Oil/Gas Combustion | 0.33667 | 0 | 0.12347 | 0 | 0 | 0 | 0 | 0 | 0 | 30.8874 | 0 | 11.3274 | 0 | 0 | 0 | 0 | 0 | 0 | 12.3 | 12.3 | 12.3 | 12.3 | 12.3 | 12.3 | 12.3 | 12.3 | 12.3 | 3.5 | 0 | 3.5 | 0 | 0 | 0 | 0 | 0 | 0 | 126.5585 | 0 | 90.6815 | 0 | 0 | 0 | 0 | 0 | 0 | 200 | 200 | 200 | 200 | 200 | 200 | 200 | 200 | 200 | 1.763% | 0% | 0.6465% | 0% | 0% | 0% | 0% | 0% | 0% | [9 empty] | 0 | 0 | 0 | 0 | 0 | 0 | 0 | 0 | 0 | 0 | 0 | 0 | 0 | Existing & Under Const. Plant
| 18 | Trojan 1 | SouthEast Ghana Group | Oil/Gas | Oil/Gas Combustion | 0.41408 | 0 | 0 | 0 | 0 | 0 | 0 | 0 | 0 | 49.0614 | 0 | 0 | 0 | 0 | 0 | 0 | 0 | 0 | 34 | 34 | 34 | 34 | 0 | 0 | 0 | 0 | 0 | 5.5 | 0 | 0 | 0 | 0 | 0 | 0 | 0 | 0 | 97.9957 | 0 | 0 | 0 | 0 | 0 | 0 | 0 | 0 | 24.96 | 24.96 | 24.96 | 24.96 | 0 | 0 | 0 | 0 | 0 | 22.44% | 0% | 0% | 0% | 0% | 0% | 0% | 0% | 0% | [9 empty] | 0 | 0 | 0 | 0 | 0 | 0 | 0 | 0 | 0 | 0 | 0 | 0 | 0 | Existing & Under Const. Plant
| 19 | MRP | SouthEast Ghana Group | Oil/Gas | Oil/Gas Combustion | 0 | 0 | 0 | 0 | 0 | 0 | 0 | 0 | 0 | 0 | 0 | 0 | 0 | 0 | 0 | 0 | 0 | 0 | 12.5737 | 12.5737 | 12.5737 | 12.5737 | 12.5737 | 12.5737 | 12.5737 | 12.5737 | 12.5737 | 0 | 0 | 0 | 0 | 0 | 0 | 0 | 0 | 0 | 0 | 0 | 0 | 0 | 0 | 0 | 0 | 0 | 0 | 70 | 70 | 70 | 70 | 70 | 70 | 70 | 70 | 70 | 0% | 0% | 0% | 0% | 0% | 0% | 0% | 0% | 0% | [9 empty] | 0 | 0 | 0 | 0 | 0 | 0 | 0 | 0 | 0 | 0 | 0 | 0 | 0 | Existing & Under Const. Plant
| 20 | Safisana | SouthEast Ghana Group | Biogas | Biogas | 0.010052 | 0.010052 | 0 | 0 | 0.010052 | 0.010052 | 0.010052 | 0.010052 | 0.010052 | 0.7446 | 0.7446 | 0 | 0 | 0.7446 | 0.7446 | 0.7446 | 0.7446 | 0.7446 | 35 | 35 | 35 | 35 | 35 | 35 | 35 | 35 | 35 | 4.2 | 4.2 | 0 | 0 | 4.2 | 4.2 | 4.2 | 4.2 | 4.2 | 40.5 | 40.5 | 0 | 0 | 40.5 | 40.5 | 40.5 | 40.5 | 40.5 | 0.1 | 0.1 | 0.1 | 0.1 | 0.1 | 0.1 | 0.1 | 0.1 | 0.1 | 85% | 85% | 0% | 0% | 85% | 85% | 85% | 85% | 85% | [9 empty] | 0 | 0 | 0 | 0 | 0 | 0 | 0 | 0 | 0 | 0 | 0 | 0 | 0 | Existing & Under Const. Plant
| 21 | TT2PP | SouthEast Ghana Group | Gas | Gas Combustion Turbine | 0.53258 | 0 | 0 | 0 | 0 | 0 | 0.025599 | 0 | 0 | 54.7924 | 0 | 0 | 0 | 0 | 0 | 2.6336 | 0 | 0 | 12.1007 | 12.1007 | 12.1007 | 12.1007 | 12.1007 | 12.1007 | 12.1007 | 12.1007 | 12.1007 | 4.5 | 0 | 0 | 0 | 0 | 0 | 4.5 | 0 | 0 | 79.8984 | 0 | 0 | 0 | 0 | 0 | 78.7032 | 0 | 0 | 45 | 45 | 45 | 45 | 45 | 45 | 45 | 45 | 45 | 13.9% | 0% | 0% | 0% | 0% | 0% | 0.6681% | 0% | 0% | [9 empty] | 0 | 0 | 0 | 0 | 0 | 0 | 0 | 0 | 0 | 0 | 0 | 0 | 0 | Existing & Under Const. Plant
| 22 | SAPP 1 | SouthEast Ghana Group | Gas | Gas Combustion Turbine | 3.0668 | 0 | 0 | 0 | 0 | 0 | 0.26622 | 0.035422 | 0.010617 | 328.6987 | 0 | 0 | 0 | 0 | 0 | 28.5335 | 3.7966 | 1.1379 | 11.83 | 11.83 | 11.83 | 11.83 | 11.83 | 11.83 | 11.83 | 11.83 | 11.83 | 4.5 | 0 | 0 | 0 | 0 | 0 | 4.5 | 4.5 | 4.5 | 76.6926 | 0 | 0 | 0 | 0 | 0 | 98.1665 | 75.2587 | 154.6995 | 180 | 180 | 180 | 180 | 180 | 180 | 180 | 180 | 180 | 20.85% | 0% | 0% | 0% | 0% | 0% | 1.81% | 0.2408% | 0.07217% | [9 empty] | 0 | 0 | 0 | 0 | 0 | 0 | 0 | 0 | 0 | 0 | 0 | 0 | 0 | Existing & Under Const. Plant
| 23 | Trojan 3 | SouthEast Ghana Group | Gas | Gas Combustion Turbine | 0 | 0 | 0 | 0 | 0 | 0 | 0 | 0 | 0 | 0 | 0 | 0 | 0 | 0 | 0 | 0 | 0 | 0 | 0 | 34 | 34 | 34 | 0 | 0 | 0 | 0 | 0 | 0 | 0 | 0 | 0 | 0 | 0 | 0 | 0 | 0 | 0 | 0 | 0 | 0 | 0 | 0 | 0 | 0 | 0 | 0 | 49.92 | 49.92 | 49.92 | 0 | 0 | 0 | 0 | 0 | 0% | 0% | 0% | 0% | 0% | 0% | 0% | 0% | 0% | [9 empty] | 0 | 0 | 0 | 0 | 0 | 0 | 0 | 0 | 0 | 0 | 0 | 0 | 0 | Existing & Under Const. Plant
| 24 | Ameri_2016 | SouthWest Ghana Group | Gas | Gas Combustion Turbine | 0.43824 | 0 | 18.427 | 0 | 0 | 0 | 0 | 0 | 0 | 43.1252 | 0 | 1813.32 | 0 | 0 | 0 | 0 | 0 | 0 | 14.54 | 14.54 | 14.54 | 14.54 | 0 | 0 | 0 | 0 | 0 | 5 | 0 | 5 | 0 | 0 | 0 | 0 | 0 | 0 | 74.9854 | 0 | 84.5417 | 0 | 0 | 0 | 0 | 0 | 0 | 230 | 230 | 230 | 230 | 0 | 0 | 0 | 0 | 0 | 2.14% | 0% | 90% | 0% | 0% | 0% | 0% | 0% | 0% | [9 empty] | 0 | 0 | 0 | 0 | 0 | 0 | 0 | 0 | 0 | 0 | 0 | 0 | 0 | Existing & Under Const. Plant
| 25 | Ameri_2021 | SouthWest Ghana Group | Gas | Gas Combustion Turbine | 0 | 0 | 0 | 0 | 0 | 0 | 0.013161 | 0 | 0 | 0 | 0 | 0 | 0 | 0 | 0 | 1.2951 | 0 | 0 | 0 | 0 | 0 | 0 | 14.54 | 14.54 | 14.54 | 14.54 | 14.54 | 0 | 0 | 0 | 0 | 0 | 0 | 4.17 | 0 | 0 | 0 | 0 | 0 | 0 | 0 | 0 | 82.282 | 0 | 0 | 0 | 0 | 0 | 0 | 230 | 230 | 230 | 230 | 230 | 0% | 0% | 0% | 0% | 0% | 0% | 0.06428% | 0% | 0% | [9 empty] | 0 | 0 | 0 | 0 | 0 | 0 | 0 | 0 | 0 | 0 | 0 | 0 | 0 | Existing & Under Const. Plant
| 26 | Bui | Northern Ghana Group | Water | Hydro | 0 | 0 | 0 | 0 | 0 | 0 | 0 | 0 | 0 | 669.5863 | 669.5863 | 669.5861 | 669.5862 | 669.586 | 669.5865 | 669.5863 | 669.5864 | 669.5862 | 27.74 | 27.74 | 27.74 | 27.74 | 27.74 | 27.74 | 27.74 | 27.74 | 27.74 | 1.63 | 1.63 | 1.63 | 1.63 | 1.63 | 1.63 | 1.63 | 1.63 | 1.63 | 0 | 0 | 0 | 0 | 0 | 0 | 0 | 0 | 0 | 330 | 330 | 330 | 330 | 330 | 330 | 330 | 330 | 330 | 23.16% | 23.16% | 23.16% | 23.16% | 23.16% | 23.16% | 23.16% | 23.16% | 23.16% | [9 empty] | 0 | 0 | 0 | 0 | 0 | 0 | 0 | 0 | 0 | 0 | 0 | 0 | 0 | Existing & Under Const. Plant
| 27 | Akosombo | SouthEast Ghana Group | Water | Hydro | 0 | 0 | 0 | 0 | 0 | 0 | 0 | 0 | 0 | 3681.6893 | 3681.6887 | 4016.3888 | 4016.3882 | 4434.7616 | 4434.762 | 4434.7617 | 4434.7619 | 4434.7622 | 9.16 | 9.16 | 9.16 | 9.16 | 9.16 | 9.16 | 9.16 | 9.16 | 9.16 | 0.98 | 0.98 | 0.98 | 0.98 | 0.98 | 0.98 | 0.98 | 0.98 | 0.98 | 0 | 0 | 0 | 0 | 0 | 0 | 0 | 0 | 0 | 900 | 900 | 900 | 900 | 900 | 900 | 900 | 900 | 900 | 46.7% | 46.7% | 50.94% | 50.94% | 56.25% | 56.25% | 56.25% | 56.25% | 56.25% | [9 empty] | 0 | 0 | 0 | 0 | 0 | 0 | 0 | 0 | 0 | 0 | 0 | 0 | 0 | Existing & Under Const. Plant
| 28 | Kpong | SouthEast Ghana Group | Water | Hydro | 0 | 0 | 0 | 0 | 0 | 0 | 0 | 0 | 0 | 722.7073 | 722.7074 | 788.408 | 788.4081 | 870.5339 | 870.5339 | 870.534 | 870.5339 | 870.5341 | 9.16 | 9.16 | 9.16 | 9.16 | 9.16 | 9.16 | 9.16 | 9.16 | 9.16 | 0.98 | 0.98 | 0.98 | 0.98 | 0.98 | 0.98 | 0.98 | 0.98 | 0.98 | 0 | 0 | 0 | 0 | 0 | 0 | 0 | 0 | 0 | 140 | 140 | 140 | 140 | 140 | 140 | 140 | 140 | 140 | 58.93% | 58.93% | 64.29% | 64.29% | 70.98% | 70.98% | 70.98% | 70.98% | 70.98% | [9 empty] | 0 | 0 | 0 | 0 | 0 | 0 | 0 | 0 | 0 | 0 | 0 | 0 | 0 | Existing & Under Const. Plant
| 29 | Cote d'Ivoire Dummy | Cote d'Ivoire | Water | Hydro | 0 | 0 | 0 | 0 | 0 | 0 | 0 | 0 | 0 | 814.6799 | 814.68 | 10 | 562.6923 | 814.6799 | 814.6804 | 814.6792 | 814.6801 | 814.6794 | 0 | 0 | 0 | 0 | 0 | 0 | 0 | 0 | 0 | 10 | 10 | 10 | 10 | 10 | 10 | 10 | 10 | 10 | 0 | 0 | 0 | 0 | 0 | 0 | 0 | 0 | 0 | 150 | 150 | 150 | 150 | 150 | 150 | 150 | 150 | 150 | 62% | 62% | 0.761% | 42.82% | 62% | 62% | 62% | 62% | 62% | [9 empty] | 0 | 0 | 0 | 0 | 0 | 0 | 0 | 0 | 0 | 0 | 0 | 0 | 0 | Existing & Under Const. Plant
| 30 | Burkina Dummy | Burkina Group | Water | Hydro | 0 | 0 | 0 | 0 | 0 | 0 | 0 | 0 | 0 | 0.438 | 0.438 | 0.438 | 0.438 | 4.818 | 4.818 | 4.818 | 4.818 | 4.818 | 0 | 0 | 0 | 0 | 0 | 0 | 0 | 0 | 0 | 10 | 10 | 10 | 10 | 10 | 10 | 10 | 10 | 10 | 0 | 0 | 0 | 0 | 0 | 0 | 0 | 0 | 0 | 10 | 10 | 10 | 10 | 110 | 110 | 110 | 110 | 110 | 0.5% | 0.5% | 0.5% | 0.5% | 0.5% | 0.5% | 0.5% | 0.5% | 0.5% | [9 empty] | 0 | 0 | 0 | 0 | 0 | 0 | 0 | 0 | 0 | 0 | 0 | 0 | 0 | Existing & Under Const. Plant
| 31 | VRA Solar | Northern Ghana Group | Sun | Solar PV | 0 | 0 | 0 | 0 | 0 | 0 | 0 | 0 | 0 | 2.7132 | 2.7132 | 2.7132 | 2.7132 | 2.7132 | 2.7132 | 2.7132 | 2.7132 | 2.7132 | 0 | 0 | 0 | 0 | 0 | 0 | 0 | 0 | 0 | 0 | 0 | 0 | 0 | 0 | 0 | 0 | 0 | 0 | 0 | 0 | 0 | 0 | 0 | 0 | 0 | 0 | 0 | 1.8 | 1.8 | 1.8 | 1.8 | 1.8 | 1.8 | 1.8 | 1.8 | 1.8 | 17.21% | 17.21% | 17.21% | 17.21% | 17.21% | 17.21% | 17.21% | 17.21% | 17.21% | [9 empty] | 0 | 0 | 0 | 0 | 0 | 0 | 0 | 0 | 0 | 0 | 0 | 0 | 0 | Existing & Under Const. Plant
| 32 | BXC Solar | SouthEast Ghana Group | Sun | Solar PV | 0 | 0 | 0 | 0 | 0 | 0 | 0 | 0 | 0 | 24.0159 | 24.0159 | 24.0159 | 24.0159 | 24.0159 | 24.0159 | 24.0159 | 24.0159 | 0 | 0 | 0 | 0 | 0 | 0 | 0 | 0 | 0 | 0 | 0 | 0 | 0 | 0 | 0 | 0 | 0 | 0 | 0 | 0 | 0 | 0 | 0 | 0 | 0 | 0 | 0 | 0 | 18 | 18 | 18 | 18 | 18 | 18 | 18 | 18 | 0 | 15.23% | 15.23% | 15.23% | 15.23% | 15.23% | 15.23% | 15.23% | 15.23% | 0% | [9 empty] | 0 | 0 | 0 | 0 | 0 | 0 | 0 | 0 | 0 | 0 | 0 | 0 | 0 | Existing & Under Const. Plant
| 37 | ASHA BIOMASS 2020 | Ashanti Group | Biomass | Biomass Combustion | 0 | 0 | 0 | 0 | 1.0052 | 1.0052 | 1.0052 | 1.0052 | 1.0052 | 0 | 0 | 0 | 0 | 74.46 | 74.46 | 74.46 | 74.46 | 74.46 | 0 | 0 | 0 | 0 | 130 | 130 | 130 | 130 | 130 | 0 | 0 | 0 | 0 | 4.5 | 4.5 | 4.5 | 4.5 | 4.5 | 0 | 0 | 0 | 0 | 67.5 | 67.5 | 67.5 | 67.5 | 67.5 | 0 | 0 | 0 | 0 | 10 | 10 | 10 | 10 | 10 | 0% | 0% | 0% | 0% | 85% | 85% | 85% | 85% | 85% | 0 | 0 | 0 | 0 | 32 | 0 | 0 | 0 | 0 | 0 | 0 | 0 | 0 | 18.0632 | 0 | 0 | 0 | 0 | 19.8695 | 19.8695 | 32 | 35.2 | Unplanned Build | Potential Build Biomass Combustion2020
| 38 | NORT BIOMASS 2018 | Northern Ghana Group | Biomass | Biomass Combustion | 0 | 0 | 0 | 0 | 6.0313 | 6.0313 | 6.0313 | 6.0313 | 6.0313 | 0 | 0 | 0 | 0 | 446.76 | 446.76 | 446.76 | 446.76 | 446.76 | 0 | 0 | 0 | 0 | 130 | 130 | 130 | 130 | 130 | 0 | 0 | 0 | 0 | 4.5 | 4.5 | 4.5 | 4.5 | 4.5 | 0 | 0 | 0 | 0 | 67.5 | 67.5 | 67.5 | 67.5 | 67.5 | 0 | 0 | 0 | 0 | 60 | 60 | 60 | 60 | 60 | 0% | 0% | 0% | 0% | 85% | 85% | 85% | 85% | 85% | 0 | 0 | 0 | 0 | 192 | 0 | 0 | 0 | 0 | 0 | 0 | 0 | 0 | 108.379 | 0 | 0 | 0 | 0 | 119.2169 | 119.2169 | 192 | 211.2 | Unplanned Build | Potential Build Biomass Combustion2018
| 39 | SOUT BIOMASS 2018 | SouthEast Ghana Group | Biomass | Biomass Combustion | 0 | 0 | 0 | 0 | 1.0052 | 1.0052 | 1.0052 | 1.0052 | 1.0052 | 0 | 0 | 0 | 0 | 74.46 | 74.46 | 74.46 | 74.46 | 74.46 | 0 | 0 | 0 | 0 | 130 | 130 | 130 | 130 | 130 | 0 | 0 | 0 | 0 | 4.5 | 4.5 | 4.5 | 4.5 | 4.5 | 0 | 0 | 0 | 0 | 67.5 | 67.5 | 67.5 | 67.5 | 67.5 | 0 | 0 | 0 | 0 | 10 | 10 | 10 | 10 | 10 | 0% | 0% | 0% | 0% | 85% | 85% | 85% | 85% | 85% | 0 | 0 | 0 | 0 | 32 | 0 | 0 | 0 | 0 | 0 | 0 | 0 | 0 | 18.0632 | 0 | 0 | 0 | 0 | 19.8695 | 19.8695 | 32 | 35.2 | Unplanned Build | Potential Build Biomass Combustion2018
| 40 | SOUT BIOMASS 2018 | SouthWest Ghana Group | Biomass | Biomass Combustion | 0 | 0 | 0 | 0 | 1.5078 | 1.5078 | 1.5078 | 1.5078 | 1.5078 | 0 | 0 | 0 | 0 | 111.69 | 111.69 | 111.69 | 111.69 | 111.69 | 0 | 0 | 0 | 0 | 130 | 130 | 130 | 130 | 130 | 0 | 0 | 0 | 0 | 4.5 | 4.5 | 4.5 | 4.5 | 4.5 | 0 | 0 | 0 | 0 | 67.5 | 67.5 | 67.5 | 67.5 | 67.5 | 0 | 0 | 0 | 0 | 15 | 15 | 15 | 15 | 15 | 0% | 0% | 0% | 0% | 85% | 85% | 85% | 85% | 85% | 0 | 0 | 0 | 0 | 48 | 0 | 0 | 0 | 0 | 0 | 0 | 0 | 0 | 27.0947 | 0 | 0 | 0 | 0 | 29.8042 | 29.8042 | 48 | 52.8 | Unplanned Build | Potential Build Biomass Combustion2018
| 41 | SOUT COAL STEAM TURBINE 2023 | SouthWest Ghana Group | Coal | Coal Steam Turbine | 0 | 0 | 0 | 0 | 0 | 7.5667 | 7.5667 | 7.5667 | 7.5667 | 0 | 0 | 0 | 0 | 0 | 859.8492 | 859.8492 | 859.8492 | 859.8492 | 0 | 0 | 0 | 0 | 0 | 65 | 65 | 65 | 65 | 0 | 0 | 0 | 0 | 0 | 6.034 | 6.034 | 6.034 | 6.034 | 0 | 0 | 0 | 0 | 0 | 33.629 | 34.2066 | 35.7871 | 37.2557 | 0 | 0 | 0 | 0 | 0 | 115.478 | 115.478 | 115.478 | 115.478 | 0% | 0% | 0% | 0% | 0% | 85% | 85% | 85% | 85% | 0 | 0 | 0 | 0 | 0 | 364.2176 | 0 | 0 | 0 | 0 | 0 | 0 | 0 | 0 | 154.4638 | 0 | 0 | 0 | 169.9102 | 169.9102 | 364.2176 | 400.6394 | Unplanned Build | Potential Build Coal2023
| 43 | SOUT COMBINED CYCLE 2020 | SouthWest Ghana Group | Oil/Gas | Oil/Gas Combined Cycle | 0 | 0 | 0 | 0 | 9.7208 | 9.7208 | 9.7208 | 9.7208 | 12.2704 | 0 | 0 | 0 | 0 | 1340.7968 | 1340.7966 | 1340.7969 | 1340.7968 | 1692.4758 | 0 | 0 | 0 | 0 | 15 | 15 | 15 | 15 | 15 | 0 | 0 | 0 | 0 | 3.48 | 3.48 | 3.48 | 3.48 | 3.48 | 0 | 0 | 0 | 0 | 57.0834 | 93.0565 | 81.1721 | 95.3957 | 120.2113 | 0 | 0 | 0 | 0 | 170.065 | 170.065 | 170.065 | 170.065 | 214.6724 | 0% | 0% | 0% | 0% | 90% | 90% | 90% | 90% | 90% | 0 | 0 | 0 | 0 | 177.0377 | 0 | 0 | 0 | 46.4363 | 0 | 0 | 0 | 0 | 99.9331 | 0 | 0 | 0 | 5.7045 | 109.9265 | 109.9265 | 177.0377 | 194.7414 | Unplanned Build | Potential Build Oil/Gas Combined Cycle2020
| 45 | SOUT COMBINED CYCLE 2019 | SouthEast Ghana Group | Oil/Gas | Oil/Gas Combined Cycle | 0 | 0 | 0 | 0 | 5.3104 | 5.3104 | 5.3104 | 44.5641 | 115.9077 | 0 | 0 | 0 | 0 | 732.4648 | 732.4647 | 732.4648 | 6146.7781 | 15987.2628 | 0 | 0 | 0 | 0 | 15 | 15 | 15 | 15 | 15 | 0 | 0 | 0 | 0 | 3.48 | 3.48 | 3.48 | 3.48 | 3.48 | 0 | 0 | 0 | 0 | 60.9647 | 71.857 | 92.372 | 83.537 | 115.0631 | 0 | 0 | 0 | 0 | 92.9052 | 92.9052 | 92.9052 | 779.6522 | 2027.8122 | 0% | 0% | 0% | 0% | 90% | 90% | 90% | 90% | 90% | 0 | 0 | 0 | 0 | 96.7143 | 0 | 0 | 714.9036 | 1299.3346 | 0 | 0 | 0 | 0 | 54.5927 | 0 | 0 | 141.4399 | 159.618 | 60.052 | 215.6358 | 96.7143 | 892.7797 | Unplanned Build | Potential Build Oil/Gas Combined Cycle2019
| 53 | SOUT HYDRO SMALL 2023 | SouthWest Ghana Group | Water | Hydro | 0 | 0 | 0 | 0 | 0 | 0 | 0 | 0 | 0 | 0 | 0 | 0 | 0 | 212.2847 | 212.2847 | 212.2847 | 212.2847 | 212.2847 | 0 | 0 | 0 | 0 | 45 | 45 | 45 | 45 | 45 | 0 | 0 | 0 | 0 | 3 | 3 | 3 | 3 | 3 | 0 | 0 | 0 | 0 | 0 | 0 | 0 | 0 | 0 | 0 | 0 | 0 | 0 | 57.0198 | 57.0198 | 57.0198 | 57.0198 | 57.0198 | 0% | 0% | 0% | 0% | 42.5% | 42.5% | 42.5% | 42.5% | 42.5% | 0 | 0 | 0 | 0 | 228.0792 | 0 | 0 | 0 | 0 | 0 | 0 | 0 | 0 | 128.7448 | 0 | 0 | 0 | 0 | 141.6192 | 141.6192 | 228.0792 | 250.8871 | Unplanned Build | Potential Build Hydro Small2023SOUT
| 54 | ASHA INTERRUPTIBLE 2016 | Ashanti Group | Interruptible | Interruptible | 0 | 0 | 0 | 0 | 0 | 0 | 0 | 0 | 0 | 0 | 0 | 0 | 0 | 0 | 0 | 0 | 0 | 0 | 0 | 0 | 0 | 0 | 0 | 0 | 0 | 0 | 0 | 0 | 0 | 0 | 0 | 0 | 0 | 0 | 0 | 0 | 0 | 0 | 0 | 0 | 0 | 0 | 0 | 0 | 0 | 129.301 | 217.102 | 0 | 0 | 0 | 0 | 0 | 0 | 0 | 0% | 0% | 0% | 0% | 0% | 0% | 0% | 0% | 0% | [9 empty] | 0 | 0 | 0 | 0 | 0 | 0 | 0 | 0 | 0 | 0 | 0 | 0 | 0 | Unplanned Build | Potential Build Interruptible2016
| 62 | SOUT NUCLEAR 2030 | SouthWest Ghana Group | Uranium | Nuclear | 0 | 0 | 0 | 0 | 0 | 0 | 0 | 39.4392 | 39.4392 | 0 | 0 | 0 | 0 | 0 | 0 | 0 | 3829.0486 | 3829.0486 | 0 | 0 | 0 | 0 | 0 | 0 | 0 | 100 | 100 | 0 | 0 | 0 | 0 | 0 | 0 | 0 | 2.3 | 2.3 | 0 | 0 | 0 | 0 | 0 | 0 | 0 | 13.4147 | 13.4147 | 0 | 0 | 0 | 0 | 0 | 0 | 0 | 460.112 | 460.112 | 0% | 0% | 0% | 0% | 0% | 0% | 0% | 95% | 95% | 0 | 0 | 0 | 0 | 0 | 0 | 0 | 2867.8781 | 0 | 0 | 0 | 0 | 0 | 0 | 0 | 0 | 567.3944 | 0 | 0 | 624.1338 | 0 | 3154.6659 | Unplanned Build | Potential Build Nuclear2030
| 63 | ASHA SOLAR PV 2020 | Ashanti Group | Sun | Solar PV | 0 | 0 | 0 | 0 | 0 | 0 | 0 | 0 | 0 | 0 | 0 | 0 | 9.5063 | 34.8564 | 34.8564 | 34.8564 | 34.8564 | 34.8564 | 0 | 0 | 0 | 24.8 | 24.8 | 24.8 | 24.8 | 24.8 | 24.8 | 0 | 0 | 0 | 0 | 0 | 0 | 0 | 0 | 0 | 0 | 0 | 0 | 0 | 0 | 0 | 0 | 0 | 0 | 0 | 0 | 0 | 7.5 | 27.5 | 27.5 | 27.5 | 27.5 | 27.5 | 0% | 0% | 0% | 14.47% | 14.47% | 14.47% | 14.47% | 14.47% | 14.47% | 0 | 0 | 0 | 6.7702 | 18.054 | 0 | 0 | 0 | 0 | 0 | 0 | 0 | 4.6242 | 10.191 | 0 | 0 | 0 | 0 | 16.2967 | 16.2967 | 24.8242 | 27.3067 | Unplanned Build | Potential Build Solar PV2020
| 64 | ASHA SOLAR PV 2026 | Ashanti Group | Sun | Solar PV | 0 | 0 | 0 | 0 | 0 | 0 | 0 | 0 | 0 | 0 | 0 | 0 | 0 | 0 | 25.3501 | 76.0503 | 101.4004 | 101.4004 | 0 | 0 | 0 | 0 | 0 | 24.8 | 24.8 | 24.8 | 24.8 | 0 | 0 | 0 | 0 | 0 | 0 | 0 | 0 | 0 | 0 | 0 | 0 | 0 | 0 | 0 | 0 | 0 | 0 | 0 | 0 | 0 | 0 | 0 | 20 | 60 | 80 | 80 | 0% | 0% | 0% | 0% | 0% | 14.47% | 14.47% | 14.47% | 14.47% | 0 | 0 | 0 | 0 | 0 | 14.814 | 29.6281 | 14.814 | 0 | 0 | 0 | 0 | 0 | 0 | 6.2826 | 9.4404 | 2.9309 | 0 | 6.9109 | 20.5193 | 14.814 | 65.1818 | Unplanned Build | Potential Build Solar PV2026
| 65 | ASHA SOLAR PV 2035 | Ashanti Group | Sun | Solar PV | 0 | 0 | 0 | 0 | 0 | 0 | 0 | 0 | 0 | 0 | 0 | 0 | 0 | 0 | 0 | 0 | 25.3501 | 139.4256 | 0 | 0 | 0 | 0 | 0 | 0 | 0 | 25 | 25 | 0 | 0 | 0 | 0 | 0 | 0 | 0 | 0 | 0 | 0 | 0 | 0 | 0 | 0 | 0 | 0 | 0 | 0 | 0 | 0 | 0 | 0 | 0 | 0 | 0 | 20 | 110 | 0% | 0% | 0% | 0% | 0% | 0% | 0% | 14.47% | 14.47% | 0 | 0 | 0 | 0 | 0 | 0 | 0 | 17.2757 | 77.7406 | 0 | 0 | 0 | 0 | 0 | 0 | 0 | 3.4179 | 9.5501 | 0 | 3.7597 | 0 | 19.0032 | Unplanned Build | Potential Build Solar PV2035
| 66 | SOUT SOLAR PV 2020 | SouthWest Ghana Group | Sun | Solar PV | 0 | 0 | 0 | 0 | 0 | 0 | 0 | 0 | 0 | 0 | 0 | 0 | 19.0126 | 44.3627 | 44.3627 | 44.3627 | 44.3627 | 44.3627 | 0 | 0 | 0 | 24.8 | 24.8 | 24.8 | 24.8 | 24.8 | 24.8 | 0 | 0 | 0 | 0 | 0 | 0 | 0 | 0 | 0 | 0 | 0 | 0 | 0 | 0 | 0 | 0 | 0 | 0 | 0 | 0 | 0 | 15 | 35 | 35 | 35 | 35 | 35 | 0% | 0% | 0% | 14.47% | 14.47% | 14.47% | 14.47% | 14.47% | 14.47% | 0 | 0 | 0 | 13.5405 | 18.054 | 0 | 0 | 0 | 0 | 0 | 0 | 0 | 9.2483 | 10.191 | 0 | 0 | 0 | 0 | 21.3833 | 21.3833 | 31.5945 | 34.7539 | Unplanned Build | Potential Build Solar PV2020
| 67 | SOUT SOLAR PV 2026 | SouthWest Ghana Group | Sun | Solar PV | 0 | 0 | 0 | 0 | 0 | 0 | 0 | 0 | 0 | 0 | 0 | 0 | 0 | 0 | 25.3501 | 50.7002 | 63.3753 | 63.3753 | 0 | 0 | 0 | 0 | 0 | 24.8 | 24.8 | 24.8 | 24.8 | 0 | 0 | 0 | 0 | 0 | 0 | 0 | 0 | 0 | 0 | 0 | 0 | 0 | 0 | 0 | 0 | 0 | 0 | 0 | 0 | 0 | 0 | 0 | 20 | 40 | 50 | 50 | 0% | 0% | 0% | 0% | 0% | 14.47% | 14.47% | 14.47% | 14.47% | 0 | 0 | 0 | 0 | 0 | 14.814 | 14.814 | 7.407 | 0 | 0 | 0 | 0 | 0 | 0 | 6.2826 | 4.7202 | 1.4654 | 0 | 6.9109 | 13.7151 | 14.814 | 40.7386 | Unplanned Build | Potential Build Solar PV2026
| 68 | SOUT SOLAR PV 2035 | SouthWest Ghana Group | Sun | Solar PV | 0 | 0 | 0 | 0 | 0 | 0 | 0 | 0 | 0 | 0 | 0 | 0 | 0 | 0 | 0 | 0 | 25.3501 | 114.0755 | 0 | 0 | 0 | 0 | 0 | 0 | 0 | 25 | 25 | 0 | 0 | 0 | 0 | 0 | 0 | 0 | 0 | 0 | 0 | 0 | 0 | 0 | 0 | 0 | 0 | 0 | 0 | 0 | 0 | 0 | 0 | 0 | 0 | 0 | 20 | 90 | 0% | 0% | 0% | 0% | 0% | 0% | 0% | 14.47% | 14.47% | 0 | 0 | 0 | 0 | 0 | 0 | 0 | 17.2757 | 60.4649 | 0 | 0 | 0 | 0 | 0 | 0 | 0 | 3.4179 | 7.4279 | 0 | 3.7597 | 0 | 19.0032 | Unplanned Build | Potential Build Solar PV2035
| 69 | NORT SOLAR PV 2018 | Northern Ghana Group | Sun | Solar PV | 0 | 0 | 0 | 0 | 0 | 0 | 0 | 0 | 0 | 0 | 0 | 71.598 | 71.598 | 71.598 | 71.598 | 71.598 | 71.598 | 71.598 | 0 | 0 | 24.8 | 24.8 | 24.8 | 24.8 | 24.8 | 24.8 | 24.8 | 0 | 0 | 0 | 0 | 0 | 0 | 0 | 0 | 0 | 0 | 0 | 0 | 0 | 0 | 0 | 0 | 0 | 0 | 0 | 0 | 50 | 50 | 50 | 50 | 50 | 50 | 50 | 0% | 0% | 16.35% | 16.35% | 16.35% | 16.35% | 16.35% | 16.35% | 16.35% | 0 | 0 | 62.15 | 0 | 0 | 0 | 0 | 0 | 0 | 0 | 0 | 46.6942 | 0 | 0 | 0 | 0 | 0 | 0 | 51.3636 | 51.3636 | 62.15 | 68.365 | Unplanned Build | Potential Build Solar PV2018
| 70 | NORT SOLAR PV 2020 | Northern Ghana Group | Sun | Solar PV | 0 | 0 | 0 | 0 | 0 | 0 | 0 | 0 | 0 | 0 | 0 | 0 | 107.3971 | 393.7893 | 393.7893 | 393.7893 | 393.7893 | 393.7893 | 0 | 0 | 0 | 24.8 | 24.8 | 24.8 | 24.8 | 24.8 | 24.8 | 0 | 0 | 0 | 0 | 0 | 0 | 0 | 0 | 0 | 0 | 0 | 0 | 0 | 0 | 0 | 0 | 0 | 0 | 0 | 0 | 0 | 75 | 275 | 275 | 275 | 275 | 275 | 0% | 0% | 0% | 16.35% | 16.35% | 16.35% | 16.35% | 16.35% | 16.35% | 0 | 0 | 0 | 67.7025 | 180.54 | 0 | 0 | 0 | 0 | 0 | 0 | 0 | 46.2417 | 101.9101 | 0 | 0 | 0 | 0 | 162.967 | 162.967 | 248.2425 | 273.0668 | Unplanned Build | Potential Build Solar PV2020
| 71 | NORT SOLAR PV 2023 | Northern Ghana Group | Sun | Solar PV | 0 | 0 | 0 | 0 | 0 | 0 | 0 | 0 | 0 | 0 | 0 | 0 | 0 | 143.1961 | 286.3922 | 286.3922 | 286.3922 | 286.3922 | 0 | 0 | 0 | 0 | 24.8 | 24.8 | 24.8 | 24.8 | 24.8 | 0 | 0 | 0 | 0 | 0 | 0 | 0 | 0 | 0 | 0 | 0 | 0 | 0 | 0 | 0 | 0 | 0 | 0 | 0 | 0 | 0 | 0 | 100 | 200 | 200 | 200 | 200 | 0% | 0% | 0% | 0% | 16.35% | 16.35% | 16.35% | 16.35% | 16.35% | 0 | 0 | 0 | 0 | 84.6945 | 84.6945 | 0 | 0 | 0 | 0 | 0 | 0 | 0 | 47.8078 | 35.9187 | 0 | 0 | 0 | 92.0992 | 92.0992 | 169.389 | 186.3279 | Unplanned Build | Potential Build Solar PV2023
| 72 | NORT SOLAR PV 2026 | Northern Ghana Group | Sun | Solar PV | 0 | 0 | 0 | 0 | 0 | 0 | 0 | 0 | 0 | 0 | 0 | 0 | 0 | 0 | 143.1961 | 429.5883 | 429.5883 | 429.5883 | 0 | 0 | 0 | 0 | 0 | 24.8 | 24.8 | 24.8 | 24.8 | 0 | 0 | 0 | 0 | 0 | 0 | 0 | 0 | 0 | 0 | 0 | 0 | 0 | 0 | 0 | 0 | 0 | 0 | 0 | 0 | 0 | 0 | 0 | 100 | 300 | 300 | 300 | 0% | 0% | 0% | 0% | 0% | 16.35% | 16.35% | 16.35% | 16.35% | 0 | 0 | 0 | 0 | 0 | 74.0702 | 148.1404 | 0 | 0 | 0 | 0 | 0 | 0 | 0 | 31.413 | 47.2021 | 0 | 0 | 34.5543 | 86.4766 | 74.0702 | 244.4317 | Unplanned Build | Potential Build Solar PV2026
| 73 | NORT SOLAR PV 2030 | Northern Ghana Group | Sun | Solar PV | 0 | 0 | 0 | 0 | 0 | 0 | 0 | 0 | 0 | 0 | 0 | 0 | 0 | 0 | 0 | 71.598 | 357.9902 | 357.9902 | 0 | 0 | 0 | 0 | 0 | 0 | 24.8 | 24.8 | 24.8 | 0 | 0 | 0 | 0 | 0 | 0 | 0 | 0 | 0 | 0 | 0 | 0 | 0 | 0 | 0 | 0 | 0 | 0 | 0 | 0 | 0 | 0 | 0 | 0 | 50 | 250 | 250 | 0% | 0% | 0% | 0% | 0% | 0% | 16.35% | 16.35% | 16.35% | 0 | 0 | 0 | 0 | 0 | 0 | 34.2626 | 137.0506 | 0 | 0 | 0 | 0 | 0 | 0 | 0 | 10.9171 | 27.1147 | 0 | 0 | 41.835 | 0 | 188.4445 | Unplanned Build | Potential Build Solar PV2030
| 74 | NORT SOLAR PV 2035 | Northern Ghana Group | Sun | Solar PV | 0 | 0 | 0 | 0 | 0 | 0 | 0 | 0 | 0 | 0 | 0 | 0 | 0 | 0 | 0 | 0 | 143.1961 | 859.1766 | 0 | 0 | 0 | 0 | 0 | 0 | 0 | 24.8 | 24.8 | 0 | 0 | 0 | 0 | 0 | 0 | 0 | 0 | 0 | 0 | 0 | 0 | 0 | 0 | 0 | 0 | 0 | 0 | 0 | 0 | 0 | 0 | 0 | 0 | 0 | 100 | 600 | 0% | 0% | 0% | 0% | 0% | 0% | 0% | 16.35% | 16.35% | 0 | 0 | 0 | 0 | 0 | 0 | 0 | 86.3784 | 431.892 | 0 | 0 | 0 | 0 | 0 | 0 | 0 | 17.0895 | 53.0562 | 0 | 18.7985 | 0 | 95.0162 | Unplanned Build | Potential Build Solar PV2035
| 76 | SOUT SOLAR PV 2020 | SouthEast Ghana Group | Sun | Solar PV | 0 | 0 | 0 | 0 | 0 | 0 | 0 | 0 | 0 | 0 | 0 | 0 | 44.3627 | 171.1132 | 171.1132 | 171.1132 | 171.1132 | 171.1132 | 0 | 0 | 0 | 24.8 | 24.8 | 24.8 | 24.8 | 24.8 | 24.8 | 0 | 0 | 0 | 0 | 0 | 0 | 0 | 0 | 0 | 0 | 0 | 0 | 0 | 0 | 0 | 0 | 0 | 0 | 0 | 0 | 0 | 35 | 135 | 135 | 135 | 135 | 135 | 0% | 0% | 0% | 14.47% | 14.47% | 14.47% | 14.47% | 14.47% | 14.47% | 0 | 0 | 0 | 31.5945 | 90.27 | 0 | 0 | 0 | 0 | 0 | 0 | 0 | 21.5795 | 50.9551 | 0 | 0 | 0 | 0 | 79.788 | 79.788 | 121.8645 | 134.051 | Unplanned Build | Potential Build Solar PV2020
| 77 | SOUT SOLAR PV 2026 | SouthEast Ghana Group | Sun | Solar PV | 0 | 0 | 0 | 0 | 0 | 0 | 0 | 0 | 0 | 0 | 0 | 0 | 0 | 0 | 63.3753 | 443.6268 | 570.3773 | 570.3773 | 0 | 0 | 0 | 0 | 0 | 24.8 | 24.8 | 24.8 | 24.8 | 0 | 0 | 0 | 0 | 0 | 0 | 0 | 0 | 0 | 0 | 0 | 0 | 0 | 0 | 0 | 0 | 0 | 0 | 0 | 0 | 0 | 0 | 0 | 50 | 350 | 450 | 450 | 0% | 0% | 0% | 0% | 0% | 14.47% | 14.47% | 14.47% | 14.47% | 0 | 0 | 0 | 0 | 0 | 37.0351 | 222.2106 | 74.0702 | 0 | 0 | 0 | 0 | 0 | 0 | 15.7065 | 70.8031 | 14.6544 | 0 | 17.2771 | 111.2804 | 37.0351 | 366.6475 | Unplanned Build | Potential Build Solar PV2026
| 78 | SOUT SOLAR PV 2035 | SouthEast Ghana Group | Sun | Solar PV | 0 | 0 | 0 | 0 | 0 | 0 | 0 | 0 | 0 | 0 | 0 | 0 | 0 | 0 | 0 | 0 | 126.7505 | 570.3773 | 0 | 0 | 0 | 0 | 0 | 0 | 0 | 25 | 25 | 0 | 0 | 0 | 0 | 0 | 0 | 0 | 0 | 0 | 0 | 0 | 0 | 0 | 0 | 0 | 0 | 0 | 0 | 0 | 0 | 0 | 0 | 0 | 0 | 0 | 100 | 450 | 0% | 0% | 0% | 0% | 0% | 0% | 0% | 14.47% | 14.47% | 0 | 0 | 0 | 0 | 0 | 0 | 0 | 86.3784 | 302.3244 | 0 | 0 | 0 | 0 | 0 | 0 | 0 | 17.0895 | 37.1393 | 0 | 18.7985 | 0 | 95.0162 | Unplanned Build | Potential Build Solar PV2035
| 80 | SOUT SOLAR PV 2020 | SouthWest Ghana Group | Sun | Solar PV | 0 | 0 | 0 | 0 | 0 | 0 | 0 | 0 | 0 | 0 | 0 | 0 | 57.0377 | 133.088 | 133.088 | 133.088 | 133.088 | 133.088 | 0 | 0 | 0 | 24.8 | 24.8 | 24.8 | 24.8 | 24.8 | 24.8 | 0 | 0 | 0 | 0 | 0 | 0 | 0 | 0 | 0 | 0 | 0 | 0 | 0 | 0 | 0 | 0 | 0 | 0 | 0 | 0 | 0 | 45 | 105 | 105 | 105 | 105 | 105 | 0% | 0% | 0% | 14.47% | 14.47% | 14.47% | 14.47% | 14.47% | 14.47% | 0 | 0 | 0 | 40.6215 | 54.162 | 0 | 0 | 0 | 0 | 0 | 0 | 0 | 27.745 | 30.573 | 0 | 0 | 0 | 0 | 64.1499 | 64.1499 | 94.7835 | 104.2619 | Unplanned Build | Potential Build Solar PV2020
| 81 | SOUT SOLAR PV 2026 | SouthWest Ghana Group | Sun | Solar PV | 0 | 0 | 0 | 0 | 0 | 0 | 0 | 0 | 0 | 0 | 0 | 0 | 0 | 0 | 50.7002 | 253.501 | 304.2012 | 304.2012 | 0 | 0 | 0 | 0 | 0 | 24.8 | 24.8 | 24.8 | 24.8 | 0 | 0 | 0 | 0 | 0 | 0 | 0 | 0 | 0 | 0 | 0 | 0 | 0 | 0 | 0 | 0 | 0 | 0 | 0 | 0 | 0 | 0 | 0 | 40 | 200 | 240 | 240 | 0% | 0% | 0% | 0% | 0% | 14.47% | 14.47% | 14.47% | 14.47% | 0 | 0 | 0 | 0 | 0 | 29.6281 | 118.5123 | 29.6281 | 0 | 0 | 0 | 0 | 0 | 0 | 12.5652 | 37.7617 | 5.8618 | 0 | 13.8217 | 61.8075 | 29.6281 | 195.5453 | Unplanned Build | Potential Build Solar PV2026
| 82 | SOUT SOLAR PV 2035 | SouthWest Ghana Group | Sun | Solar PV | 0 | 0 | 0 | 0 | 0 | 0 | 0 | 0 | 0 | 0 | 0 | 0 | 0 | 0 | 0 | 0 | 25.3501 | 304.2012 | 0 | 0 | 0 | 0 | 0 | 0 | 0 | 25 | 25 | 0 | 0 | 0 | 0 | 0 | 0 | 0 | 0 | 0 | 0 | 0 | 0 | 0 | 0 | 0 | 0 | 0 | 0 | 0 | 0 | 0 | 0 | 0 | 0 | 0 | 20 | 240 | 0% | 0% | 0% | 0% | 0% | 0% | 0% | 14.47% | 14.47% | 0 | 0 | 0 | 0 | 0 | 0 | 0 | 17.2757 | 190.0325 | 0 | 0 | 0 | 0 | 0 | 0 | 0 | 3.4179 | 23.3447 | 0 | 3.7597 | 0 | 19.0032 | Unplanned Build | Potential Build Solar PV2035
| 83 | SOUT SOLAR PV 2020 | SouthEast Ghana Group | Sun | Solar PV | 0 | 0 | 0 | 0 | 0 | 0 | 0 | 0 | 0 | 0 | 0 | 0 | 19.0126 | 19.0126 | 19.0126 | 19.0126 | 19.0126 | 19.0126 | 0 | 0 | 0 | 24.8 | 24.8 | 24.8 | 24.8 | 24.8 | 24.8 | 0 | 0 | 0 | 0 | 0 | 0 | 0 | 0 | 0 | 0 | 0 | 0 | 0 | 0 | 0 | 0 | 0 | 0 | 0 | 0 | 0 | 15 | 15 | 15 | 15 | 15 | 15 | 0% | 0% | 0% | 14.47% | 14.47% | 14.47% | 14.47% | 14.47% | 14.47% | 0 | 0 | 0 | 13.5405 | 0 | 0 | 0 | 0 | 0 | 0 | 0 | 0 | 9.2483 | 0 | 0 | 0 | 0 | 0 | 10.1732 | 10.1732 | 13.5405 | 14.8946 | Unplanned Build | Potential Build Solar PV2020
| 84 | SOUT SOLAR PV 2026 | SouthEast Ghana Group | Sun | Solar PV | 0 | 0 | 0 | 0 | 0 | 0 | 0 | 0 | 0 | 0 | 0 | 0 | 0 | 0 | 25.3501 | 50.7002 | 76.0503 | 76.0503 | 0 | 0 | 0 | 0 | 0 | 24.8 | 24.8 | 24.8 | 24.8 | 0 | 0 | 0 | 0 | 0 | 0 | 0 | 0 | 0 | 0 | 0 | 0 | 0 | 0 | 0 | 0 | 0 | 0 | 0 | 0 | 0 | 0 | 0 | 20 | 40 | 60 | 60 | 0% | 0% | 0% | 0% | 0% | 14.47% | 14.47% | 14.47% | 14.47% | 0 | 0 | 0 | 0 | 0 | 14.814 | 14.814 | 14.814 | 0 | 0 | 0 | 0 | 0 | 0 | 6.2826 | 4.7202 | 2.9309 | 0 | 6.9109 | 15.3271 | 14.814 | 48.8863 | Unplanned Build | Potential Build Solar PV2026
| 85 | SOUT SOLAR PV 2035 | SouthEast Ghana Group | Sun | Solar PV | 0 | 0 | 0 | 0 | 0 | 0 | 0 | 0 | 0 | 0 | 0 | 0 | 0 | 0 | 0 | 0 | 25.3501 | 76.0503 | 0 | 0 | 0 | 0 | 0 | 0 | 0 | 25 | 25 | 0 | 0 | 0 | 0 | 0 | 0 | 0 | 0 | 0 | 0 | 0 | 0 | 0 | 0 | 0 | 0 | 0 | 0 | 0 | 0 | 0 | 0 | 0 | 0 | 0 | 20 | 60 | 0% | 0% | 0% | 0% | 0% | 0% | 0% | 14.47% | 14.47% | 0 | 0 | 0 | 0 | 0 | 0 | 0 | 17.2757 | 34.5514 | 0 | 0 | 0 | 0 | 0 | 0 | 0 | 3.4179 | 4.2445 | 0 | 3.7597 | 0 | 19.0032 | Unplanned Build | Potential Build Solar PV2035
| 86 | ASHA SOLAR PV WITH STORAGE 2020 | Ashanti Group | Sun + storage | Solar PV + Storage | 0 | 0 | 0 | 0 | 0 | 0 | 0 | 0 | 0 | 0 | 0 | 0 | 0 | 12.675 | 12.675 | 12.675 | 12.675 | 12.675 | 0 | 0 | 0 | 0 | 28 | 28 | 28 | 28 | 28 | 0 | 0 | 0 | 0 | 0 | 0 | 0 | 0 | 0 | 0 | 0 | 0 | 0 | 0 | 0 | 0 | 0 | 0 | 0 | 0 | 0 | 0 | 10 | 10 | 10 | 10 | 10 | 0% | 0% | 0% | 0% | 14.47% | 14.47% | 14.47% | 14.47% | 14.47% | 0 | 0 | 0 | 0 | 13.8415 | 0 | 0 | 0 | 0 | 0 | 0 | 0 | 0 | 7.8132 | 0 | 0 | 0 | 0 | 8.5945 | 8.5945 | 13.8415 | 15.2256 | Unplanned Build | Potential Build Solar PV with storage2020
| 88 | ASHA SOLAR PV WITH STORAGE 2035 | Ashanti Group | Sun + storage | Solar PV + Storage | 0 | 0 | 0 | 0 | 0 | 0 | 0 | 0 | 0 | 0 | 0 | 0 | 0 | 0 | 0 | 0 | 12.675 | 76.0503 | 0 | 0 | 0 | 0 | 0 | 0 | 0 | 28 | 28 | 0 | 0 | 0 | 0 | 0 | 0 | 0 | 0 | 0 | 0 | 0 | 0 | 0 | 0 | 0 | 0 | 0 | 0 | 0 | 0 | 0 | 0 | 0 | 0 | 0 | 10 | 60 | 0% | 0% | 0% | 0% | 0% | 0% | 0% | 14.47% | 14.47% | 0 | 0 | 0 | 0 | 0 | 0 | 0 | 10.26 | 51.3 | 0 | 0 | 0 | 0 | 0 | 0 | 0 | 2.0299 | 6.302 | 0 | 2.2329 | 0 | 11.286 | Unplanned Build | Potential Build Solar PV with storage2035
| 89 | SOUT SOLAR PV WITH STORAGE 2020 | SouthWest Ghana Group | Sun + storage | Solar PV + Storage | 0 | 0 | 0 | 0 | 0 | 0 | 0 | 0 | 0 | 0 | 0 | 0 | 0 | 12.675 | 12.675 | 12.675 | 12.675 | 12.675 | 0 | 0 | 0 | 0 | 28 | 28 | 28 | 28 | 28 | 0 | 0 | 0 | 0 | 0 | 0 | 0 | 0 | 0 | 0 | 0 | 0 | 0 | 0 | 0 | 0 | 0 | 0 | 0 | 0 | 0 | 0 | 10 | 10 | 10 | 10 | 10 | 0% | 0% | 0% | 0% | 14.47% | 14.47% | 14.47% | 14.47% | 14.47% | 0 | 0 | 0 | 0 | 13.8415 | 0 | 0 | 0 | 0 | 0 | 0 | 0 | 0 | 7.8132 | 0 | 0 | 0 | 0 | 8.5945 | 8.5945 | 13.8415 | 15.2256 | Unplanned Build | Potential Build Solar PV with storage2020
| 91 | SOUT SOLAR PV WITH STORAGE 2035 | SouthWest Ghana Group | Sun + storage | Solar PV + Storage | 0 | 0 | 0 | 0 | 0 | 0 | 0 | 0 | 0 | 0 | 0 | 0 | 0 | 0 | 0 | 0 | 12.675 | 63.3752 | 0 | 0 | 0 | 0 | 0 | 0 | 0 | 28 | 28 | 0 | 0 | 0 | 0 | 0 | 0 | 0 | 0 | 0 | 0 | 0 | 0 | 0 | 0 | 0 | 0 | 0 | 0 | 0 | 0 | 0 | 0 | 0 | 0 | 0 | 10 | 50 | 0% | 0% | 0% | 0% | 0% | 0% | 0% | 14.47% | 14.47% | 0 | 0 | 0 | 0 | 0 | 0 | 0 | 10.26 | 41.04 | 0 | 0 | 0 | 0 | 0 | 0 | 0 | 2.0299 | 5.0416 | 0 | 2.2329 | 0 | 11.286 | Unplanned Build | Potential Build Solar PV with storage2035
| 92 | NORT SOLAR PV WITH STORAGE 2020 | Northern Ghana Group | Sun + storage | Solar PV + Storage | 0 | 0 | 0 | 0 | 0 | 0 | 0 | 0 | 0 | 0 | 0 | 0 | 0 | 126.7505 | 126.7505 | 126.7505 | 126.7505 | 126.7505 | 0 | 0 | 0 | 0 | 28 | 28 | 28 | 28 | 28 | 0 | 0 | 0 | 0 | 0 | 0 | 0 | 0 | 0 | 0 | 0 | 0 | 0 | 0 | 0 | 0 | 0 | 0 | 0 | 0 | 0 | 0 | 100 | 100 | 100 | 100 | 100 | 0% | 0% | 0% | 0% | 14.47% | 14.47% | 14.47% | 14.47% | 14.47% | 0 | 0 | 0 | 0 | 138.415 | 0 | 0 | 0 | 0 | 0 | 0 | 0 | 0 | 78.1317 | 0 | 0 | 0 | 0 | 85.9448 | 85.9448 | 138.415 | 152.2565 | Unplanned Build | Potential Build Solar PV with storage2020
| 94 | NORT SOLAR PV WITH STORAGE 2035 | Northern Ghana Group | Sun + storage | Solar PV + Storage | 0 | 0 | 0 | 0 | 0 | 0 | 0 | 0 | 0 | 0 | 0 | 0 | 0 | 0 | 0 | 0 | 63.3752 | 380.2515 | 0 | 0 | 0 | 0 | 0 | 0 | 0 | 28 | 28 | 0 | 0 | 0 | 0 | 0 | 0 | 0 | 0 | 0 | 0 | 0 | 0 | 0 | 0 | 0 | 0 | 0 | 0 | 0 | 0 | 0 | 0 | 0 | 0 | 0 | 50 | 300 | 0% | 0% | 0% | 0% | 0% | 0% | 0% | 14.47% | 14.47% | 0 | 0 | 0 | 0 | 0 | 0 | 0 | 51.3 | 256.5 | 0 | 0 | 0 | 0 | 0 | 0 | 0 | 10.1494 | 31.51 | 0 | 11.1644 | 0 | 56.43 | Unplanned Build | Potential Build Solar PV with storage2035
| 95 | SOUT SOLAR PV WITH STORAGE 2020 | SouthEast Ghana Group | Sun + storage | Solar PV + Storage | 0 | 0 | 0 | 0 | 0 | 0 | 0 | 0 | 0 | 0 | 0 | 0 | 0 | 50.7002 | 50.7002 | 50.7002 | 50.7002 | 50.7002 | 0 | 0 | 0 | 0 | 28 | 28 | 28 | 28 | 28 | 0 | 0 | 0 | 0 | 0 | 0 | 0 | 0 | 0 | 0 | 0 | 0 | 0 | 0 | 0 | 0 | 0 | 0 | 0 | 0 | 0 | 0 | 40 | 40 | 40 | 40 | 40 | 0% | 0% | 0% | 0% | 14.47% | 14.47% | 14.47% | 14.47% | 14.47% | 0 | 0 | 0 | 0 | 55.366 | 0 | 0 | 0 | 0 | 0 | 0 | 0 | 0 | 31.2527 | 0 | 0 | 0 | 0 | 34.3779 | 34.3779 | 55.366 | 60.9026 | Unplanned Build | Potential Build Solar PV with storage2020
| 97 | SOUT SOLAR PV WITH STORAGE 2035 | SouthEast Ghana Group | Sun + storage | Solar PV + Storage | 0 | 0 | 0 | 0 | 0 | 0 | 0 | 0 | 0 | 0 | 0 | 0 | 0 | 0 | 0 | 0 | 63.3752 | 278.8511 | 0 | 0 | 0 | 0 | 0 | 0 | 0 | 28 | 28 | 0 | 0 | 0 | 0 | 0 | 0 | 0 | 0 | 0 | 0 | 0 | 0 | 0 | 0 | 0 | 0 | 0 | 0 | 0 | 0 | 0 | 0 | 0 | 0 | 0 | 50 | 220 | 0% | 0% | 0% | 0% | 0% | 0% | 0% | 14.47% | 14.47% | 0 | 0 | 0 | 0 | 0 | 0 | 0 | 51.3 | 174.42 | 0 | 0 | 0 | 0 | 0 | 0 | 0 | 10.1494 | 21.4268 | 0 | 11.1644 | 0 | 56.43 | Unplanned Build | Potential Build Solar PV with storage2035
| 98 | SOUT SOLAR PV WITH STORAGE 2020 | SouthWest Ghana Group | Sun + storage | Solar PV + Storage | 0 | 0 | 0 | 0 | 0 | 0 | 0 | 0 | 0 | 0 | 0 | 0 | 0 | 38.0251 | 38.0251 | 38.0251 | 38.0251 | 38.0251 | 0 | 0 | 0 | 0 | 28 | 28 | 28 | 28 | 28 | 0 | 0 | 0 | 0 | 0 | 0 | 0 | 0 | 0 | 0 | 0 | 0 | 0 | 0 | 0 | 0 | 0 | 0 | 0 | 0 | 0 | 0 | 30 | 30 | 30 | 30 | 30 | 0% | 0% | 0% | 0% | 14.47% | 14.47% | 14.47% | 14.47% | 14.47% | 0 | 0 | 0 | 0 | 41.5245 | 0 | 0 | 0 | 0 | 0 | 0 | 0 | 0 | 23.4395 | 0 | 0 | 0 | 0 | 25.7834 | 25.7834 | 41.5245 | 45.6769 | Unplanned Build | Potential Build Solar PV with storage2020
| 100 | SOUT SOLAR PV WITH STORAGE 2035 | SouthWest Ghana Group | Sun + storage | Solar PV + Storage | 0 | 0 | 0 | 0 | 0 | 0 | 0 | 0 | 0 | 0 | 0 | 0 | 0 | 0 | 0 | 0 | 12.675 | 101.4004 | 0 | 0 | 0 | 0 | 0 | 0 | 0 | 28 | 28 | 0 | 0 | 0 | 0 | 0 | 0 | 0 | 0 | 0 | 0 | 0 | 0 | 0 | 0 | 0 | 0 | 0 | 0 | 0 | 0 | 0 | 0 | 0 | 0 | 0 | 10 | 80 | 0% | 0% | 0% | 0% | 0% | 0% | 0% | 14.47% | 14.47% | 0 | 0 | 0 | 0 | 0 | 0 | 0 | 10.26 | 71.82 | 0 | 0 | 0 | 0 | 0 | 0 | 0 | 2.0299 | 8.8228 | 0 | 2.2329 | 0 | 11.286 | Unplanned Build | Potential Build Solar PV with storage2035
| 103 | SOUT SOLAR PV WITH STORAGE 2035 | SouthEast Ghana Group | Sun + storage | Solar PV + Storage | 0 | 0 | 0 | 0 | 0 | 0 | 0 | 0 | 0 | 0 | 0 | 0 | 0 | 0 | 0 | 0 | 12.675 | 50.7002 | 0 | 0 | 0 | 0 | 0 | 0 | 0 | 28 | 28 | 0 | 0 | 0 | 0 | 0 | 0 | 0 | 0 | 0 | 0 | 0 | 0 | 0 | 0 | 0 | 0 | 0 | 0 | 0 | 0 | 0 | 0 | 0 | 0 | 0 | 10 | 40 | 0% | 0% | 0% | 0% | 0% | 0% | 0% | 14.47% | 14.47% | 0 | 0 | 0 | 0 | 0 | 0 | 0 | 10.26 | 30.78 | 0 | 0 | 0 | 0 | 0 | 0 | 0 | 2.0299 | 3.7812 | 0 | 2.2329 | 0 | 11.286 | Unplanned Build | Potential Build Solar PV with storage2035
| 104 | SOUT WIND TURBINE 2020 | SouthEast Ghana Group | Wind | Wind | 0 | 0 | 0 | 0 | 0 | 0 | 0 | 0 | 0 | 0 | 0 | 0 | 175.1525 | 350.305 | 700.61 | 700.61 | 700.61 | 700.61 | 0 | 0 | 0 | 46.71 | 46.71 | 46.71 | 46.71 | 46.71 | 46.71 | 0 | 0 | 0 | 0 | 0 | 0 | 0 | 0 | 0 | 0 | 0 | 0 | 0 | 0 | 0 | 0 | 0 | 0 | 0 | 0 | 0 | 75 | 150 | 300 | 300 | 300 | 300 | 0% | 0% | 0% | 26.66% | 26.66% | 26.66% | 26.66% | 26.66% | 26.66% | 0 | 0 | 0 | 67.5749 | 67.5749 | 135.1499 | 0 | 0 | 0 | 0 | 0 | 0 | 46.1546 | 38.1443 | 57.3167 | 0 | 0 | 0 | 155.7772 | 155.7772 | 270.2997 | 297.3297 | Unplanned Build | Potential Build Wind2020
| 105 | SOUT WIND TURBINE 2026 | SouthEast Ghana Group | Wind | Wind | 0 | 0 | 0 | 0 | 0 | 0 | 0 | 0 | 0 | 0 | 0 | 0 | 0 | 0 | 350.305 | 817.3784 | 1050.9151 | 1050.9151 | 0 | 0 | 0 | 0 | 0 | 46.71 | 46.71 | 46.71 | 46.71 | 0 | 0 | 0 | 0 | 0 | 0 | 0 | 0 | 0 | 0 | 0 | 0 | 0 | 0 | 0 | 0 | 0 | 0 | 0 | 0 | 0 | 0 | 0 | 150 | 350 | 450 | 450 | 0% | 0% | 0% | 0% | 0% | 26.66% | 26.66% | 26.66% | 26.66% | 0 | 0 | 0 | 0 | 0 | 84.1748 | 112.233 | 56.1165 | 0 | 0 | 0 | 0 | 0 | 0 | 35.6983 | 35.7609 | 11.1024 | 0 | 39.2681 | 90.8177 | 84.1748 | 277.7767 | Unplanned Build | Potential Build Wind2026
| 106 | SOUT WIND TURBINE 2035 | SouthEast Ghana Group | Wind | Wind | 0 | 0 | 0 | 0 | 0 | 0 | 0 | 0 | 0 | 0 | 0 | 0 | 0 | 0 | 0 | 0 | 467.0734 | 467.0734 | 0 | 0 | 0 | 0 | 0 | 0 | 0 | 47 | 47 | 0 | 0 | 0 | 0 | 0 | 0 | 0 | 0 | 0 | 0 | 0 | 0 | 0 | 0 | 0 | 0 | 0 | 0 | 0 | 0 | 0 | 0 | 0 | 0 | 0 | 200 | 200 | 0% | 0% | 0% | 0% | 0% | 0% | 0% | 26.66% | 26.66% | 0 | 0 | 0 | 0 | 0 | 0 | 0 | 156.6246 | 0 | 0 | 0 | 0 | 0 | 0 | 0 | 0 | 30.9873 | 0 | 0 | 34.0861 | 0 | 172.2871 | Unplanned Build | Potential Build Wind2035
[6 empty] | 0 | 0 | 0 | 0 | 0 | 0 | 0 |  |  | 0 | 0 | 0 | 0 | 0 | 0 | 0 |  |  | 0 | 0 | 0 | 0 | 0 | 0 | 0 |  |  | 0 | 0 | 0 | 0 | 0 | 0 | 0 |  |  | 0 | 0 | 0 | 0 | 0 | 0 | 0 |  |  | 0 | 0 | 0 | 0 | 0 | 0 | 0 |  |  | 0 | 0 | 0 | 0 | 0 | 0 | 0

## LowConCapCost
Back to Contents | [77 empty] | 90.91% | 82.64% | 75.13% | 68.3% | 56.45% | 42.41% | 31.86% | 19.78% | 12.28% | Cap Cost NPV |  | Cap Cost -- no NPV
|  | Plant Name |  |  |  | FUEL CONSUMPTION | [8 empty] | GENERATION | [8 empty] | FOM (USD/kW-yr | [8 empty] | VOM (USD/MWh) | [8 empty] | Fuel Cost (USD/MWh) | [8 empty] | Available Capacity | [8 empty] | Capacity Factors | [8 empty] | Total Capital Cost | [8 empty] | Total Capital Cost (NPV) | [8 empty] | 1873.0619 | 3078.4853 | 3203.2727 | 8947.7036 | Unplanned? | Plant Name
| UnitID |  | Model Region | Fuel Type | Capacity Type | 2017 | 2018 | 2019 | 2020 | 2023 | 2026 | 2030 | 2035 | 2040 | 2017 | 2018 | 2019 | 2020 | 2023 | 2026 | 2030 | 2035 | 2040 | 2017 | 2018 | 2019 | 2020 | 2023 | 2026 | 2030 | 2035 | 2040 | 2017 | 2018 | 2019 | 2020 | 2023 | 2026 | 2030 | 2035 | 2040 | 2017 | 2018 | 2019 | 2020 | 2023 | 2026 | 2030 | 2035 | 2040 | 2017 | 2018 | 2019 | 2020 | 2023 | 2026 | 2030 | 2035 | 2040 | 2017 | 2018 | 2019 | 2020 | 2023 | 2026 | 2030 | 2035 | 2040 | 2017 | 2018 | 2019 | 2020 | 2023 | 2026 | 2030 | 2035 | 2040 | 2017 | 2018 | 2019 | 2020 | 2023 | 2026 | 2030 | 2035 | 2040 | 10-year | 20-year | 10-year | 20-year
| 1 | CENIT | SouthEast Ghana Group | Oil | Oil Combustion | 0 | 0 | 0 | 0 | 0 | 0 | 0 | 0 | 0 | 0 | 0 | 0 | 0 | 0 | 0 | 0 | 0 | 0 | 11.83 | 11.83 | 11.83 | 11.83 | 11.83 | 11.83 | 11.83 | 0 | 0 | 0 | 0 | 0 | 0 | 0 | 0 | 0 | 0 | 0 | 0 | 0 | 0 | 0 | 0 | 0 | 0 | 0 | 0 | 100 | 100 | 100 | 100 | 100 | 100 | 100 | 0 | 0 | 0% | 0% | 0% | 0% | 0% | 0% | 0% | 0% | 0% | [9 empty] | 0 | 0 | 0 | 0 | 0 | 0 | 0 | 0 | 0 | 0 | 0 | 0 | 0 | Existing & Under Const. Plant
| 2 | Trojan 2B | SouthEast Ghana Group | Oil | Oil Combustion | 0.26958 | 0 | 0 | 0 | 0 | 0 | 0 | 0 | 0 | 31.941 | 0 | 0 | 0 | 0 | 0 | 0 | 0 | 0 | 34 | 34 | 34 | 34 | 0 | 0 | 0 | 0 | 0 | 5.5 | 0 | 0 | 0 | 0 | 0 | 0 | 0 | 0 | 97.9957 | 0 | 0 | 0 | 0 | 0 | 0 | 0 | 0 | 16.25 | 16.25 | 16.25 | 16.25 | 0 | 0 | 0 | 0 | 0 | 22.44% | 0% | 0% | 0% | 0% | 0% | 0% | 0% | 0% | [9 empty] | 0 | 0 | 0 | 0 | 0 | 0 | 0 | 0 | 0 | 0 | 0 | 0 | 0 | Existing & Under Const. Plant
| 3 | Trojan 2A | Ashanti Group | Oil | Oil Combustion | 0.26958 | 0 | 0 | 0 | 0 | 0 | 0 | 0 | 0 | 31.941 | 0 | 0 | 0 | 0 | 0 | 0 | 0 | 0 | 34 | 34 | 34 | 34 | 0 | 0 | 0 | 0 | 0 | 5.5 | 0 | 0 | 0 | 0 | 0 | 0 | 0 | 0 | 108.8196 | 0 | 0 | 0 | 0 | 0 | 0 | 0 | 0 | 16.25 | 16.25 | 16.25 | 16.25 | 0 | 0 | 0 | 0 | 0 | 22.44% | 0% | 0% | 0% | 0% | 0% | 0% | 0% | 0% | [9 empty] | 0 | 0 | 0 | 0 | 0 | 0 | 0 | 0 | 0 | 0 | 0 | 0 | 0 | Existing & Under Const. Plant
| 4 | GP Tarkwa Plant | SouthWest Ghana Group | Oil | Oil Combustion | 0 | 0 | 0 | 0 | 0 | 0.0032533 | 0.014144 | 0.020849 | 0.041698 | 0 | 0 | 0 | 0 | 0 | 0.32776 | 1.4249 | 2.1004 | 4.2009 | 17.5 | 17.5 | 17.5 | 17.5 | 17.5 | 17.5 | 17.5 | 17.5 | 17.5 | 0 | 0 | 0 | 0 | 0 | 3.5 | 3.5 | 3.5 | 3.5 | 0 | 0 | 0 | 0 | 0 | 163.9775 | 163.9775 | 163.9775 | 163.9775 | 33 | 33 | 33 | 33 | 33 | 33 | 33 | 33 | 33 | 0% | 0% | 0% | 0% | 0% | 0.1134% | 0.4929% | 0.7266% | 1.453% | [9 empty] | 0 | 0 | 0 | 0 | 0 | 0 | 0 | 0 | 0 | 0 | 0 | 0 | 0 | Existing & Under Const. Plant
| 5 | GP Chirano Plant | SouthWest Ghana Group | Oil | Oil Combustion | 0 | 0 | 0 | 0 | 0 | 0 | 0 | 0 | 0 | 0 | 0 | 0 | 0 | 0 | 0 | 0 | 0 | 0 | 17.5 | 17.5 | 17.5 | 17.5 | 17.5 | 17.5 | 17.5 | 17.5 | 17.5 | 0 | 0 | 0 | 0 | 0 | 0 | 0 | 0 | 0 | 0 | 0 | 0 | 0 | 0 | 0 | 0 | 0 | 0 | 30 | 30 | 30 | 30 | 30 | 30 | 30 | 30 | 30 | 0% | 0% | 0% | 0% | 0% | 0% | 0% | 0% | 0% | [9 empty] | 0 | 0 | 0 | 0 | 0 | 0 | 0 | 0 | 0 | 0 | 0 | 0 | 0 | Existing & Under Const. Plant
| 6 | GP Darmang Plant | SouthWest Ghana Group | Oil | Oil Combustion | 0 | 0 | 0 | 0 | 0 | 0 | 0 | 0.0096145 | 0.01883 | 0 | 0 | 0 | 0 | 0 | 0 | 0 | 0.90447 | 1.7714 | 17.5 | 17.5 | 17.5 | 17.5 | 17.5 | 17.5 | 17.5 | 17.5 | 17.5 | 0 | 0 | 0 | 0 | 0 | 0 | 0 | 3.5 | 3.5 | 0 | 0 | 0 | 0 | 0 | 0 | 0 | 175.6076 | 175.6076 | 25.5 | 25.5 | 25.5 | 25.5 | 25.5 | 25.5 | 25.5 | 25.5 | 25.5 | 0% | 0% | 0% | 0% | 0% | 0% | 0% | 0.4049% | 0.793% | [9 empty] | 0 | 0 | 0 | 0 | 0 | 0 | 0 | 0 | 0 | 0 | 0 | 0 | 0 | Existing & Under Const. Plant
| 7 | SAPP 2 | SouthEast Ghana Group | Oil/Gas | Oil/Gas Combined Cycle | 9.6 | 22.9737 | 10.6933 | 7.7484 | 23.5117 | 23.5117 | 23.5117 | 23.4718 | 20.207 | 1230.763 | 2945.349 | 1370.9356 | 993.3856 | 3014.3159 | 3014.3157 | 3014.316 | 3009.2059 | 2590.6369 | 16 | 16 | 16 | 16 | 16 | 16 | 16 | 16 | 16 | 3.5 | 3.5 | 3.5 | 3.5 | 3.5 | 3.5 | 3.5 | 3.5 | 3.5 | 70.9393 | 62.6576 | 64.8913 | 64.7653 | 62.8747 | 71.8157 | 71.0808 | 85.2021 | 87.3269 | 370 | 370 | 370 | 370 | 370 | 370 | 370 | 370 | 370 | 37.97% | 90.87% | 42.3% | 30.65% | 93% | 93% | 93% | 92.84% | 79.93% | [9 empty] | 0 | 0 | 0 | 0 | 0 | 0 | 0 | 0 | 0 | 0 | 0 | 0 | 0 | Existing & Under Const. Plant
| 8 | Cenpower | SouthEast Ghana Group | Oil/Gas | Oil/Gas Combined Cycle | 0 | 0.071594 | 1.4882 | 0 | 16.3031 | 21.6884 | 21.6884 | 18.917 | 10.9414 | 0 | 9.1436 | 190.0682 | 0 | 2082.13 | 2769.9119 | 2769.9122 | 2415.9626 | 1397.3731 | 0 | 16 | 16 | 16 | 16 | 16 | 16 | 16 | 16 | 0 | 3.5 | 3.5 | 0 | 3.5 | 3.5 | 3.5 | 3.5 | 3.5 | 0 | 62.6917 | 65.1409 | 0 | 73.3881 | 76.5871 | 76.1294 | 85.5298 | 88.9212 | 0 | 340 | 340 | 340 | 340 | 340 | 340 | 340 | 340 | 0% | 0.307% | 6.382% | 0% | 69.91% | 93% | 93% | 81.12% | 46.92% | [9 empty] | 0 | 0 | 0 | 0 | 0 | 0 | 0 | 0 | 0 | 0 | 0 | 0 | 0 | Existing & Under Const. Plant
| 9 | KarpowerShip 1 | SouthEast Ghana Group | Oil/Gas | Oil/Gas Combined Cycle | 14.837 | 0 | 0 | 0 | 0 | 0 | 0 | 0 | 0 | 1942.0128 | 0 | 0 | 0 | 0 | 0 | 0 | 0 | 0 | 177.828 | 0 | 0 | 0 | 0 | 0 | 0 | 0 | 0 | 3.5 | 0 | 0 | 0 | 0 | 0 | 0 | 0 | 0 | 67.7182 | 0 | 0 | 0 | 0 | 0 | 0 | 0 | 0 | 247 | 0 | 0 | 0 | 0 | 0 | 0 | 0 | 0 | 89.75% | 0% | 0% | 0% | 0% | 0% | 0% | 0% | 0% | [9 empty] | 0 | 0 | 0 | 0 | 0 | 0 | 0 | 0 | 0 | 0 | 0 | 0 | 0 | Existing & Under Const. Plant
| 10 | AKSA | SouthEast Ghana Group | Oil/Gas | Oil/Gas Combined Cycle | 10.1595 | 0 | 13.2581 | 0 | 0 | 0 | 13.4505 | 0.78441 | 0.98705 | 1195.236 | 0 | 1559.7771 | 0 | 0 | 0 | 1582.4148 | 92.2834 | 116.1232 | 16 | 16 | 16 | 16 | 16 | 16 | 16 | 16 | 16 | 3.5 | 0 | 3.5 | 0 | 0 | 0 | 3.5 | 3.5 | 3.5 | 75.3409 | 0 | 70.7149 | 0 | 0 | 0 | 84.7146 | 83.353 | 96.4793 | 250 | 375 | 375 | 375 | 375 | 375 | 375 | 375 | 375 | 54.58% | 0% | 47.48% | 0% | 0% | 0% | 48.17% | 2.809% | 3.535% | [9 empty] | 0 | 0 | 0 | 0 | 0 | 0 | 0 | 0 | 0 | 0 | 0 | 0 | 0 | Existing & Under Const. Plant
| 11 | TAPCO (T1) | SouthWest Ghana Group | Oil/Gas | Oil/Gas Combined Cycle | 11.645 | 17.1872 | 0 | 17.1872 | 17.1872 | 15.6213 | 17.1872 | 7.9106 | 1.7087 | 1496.2074 | 2208.3 | 0 | 2208.3 | 2208.2986 | 2007.1023 | 2208.3 | 1016.3926 | 219.5415 | 18.7 | 18.7 | 18.7 | 18.7 | 18.7 | 18.7 | 18.7 | 18.7 | 18.7 | 5 | 5 | 0 | 5 | 5 | 5 | 5 | 5 | 5 | 58.5979 | 62.3154 | 0 | 64.6242 | 61.2801 | 62.3592 | 63.0192 | 62.5775 | 61.5635 | 305 | 305 | 305 | 305 | 305 | 305 | 305 | 305 | 305 | 56% | 82.65% | 0% | 82.65% | 82.65% | 75.12% | 82.65% | 38.04% | 8.217% | [9 empty] | 0 | 0 | 0 | 0 | 0 | 0 | 0 | 0 | 0 | 0 | 0 | 0 | 0 | Existing & Under Const. Plant
| 12 | TICO (T2) | SouthWest Ghana Group | Oil/Gas | Oil/Gas Combined Cycle | 17.7346 | 17.7346 | 9.5854 | 17.7346 | 17.7346 | 17.7346 | 17.7346 | 17.7346 | 4.4989 | 2382.7201 | 2382.72 | 1287.8384 | 2382.72 | 2382.72 | 2382.7198 | 2382.72 | 2382.72 | 604.4518 | 30.94 | 30.94 | 30.94 | 30.94 | 30.94 | 30.94 | 30.94 | 30.94 | 30.94 | 4.9 | 4.9 | 4.9 | 4.9 | 4.9 | 4.9 | 4.9 | 4.9 | 4.9 | 55.4117 | 59.5931 | 61.9213 | 61.8011 | 58.603 | 59.635 | 60.2662 | 59.8438 | 58.8741 | 320 | 320 | 320 | 320 | 320 | 320 | 320 | 320 | 320 | 85% | 85% | 45.94% | 85% | 85% | 85% | 85% | 85% | 21.56% | [9 empty] | 0 | 0 | 0 | 0 | 0 | 0 | 0 | 0 | 0 | 0 | 0 | 0 | 0 | Existing & Under Const. Plant
| 13 | Amandi | SouthWest Ghana Group | Oil/Gas | Oil/Gas Combined Cycle | 0 | 0 | 8.0946 | 0 | 0.085205 | 2.5775 | 11.9575 | 1.5569 | 0.10905 | 0 | 0 | 987.1488 | 0 | 10.3909 | 314.3302 | 1458.2329 | 189.8688 | 13.2992 | 0 | 0 | 30.94 | 30.94 | 30.94 | 30.94 | 30.94 | 30.94 | 30.94 | 0 | 0 | 4.9 | 0 | 4.9 | 4.9 | 4.9 | 4.9 | 4.9 | 0 | 0 | 68.2191 | 0 | 64.5633 | 65.7003 | 66.3957 | 65.9303 | 64.862 | 0 | 0 | 190 | 190 | 190 | 190 | 190 | 190 | 190 | 0% | 0% | 59.31% | 0% | 0.6243% | 18.89% | 87.61% | 11.41% | 0.799% | [9 empty] | 0 | 0 | 0 | 0 | 0 | 0 | 0 | 0 | 0 | 0 | 0 | 0 | 0 | Existing & Under Const. Plant
| 14 | KarpowerShip 2 | SouthWest Ghana Group | Oil/Gas | Oil/Gas Combined Cycle | 0 | 24.5592 | 31.8841 | 30.5313 | 0 | 0 | 0 | 0 | 0 | 0 | 2884.5632 | 3744.9 | 3586.0079 | 0 | 0 | 0 | 0 | 0 | 0 | 177.828 | 177.828 | 177.828 | 177.828 | 0 | 0 | 0 | 0 | 0 | 3.5 | 3.5 | 3.5 | 0 | 0 | 0 | 0 | 0 | 0 | 68.1682 | 70.8314 | 70.6939 | 0 | 0 | 0 | 0 | 0 | 0 | 450 | 450 | 450 | 450 | 0 | 0 | 0 | 0 | 0% | 73.18% | 95% | 90.97% | 0% | 0% | 0% | 0% | 0% | [9 empty] | 0 | 0 | 0 | 0 | 0 | 0 | 0 | 0 | 0 | 0 | 0 | 0 | 0 | Existing & Under Const. Plant
| 15 | Early Power | SouthEast Ghana Group | Oil/Gas | Oil/Gas Combustion | 0 | 0 | 6.4545 | 23.0656 | 23.0656 | 23.0656 | 23.0656 | 23.0656 | 22.8778 | 0 | 0 | 860.6065 | 3075.417 | 3075.417 | 3075.417 | 3075.417 | 3075.417 | 3050.3719 | 0 | 0 | 16 | 16 | 16 | 16 | 16 | 16 | 16 | 0 | 0 | 3.5 | 3.5 | 3.5 | 3.5 | 3.5 | 3.5 | 3.5 | 0 | 0 | 62.3955 | 62.2744 | 60.7804 | 61.8903 | 75.5343 | 81.9251 | 83.3455 | 0 | 0 | 377.5 | 377.5 | 377.5 | 377.5 | 377.5 | 377.5 | 377.5 | 0% | 0% | 26.02% | 93% | 93% | 93% | 93% | 93% | 92.24% | [9 empty] | 0 | 0 | 0 | 0 | 0 | 0 | 0 | 0 | 0 | 0 | 0 | 0 | 0 | Existing & Under Const. Plant
| 16 | TT1PP | SouthEast Ghana Group | Oil/Gas | Oil/Gas Combustion | 0 | 0 | 0 | 0 | 0 | 0 | 0 | 0 | 0 | 0 | 0 | 0 | 0 | 0 | 0 | 0 | 0 | 0 | 14.3 | 14.3 | 14.3 | 14.3 | 14.3 | 14.3 | 14.3 | 14.3 | 14.3 | 0 | 0 | 0 | 0 | 0 | 0 | 0 | 0 | 0 | 0 | 0 | 0 | 0 | 0 | 0 | 0 | 0 | 0 | 100 | 100 | 100 | 100 | 100 | 100 | 100 | 100 | 100 | 0% | 0% | 0% | 0% | 0% | 0% | 0% | 0% | 0% | [9 empty] | 0 | 0 | 0 | 0 | 0 | 0 | 0 | 0 | 0 | 0 | 0 | 0 | 0 | Existing & Under Const. Plant
| 17 | KTPP | SouthEast Ghana Group | Oil/Gas | Oil/Gas Combustion | 0.33667 | 0 | 0 | 0 | 0 | 0 | 0 | 0 | 0 | 30.8874 | 0 | 0 | 0 | 0 | 0 | 0 | 0 | 0 | 12.3 | 12.3 | 12.3 | 12.3 | 12.3 | 12.3 | 12.3 | 12.3 | 12.3 | 3.5 | 0 | 0 | 0 | 0 | 0 | 0 | 0 | 0 | 126.5585 | 0 | 0 | 0 | 0 | 0 | 0 | 0 | 0 | 200 | 200 | 200 | 200 | 200 | 200 | 200 | 200 | 200 | 1.763% | 0% | 0% | 0% | 0% | 0% | 0% | 0% | 0% | [9 empty] | 0 | 0 | 0 | 0 | 0 | 0 | 0 | 0 | 0 | 0 | 0 | 0 | 0 | Existing & Under Const. Plant
| 18 | Trojan 1 | SouthEast Ghana Group | Oil/Gas | Oil/Gas Combustion | 0.41408 | 0 | 0 | 0 | 0 | 0 | 0 | 0 | 0 | 49.0614 | 0 | 0 | 0 | 0 | 0 | 0 | 0 | 0 | 34 | 34 | 34 | 34 | 0 | 0 | 0 | 0 | 0 | 5.5 | 0 | 0 | 0 | 0 | 0 | 0 | 0 | 0 | 97.9957 | 0 | 0 | 0 | 0 | 0 | 0 | 0 | 0 | 24.96 | 24.96 | 24.96 | 24.96 | 0 | 0 | 0 | 0 | 0 | 22.44% | 0% | 0% | 0% | 0% | 0% | 0% | 0% | 0% | [9 empty] | 0 | 0 | 0 | 0 | 0 | 0 | 0 | 0 | 0 | 0 | 0 | 0 | 0 | Existing & Under Const. Plant
| 19 | MRP | SouthEast Ghana Group | Oil/Gas | Oil/Gas Combustion | 0 | 0 | 0 | 0 | 0 | 0 | 0 | 0 | 0 | 0 | 0 | 0 | 0 | 0 | 0 | 0 | 0 | 0 | 12.5737 | 12.5737 | 12.5737 | 12.5737 | 12.5737 | 12.5737 | 12.5737 | 12.5737 | 12.5737 | 0 | 0 | 0 | 0 | 0 | 0 | 0 | 0 | 0 | 0 | 0 | 0 | 0 | 0 | 0 | 0 | 0 | 0 | 70 | 70 | 70 | 70 | 70 | 70 | 70 | 70 | 70 | 0% | 0% | 0% | 0% | 0% | 0% | 0% | 0% | 0% | [9 empty] | 0 | 0 | 0 | 0 | 0 | 0 | 0 | 0 | 0 | 0 | 0 | 0 | 0 | Existing & Under Const. Plant
| 20 | Safisana | SouthEast Ghana Group | Biogas | Biogas | 0.010052 | 0.010052 | 0 | 0 | 0.010052 | 0.010052 | 0.010052 | 0.010052 | 0.010052 | 0.7446 | 0.7446 | 0 | 0 | 0.7446 | 0.7446 | 0.7446 | 0.7446 | 0.7446 | 35 | 35 | 35 | 35 | 35 | 35 | 35 | 35 | 35 | 4.2 | 4.2 | 0 | 0 | 4.2 | 4.2 | 4.2 | 4.2 | 4.2 | 40.5 | 40.5 | 0 | 0 | 40.5 | 40.5 | 40.5 | 40.5 | 40.5 | 0.1 | 0.1 | 0.1 | 0.1 | 0.1 | 0.1 | 0.1 | 0.1 | 0.1 | 85% | 85% | 0% | 0% | 85% | 85% | 85% | 85% | 85% | [9 empty] | 0 | 0 | 0 | 0 | 0 | 0 | 0 | 0 | 0 | 0 | 0 | 0 | 0 | Existing & Under Const. Plant
| 21 | TT2PP | SouthEast Ghana Group | Gas | Gas Combustion Turbine | 0.53258 | 0 | 0 | 0 | 0 | 0 | 0.025599 | 0 | 0 | 54.7924 | 0 | 0 | 0 | 0 | 0 | 2.6336 | 0 | 0 | 12.1007 | 12.1007 | 12.1007 | 12.1007 | 12.1007 | 12.1007 | 12.1007 | 12.1007 | 12.1007 | 4.5 | 0 | 0 | 0 | 0 | 0 | 4.5 | 0 | 0 | 79.8984 | 0 | 0 | 0 | 0 | 0 | 81.2144 | 0 | 0 | 45 | 45 | 45 | 45 | 45 | 45 | 45 | 45 | 45 | 13.9% | 0% | 0% | 0% | 0% | 0% | 0.6681% | 0% | 0% | [9 empty] | 0 | 0 | 0 | 0 | 0 | 0 | 0 | 0 | 0 | 0 | 0 | 0 | 0 | Existing & Under Const. Plant
| 22 | SAPP 1 | SouthEast Ghana Group | Gas | Gas Combustion Turbine | 3.0668 | 0 | 0 | 0 | 0 | 0 | 0.26622 | 0.035422 | 0.010617 | 328.699 | 0 | 0 | 0 | 0 | 0 | 28.5335 | 3.7966 | 1.1379 | 11.83 | 11.83 | 11.83 | 11.83 | 11.83 | 11.83 | 11.83 | 11.83 | 11.83 | 4.5 | 0 | 0 | 0 | 0 | 0 | 4.5 | 4.5 | 4.5 | 76.6926 | 0 | 0 | 0 | 0 | 0 | 78.2479 | 75.0158 | 106.2092 | 180 | 180 | 180 | 180 | 180 | 180 | 180 | 180 | 180 | 20.85% | 0% | 0% | 0% | 0% | 0% | 1.81% | 0.2408% | 0.07217% | [9 empty] | 0 | 0 | 0 | 0 | 0 | 0 | 0 | 0 | 0 | 0 | 0 | 0 | 0 | Existing & Under Const. Plant
| 23 | Trojan 3 | SouthEast Ghana Group | Gas | Gas Combustion Turbine | 0 | 0 | 0 | 0 | 0 | 0 | 0 | 0 | 0 | 0 | 0 | 0 | 0 | 0 | 0 | 0 | 0 | 0 | 0 | 34 | 34 | 34 | 0 | 0 | 0 | 0 | 0 | 0 | 0 | 0 | 0 | 0 | 0 | 0 | 0 | 0 | 0 | 0 | 0 | 0 | 0 | 0 | 0 | 0 | 0 | 0 | 49.92 | 49.92 | 49.92 | 0 | 0 | 0 | 0 | 0 | 0% | 0% | 0% | 0% | 0% | 0% | 0% | 0% | 0% | [9 empty] | 0 | 0 | 0 | 0 | 0 | 0 | 0 | 0 | 0 | 0 | 0 | 0 | 0 | Existing & Under Const. Plant
| 24 | Ameri_2016 | SouthWest Ghana Group | Gas | Gas Combustion Turbine | 0.43824 | 0 | 18.427 | 0 | 0 | 0 | 0 | 0 | 0 | 43.1252 | 0 | 1813.32 | 0 | 0 | 0 | 0 | 0 | 0 | 14.54 | 14.54 | 14.54 | 14.54 | 0 | 0 | 0 | 0 | 0 | 5 | 0 | 5 | 0 | 0 | 0 | 0 | 0 | 0 | 74.9854 | 0 | 84.5417 | 0 | 0 | 0 | 0 | 0 | 0 | 230 | 230 | 230 | 230 | 0 | 0 | 0 | 0 | 0 | 2.14% | 0% | 90% | 0% | 0% | 0% | 0% | 0% | 0% | [9 empty] | 0 | 0 | 0 | 0 | 0 | 0 | 0 | 0 | 0 | 0 | 0 | 0 | 0 | Existing & Under Const. Plant
| 25 | Ameri_2021 | SouthWest Ghana Group | Gas | Gas Combustion Turbine | 0 | 0 | 0 | 0 | 0 | 0 | 0.013161 | 0 | 0 | 0 | 0 | 0 | 0 | 0 | 0 | 1.2951 | 0 | 0 | 0 | 0 | 0 | 0 | 14.54 | 14.54 | 14.54 | 14.54 | 14.54 | 0 | 0 | 0 | 0 | 0 | 0 | 4.17 | 0 | 0 | 0 | 0 | 0 | 0 | 0 | 0 | 82.282 | 0 | 0 | 0 | 0 | 0 | 0 | 230 | 230 | 230 | 230 | 230 | 0% | 0% | 0% | 0% | 0% | 0% | 0.06428% | 0% | 0% | [9 empty] | 0 | 0 | 0 | 0 | 0 | 0 | 0 | 0 | 0 | 0 | 0 | 0 | 0 | Existing & Under Const. Plant
| 26 | Bui | Northern Ghana Group | Water | Hydro | 0 | 0 | 0 | 0 | 0 | 0 | 0 | 0 | 0 | 669.5863 | 669.5861 | 669.5863 | 669.5862 | 669.5861 | 669.5865 | 669.5862 | 669.5865 | 669.5866 | 27.74 | 27.74 | 27.74 | 27.74 | 27.74 | 27.74 | 27.74 | 27.74 | 27.74 | 1.63 | 1.63 | 1.63 | 1.63 | 1.63 | 1.63 | 1.63 | 1.63 | 1.63 | 0 | 0 | 0 | 0 | 0 | 0 | 0 | 0 | 0 | 330 | 330 | 330 | 330 | 330 | 330 | 330 | 330 | 330 | 23.16% | 23.16% | 23.16% | 23.16% | 23.16% | 23.16% | 23.16% | 23.16% | 23.16% | [9 empty] | 0 | 0 | 0 | 0 | 0 | 0 | 0 | 0 | 0 | 0 | 0 | 0 | 0 | Existing & Under Const. Plant
| 27 | Akosombo | SouthEast Ghana Group | Water | Hydro | 0 | 0 | 0 | 0 | 0 | 0 | 0 | 0 | 0 | 3681.6902 | 3681.6906 | 4016.3893 | 4016.3894 | 4434.7627 | 4434.7623 | 4434.7619 | 4434.7622 | 4434.7611 | 9.16 | 9.16 | 9.16 | 9.16 | 9.16 | 9.16 | 9.16 | 9.16 | 9.16 | 0.98 | 0.98 | 0.98 | 0.98 | 0.98 | 0.98 | 0.98 | 0.98 | 0.98 | 0 | 0 | 0 | 0 | 0 | 0 | 0 | 0 | 0 | 900 | 900 | 900 | 900 | 900 | 900 | 900 | 900 | 900 | 46.7% | 46.7% | 50.94% | 50.94% | 56.25% | 56.25% | 56.25% | 56.25% | 56.25% | [9 empty] | 0 | 0 | 0 | 0 | 0 | 0 | 0 | 0 | 0 | 0 | 0 | 0 | 0 | Existing & Under Const. Plant
| 28 | Kpong | SouthEast Ghana Group | Water | Hydro | 0 | 0 | 0 | 0 | 0 | 0 | 0 | 0 | 0 | 722.7074 | 722.7074 | 788.4081 | 788.4081 | 870.5339 | 870.534 | 870.5339 | 870.534 | 870.5341 | 9.16 | 9.16 | 9.16 | 9.16 | 9.16 | 9.16 | 9.16 | 9.16 | 9.16 | 0.98 | 0.98 | 0.98 | 0.98 | 0.98 | 0.98 | 0.98 | 0.98 | 0.98 | 0 | 0 | 0 | 0 | 0 | 0 | 0 | 0 | 0 | 140 | 140 | 140 | 140 | 140 | 140 | 140 | 140 | 140 | 58.93% | 58.93% | 64.29% | 64.29% | 70.98% | 70.98% | 70.98% | 70.98% | 70.98% | [9 empty] | 0 | 0 | 0 | 0 | 0 | 0 | 0 | 0 | 0 | 0 | 0 | 0 | 0 | Existing & Under Const. Plant
| 29 | Cote d'Ivoire Dummy | Cote d'Ivoire | Water | Hydro | 0 | 0 | 0 | 0 | 0 | 0 | 0 | 0 | 0 | 814.6798 | 814.68 | 10 | 562.6924 | 814.6802 | 814.6805 | 814.6801 | 814.6804 | 814.6794 | 0 | 0 | 0 | 0 | 0 | 0 | 0 | 0 | 0 | 10 | 10 | 10 | 10 | 10 | 10 | 10 | 10 | 10 | 0 | 0 | 0 | 0 | 0 | 0 | 0 | 0 | 0 | 150 | 150 | 150 | 150 | 150 | 150 | 150 | 150 | 150 | 62% | 62% | 0.761% | 42.82% | 62% | 62% | 62% | 62% | 62% | [9 empty] | 0 | 0 | 0 | 0 | 0 | 0 | 0 | 0 | 0 | 0 | 0 | 0 | 0 | Existing & Under Const. Plant
| 30 | Burkina Dummy | Burkina Group | Water | Hydro | 0 | 0 | 0 | 0 | 0 | 0 | 0 | 0 | 0 | 0.438 | 0.438 | 0.438 | 0.438 | 4.818 | 4.818 | 4.818 | 4.818 | 4.818 | 0 | 0 | 0 | 0 | 0 | 0 | 0 | 0 | 0 | 10 | 10 | 10 | 10 | 10 | 10 | 10 | 10 | 10 | 0 | 0 | 0 | 0 | 0 | 0 | 0 | 0 | 0 | 10 | 10 | 10 | 10 | 110 | 110 | 110 | 110 | 110 | 0.5% | 0.5% | 0.5% | 0.5% | 0.5% | 0.5% | 0.5% | 0.5% | 0.5% | [9 empty] | 0 | 0 | 0 | 0 | 0 | 0 | 0 | 0 | 0 | 0 | 0 | 0 | 0 | Existing & Under Const. Plant
| 31 | VRA Solar | Northern Ghana Group | Sun | Solar PV | 0 | 0 | 0 | 0 | 0 | 0 | 0 | 0 | 0 | 2.7132 | 2.7132 | 2.7132 | 2.7132 | 2.7132 | 2.7132 | 2.7132 | 2.7132 | 2.7132 | 0 | 0 | 0 | 0 | 0 | 0 | 0 | 0 | 0 | 0 | 0 | 0 | 0 | 0 | 0 | 0 | 0 | 0 | 0 | 0 | 0 | 0 | 0 | 0 | 0 | 0 | 0 | 1.8 | 1.8 | 1.8 | 1.8 | 1.8 | 1.8 | 1.8 | 1.8 | 1.8 | 17.21% | 17.21% | 17.21% | 17.21% | 17.21% | 17.21% | 17.21% | 17.21% | 17.21% | [9 empty] | 0 | 0 | 0 | 0 | 0 | 0 | 0 | 0 | 0 | 0 | 0 | 0 | 0 | Existing & Under Const. Plant
| 32 | BXC Solar | SouthEast Ghana Group | Sun | Solar PV | 0 | 0 | 0 | 0 | 0 | 0 | 0 | 0 | 0 | 24.0159 | 24.0159 | 24.0159 | 24.0159 | 24.0159 | 24.0159 | 24.0159 | 24.0159 | 0 | 0 | 0 | 0 | 0 | 0 | 0 | 0 | 0 | 0 | 0 | 0 | 0 | 0 | 0 | 0 | 0 | 0 | 0 | 0 | 0 | 0 | 0 | 0 | 0 | 0 | 0 | 0 | 18 | 18 | 18 | 18 | 18 | 18 | 18 | 18 | 0 | 15.23% | 15.23% | 15.23% | 15.23% | 15.23% | 15.23% | 15.23% | 15.23% | 0% | [9 empty] | 0 | 0 | 0 | 0 | 0 | 0 | 0 | 0 | 0 | 0 | 0 | 0 | 0 | Existing & Under Const. Plant
| 37 | ASHA BIOMASS 2020 | Ashanti Group | Biomass | Biomass Combustion | 0 | 0 | 0 | 0 | 1.0052 | 1.0052 | 1.0052 | 1.0052 | 1.0052 | 0 | 0 | 0 | 0 | 74.46 | 74.46 | 74.46 | 74.46 | 74.46 | 0 | 0 | 0 | 0 | 130 | 130 | 130 | 130 | 130 | 0 | 0 | 0 | 0 | 4.5 | 4.5 | 4.5 | 4.5 | 4.5 | 0 | 0 | 0 | 0 | 67.5 | 67.5 | 67.5 | 67.5 | 67.5 | 0 | 0 | 0 | 0 | 10 | 10 | 10 | 10 | 10 | 0% | 0% | 0% | 0% | 85% | 85% | 85% | 85% | 85% | 0 | 0 | 0 | 0 | 40 | 0 | 0 | 0 | 0 | 0 | 0 | 0 | 0 | 22.579 | 0 | 0 | 0 | 0 | 24.8369 | 24.8369 | 40 | 44 | Unplanned Build | Potential Build Biomass Combustion2020
| 38 | NORT BIOMASS 2018 | Northern Ghana Group | Biomass | Biomass Combustion | 0 | 0 | 0 | 0 | 6.0313 | 6.0313 | 6.0313 | 6.0313 | 6.0313 | 0 | 0 | 0 | 0 | 446.76 | 446.76 | 446.76 | 446.76 | 446.76 | 0 | 0 | 0 | 0 | 130 | 130 | 130 | 130 | 130 | 0 | 0 | 0 | 0 | 4.5 | 4.5 | 4.5 | 4.5 | 4.5 | 0 | 0 | 0 | 0 | 67.5 | 67.5 | 67.5 | 67.5 | 67.5 | 0 | 0 | 0 | 0 | 60 | 60 | 60 | 60 | 60 | 0% | 0% | 0% | 0% | 85% | 85% | 85% | 85% | 85% | 0 | 0 | 0 | 0 | 240 | 0 | 0 | 0 | 0 | 0 | 0 | 0 | 0 | 135.4737 | 0 | 0 | 0 | 0 | 149.0211 | 149.0211 | 240 | 264 | Unplanned Build | Potential Build Biomass Combustion2018
| 39 | SOUT BIOMASS 2018 | SouthEast Ghana Group | Biomass | Biomass Combustion | 0 | 0 | 0 | 0 | 1.0052 | 1.0052 | 1.0052 | 1.0052 | 1.0052 | 0 | 0 | 0 | 0 | 74.46 | 74.46 | 74.46 | 74.46 | 74.46 | 0 | 0 | 0 | 0 | 130 | 130 | 130 | 130 | 130 | 0 | 0 | 0 | 0 | 4.5 | 4.5 | 4.5 | 4.5 | 4.5 | 0 | 0 | 0 | 0 | 67.5 | 67.5 | 67.5 | 67.5 | 67.5 | 0 | 0 | 0 | 0 | 10 | 10 | 10 | 10 | 10 | 0% | 0% | 0% | 0% | 85% | 85% | 85% | 85% | 85% | 0 | 0 | 0 | 0 | 40 | 0 | 0 | 0 | 0 | 0 | 0 | 0 | 0 | 22.579 | 0 | 0 | 0 | 0 | 24.8369 | 24.8369 | 40 | 44 | Unplanned Build | Potential Build Biomass Combustion2018
| 40 | SOUT BIOMASS 2018 | SouthWest Ghana Group | Biomass | Biomass Combustion | 0 | 0 | 0 | 0 | 1.5078 | 1.5078 | 1.5078 | 1.5078 | 1.5078 | 0 | 0 | 0 | 0 | 111.69 | 111.69 | 111.69 | 111.69 | 111.69 | 0 | 0 | 0 | 0 | 130 | 130 | 130 | 130 | 130 | 0 | 0 | 0 | 0 | 4.5 | 4.5 | 4.5 | 4.5 | 4.5 | 0 | 0 | 0 | 0 | 67.5 | 67.5 | 67.5 | 67.5 | 67.5 | 0 | 0 | 0 | 0 | 15 | 15 | 15 | 15 | 15 | 0% | 0% | 0% | 0% | 85% | 85% | 85% | 85% | 85% | 0 | 0 | 0 | 0 | 60 | 0 | 0 | 0 | 0 | 0 | 0 | 0 | 0 | 33.8684 | 0 | 0 | 0 | 0 | 37.2553 | 37.2553 | 60 | 66 | Unplanned Build | Potential Build Biomass Combustion2018
| 41 | SOUT COAL STEAM TURBINE 2023 | SouthWest Ghana Group | Coal | Coal Steam Turbine | 0 | 0 | 0 | 0 | 0 | 7.5667 | 7.5667 | 7.5667 | 7.5667 | 0 | 0 | 0 | 0 | 0 | 859.8492 | 859.8492 | 859.8492 | 859.8492 | 0 | 0 | 0 | 0 | 0 | 65 | 65 | 65 | 65 | 0 | 0 | 0 | 0 | 0 | 6.034 | 6.034 | 6.034 | 6.034 | 0 | 0 | 0 | 0 | 0 | 28.6501 | 29.1315 | 30.4486 | 31.6724 | 0 | 0 | 0 | 0 | 0 | 115.478 | 115.478 | 115.478 | 115.478 | 0% | 0% | 0% | 0% | 0% | 85% | 85% | 85% | 85% | 0 | 0 | 0 | 0 | 0 | 326.7032 | 0 | 0 | 0 | 0 | 0 | 0 | 0 | 0 | 138.554 | 0 | 0 | 0 | 152.4095 | 152.4095 | 326.7032 | 359.3735 | Unplanned Build | Potential Build Coal2023
| 43 | SOUT COMBINED CYCLE 2020 | SouthWest Ghana Group | Oil/Gas | Oil/Gas Combined Cycle | 0 | 0 | 0 | 0 | 9.7208 | 9.7208 | 9.7208 | 9.7208 | 12.2704 | 0 | 0 | 0 | 0 | 1340.7968 | 1340.7969 | 1340.7965 | 1340.7962 | 1692.4758 | 0 | 0 | 0 | 0 | 15 | 15 | 15 | 15 | 15 | 0 | 0 | 0 | 0 | 3.48 | 3.48 | 3.48 | 3.48 | 3.48 | 0 | 0 | 0 | 0 | 57.0834 | 66.0138 | 67.1384 | 67.0047 | 82.5313 | 0 | 0 | 0 | 0 | 170.065 | 170.065 | 170.065 | 170.065 | 214.6724 | 0% | 0% | 0% | 0% | 90% | 90% | 90% | 90% | 90% | 0 | 0 | 0 | 0 | 109.8696 | 0 | 0 | 0 | 28.8184 | 0 | 0 | 0 | 0 | 62.0185 | 0 | 0 | 0 | 3.5402 | 68.2204 | 68.2204 | 109.8696 | 120.8565 | Unplanned Build | Potential Build Oil/Gas Combined Cycle2020
| 45 | SOUT COMBINED CYCLE 2019 | SouthEast Ghana Group | Oil/Gas | Oil/Gas Combined Cycle | 0 | 0 | 0 | 0 | 5.3104 | 5.3104 | 5.3104 | 44.5641 | 115.9076 | 0 | 0 | 0 | 0 | 732.4648 | 732.4648 | 732.4648 | 6146.7779 | 15987.2598 | 0 | 0 | 0 | 0 | 15 | 15 | 15 | 15 | 15 | 0 | 0 | 0 | 0 | 3.48 | 3.48 | 3.48 | 3.48 | 3.48 | 0 | 0 | 0 | 0 | 57.0834 | 58.3646 | 65.9458 | 68.9668 | 81.0416 | 0 | 0 | 0 | 0 | 92.9052 | 92.9052 | 92.9052 | 779.6522 | 2027.8122 | 0% | 0% | 0% | 0% | 90% | 90% | 90% | 90% | 90% | 0 | 0 | 0 | 0 | 60.0209 | 0 | 0 | 443.6692 | 806.367 | 0 | 0 | 0 | 0 | 33.8802 | 0 | 0 | 87.7776 | 99.0589 | 37.2683 | 133.8236 | 60.0209 | 554.0591 | Unplanned Build | Potential Build Oil/Gas Combined Cycle2019
| 53 | SOUT HYDRO SMALL 2023 | SouthWest Ghana Group | Water | Hydro | 0 | 0 | 0 | 0 | 0 | 0 | 0 | 0 | 0 | 0 | 0 | 0 | 0 | 212.2847 | 212.2847 | 212.2847 | 212.2847 | 212.2847 | 0 | 0 | 0 | 0 | 45 | 45 | 45 | 45 | 45 | 0 | 0 | 0 | 0 | 3 | 3 | 3 | 3 | 3 | 0 | 0 | 0 | 0 | 0 | 0 | 0 | 0 | 0 | 0 | 0 | 0 | 0 | 57.0198 | 57.0198 | 57.0198 | 57.0198 | 57.0198 | 0% | 0% | 0% | 0% | 42.5% | 42.5% | 42.5% | 42.5% | 42.5% | 0 | 0 | 0 | 0 | 285.099 | 0 | 0 | 0 | 0 | 0 | 0 | 0 | 0 | 160.931 | 0 | 0 | 0 | 0 | 177.024 | 177.024 | 285.099 | 313.6089 | Unplanned Build | Potential Build Hydro Small2023SOUT
| 54 | ASHA INTERRUPTIBLE 2016 | Ashanti Group | Interruptible | Interruptible | 0 | 0 | 0 | 0 | 0 | 0 | 0 | 0 | 0 | 0 | 0 | 0 | 0 | 0 | 0 | 0 | 0 | 0 | 0 | 0 | 0 | 0 | 0 | 0 | 0 | 0 | 0 | 0 | 0 | 0 | 0 | 0 | 0 | 0 | 0 | 0 | 0 | 0 | 0 | 0 | 0 | 0 | 0 | 0 | 0 | 129.301 | 217.102 | 0 | 0 | 0 | 0 | 0 | 0 | 0 | 0% | 0% | 0% | 0% | 0% | 0% | 0% | 0% | 0% | [9 empty] | 0 | 0 | 0 | 0 | 0 | 0 | 0 | 0 | 0 | 0 | 0 | 0 | 0 | Unplanned Build | Potential Build Interruptible2016
| 62 | SOUT NUCLEAR 2030 | SouthWest Ghana Group | Uranium | Nuclear | 0 | 0 | 0 | 0 | 0 | 0 | 0 | 39.4392 | 39.4392 | 0 | 0 | 0 | 0 | 0 | 0 | 0 | 3829.0486 | 3829.0486 | 0 | 0 | 0 | 0 | 0 | 0 | 0 | 100 | 100 | 0 | 0 | 0 | 0 | 0 | 0 | 0 | 2.3 | 2.3 | 0 | 0 | 0 | 0 | 0 | 0 | 0 | 13.184 | 13.184 | 0 | 0 | 0 | 0 | 0 | 0 | 0 | 460.112 | 460.112 | 0% | 0% | 0% | 0% | 0% | 0% | 0% | 95% | 95% | 0 | 0 | 0 | 0 | 0 | 0 | 0 | 2377.1842 | 0 | 0 | 0 | 0 | 0 | 0 | 0 | 0 | 470.3132 | 0 | 0 | 517.3445 | 0 | 2614.9026 | Unplanned Build | Potential Build Nuclear2030
| 63 | ASHA SOLAR PV 2020 | Ashanti Group | Sun | Solar PV | 0 | 0 | 0 | 0 | 0 | 0 | 0 | 0 | 0 | 0 | 0 | 0 | 9.5063 | 34.8564 | 34.8564 | 34.8564 | 34.8564 | 34.8564 | 0 | 0 | 0 | 24.8 | 24.8 | 24.8 | 24.8 | 24.8 | 24.8 | 0 | 0 | 0 | 0 | 0 | 0 | 0 | 0 | 0 | 0 | 0 | 0 | 0 | 0 | 0 | 0 | 0 | 0 | 0 | 0 | 0 | 7.5 | 27.5 | 27.5 | 27.5 | 27.5 | 27.5 | 0% | 0% | 0% | 14.47% | 14.47% | 14.47% | 14.47% | 14.47% | 14.47% | 0 | 0 | 0 | 7.65 | 20.4 | 0 | 0 | 0 | 0 | 0 | 0 | 0 | 5.2251 | 11.5153 | 0 | 0 | 0 | 0 | 18.4144 | 18.4144 | 28.05 | 30.855 | Unplanned Build | Potential Build Solar PV2020
| 64 | ASHA SOLAR PV 2026 | Ashanti Group | Sun | Solar PV | 0 | 0 | 0 | 0 | 0 | 0 | 0 | 0 | 0 | 0 | 0 | 0 | 0 | 0 | 25.3501 | 76.0503 | 101.4004 | 101.4004 | 0 | 0 | 0 | 0 | 0 | 24.8 | 24.8 | 24.8 | 24.8 | 0 | 0 | 0 | 0 | 0 | 0 | 0 | 0 | 0 | 0 | 0 | 0 | 0 | 0 | 0 | 0 | 0 | 0 | 0 | 0 | 0 | 0 | 0 | 20 | 60 | 80 | 80 | 0% | 0% | 0% | 0% | 0% | 14.47% | 14.47% | 14.47% | 14.47% | 0 | 0 | 0 | 0 | 0 | 17.9 | 35.8 | 17.9 | 0 | 0 | 0 | 0 | 0 | 0 | 7.5913 | 11.407 | 3.5414 | 0 | 8.3505 | 24.7937 | 17.9 | 78.76 | Unplanned Build | Potential Build Solar PV2026
| 65 | ASHA SOLAR PV 2035 | Ashanti Group | Sun | Solar PV | 0 | 0 | 0 | 0 | 0 | 0 | 0 | 0 | 0 | 0 | 0 | 0 | 0 | 0 | 0 | 0 | 25.3501 | 139.4256 | 0 | 0 | 0 | 0 | 0 | 0 | 0 | 25 | 25 | 0 | 0 | 0 | 0 | 0 | 0 | 0 | 0 | 0 | 0 | 0 | 0 | 0 | 0 | 0 | 0 | 0 | 0 | 0 | 0 | 0 | 0 | 0 | 0 | 0 | 20 | 110 | 0% | 0% | 0% | 0% | 0% | 0% | 0% | 14.47% | 14.47% | 0 | 0 | 0 | 0 | 0 | 0 | 0 | 15.2 | 68.4 | 0 | 0 | 0 | 0 | 0 | 0 | 0 | 3.0072 | 8.4027 | 0 | 3.308 | 0 | 16.72 | Unplanned Build | Potential Build Solar PV2035
| 66 | SOUT SOLAR PV 2020 | SouthWest Ghana Group | Sun | Solar PV | 0 | 0 | 0 | 0 | 0 | 0 | 0 | 0 | 0 | 0 | 0 | 0 | 19.0126 | 44.3627 | 44.3627 | 44.3627 | 44.3627 | 44.3627 | 0 | 0 | 0 | 24.8 | 24.8 | 24.8 | 24.8 | 24.8 | 24.8 | 0 | 0 | 0 | 0 | 0 | 0 | 0 | 0 | 0 | 0 | 0 | 0 | 0 | 0 | 0 | 0 | 0 | 0 | 0 | 0 | 0 | 15 | 35 | 35 | 35 | 35 | 35 | 0% | 0% | 0% | 14.47% | 14.47% | 14.47% | 14.47% | 14.47% | 14.47% | 0 | 0 | 0 | 15.3 | 20.4 | 0 | 0 | 0 | 0 | 0 | 0 | 0 | 10.4501 | 11.5153 | 0 | 0 | 0 | 0 | 24.1619 | 24.1619 | 35.7 | 39.27 | Unplanned Build | Potential Build Solar PV2020
| 67 | SOUT SOLAR PV 2026 | SouthWest Ghana Group | Sun | Solar PV | 0 | 0 | 0 | 0 | 0 | 0 | 0 | 0 | 0 | 0 | 0 | 0 | 0 | 0 | 25.3501 | 50.7002 | 63.3753 | 63.3753 | 0 | 0 | 0 | 0 | 0 | 24.8 | 24.8 | 24.8 | 24.8 | 0 | 0 | 0 | 0 | 0 | 0 | 0 | 0 | 0 | 0 | 0 | 0 | 0 | 0 | 0 | 0 | 0 | 0 | 0 | 0 | 0 | 0 | 0 | 20 | 40 | 50 | 50 | 0% | 0% | 0% | 0% | 0% | 14.47% | 14.47% | 14.47% | 14.47% | 0 | 0 | 0 | 0 | 0 | 17.9 | 17.9 | 8.95 | 0 | 0 | 0 | 0 | 0 | 0 | 7.5913 | 5.7035 | 1.7707 | 0 | 8.3505 | 16.5721 | 17.9 | 49.225 | Unplanned Build | Potential Build Solar PV2026
| 68 | SOUT SOLAR PV 2035 | SouthWest Ghana Group | Sun | Solar PV | 0 | 0 | 0 | 0 | 0 | 0 | 0 | 0 | 0 | 0 | 0 | 0 | 0 | 0 | 0 | 0 | 25.3501 | 114.0755 | 0 | 0 | 0 | 0 | 0 | 0 | 0 | 25 | 25 | 0 | 0 | 0 | 0 | 0 | 0 | 0 | 0 | 0 | 0 | 0 | 0 | 0 | 0 | 0 | 0 | 0 | 0 | 0 | 0 | 0 | 0 | 0 | 0 | 0 | 20 | 90 | 0% | 0% | 0% | 0% | 0% | 0% | 0% | 14.47% | 14.47% | 0 | 0 | 0 | 0 | 0 | 0 | 0 | 15.2 | 53.2 | 0 | 0 | 0 | 0 | 0 | 0 | 0 | 3.0072 | 6.5354 | 0 | 3.308 | 0 | 16.72 | Unplanned Build | Potential Build Solar PV2035
| 69 | NORT SOLAR PV 2018 | Northern Ghana Group | Sun | Solar PV | 0 | 0 | 0 | 0 | 0 | 0 | 0 | 0 | 0 | 0 | 0 | 71.598 | 71.598 | 71.598 | 71.598 | 71.598 | 71.598 | 71.598 | 0 | 0 | 24.8 | 24.8 | 24.8 | 24.8 | 24.8 | 24.8 | 24.8 | 0 | 0 | 0 | 0 | 0 | 0 | 0 | 0 | 0 | 0 | 0 | 0 | 0 | 0 | 0 | 0 | 0 | 0 | 0 | 0 | 50 | 50 | 50 | 50 | 50 | 50 | 50 | 0% | 0% | 16.35% | 16.35% | 16.35% | 16.35% | 16.35% | 16.35% | 16.35% | 0 | 0 | 62.15 | 0 | 0 | 0 | 0 | 0 | 0 | 0 | 0 | 46.6942 | 0 | 0 | 0 | 0 | 0 | 0 | 51.3636 | 51.3636 | 62.15 | 68.365 | Unplanned Build | Potential Build Solar PV2018
| 70 | NORT SOLAR PV 2020 | Northern Ghana Group | Sun | Solar PV | 0 | 0 | 0 | 0 | 0 | 0 | 0 | 0 | 0 | 0 | 0 | 0 | 107.3971 | 393.7893 | 393.7893 | 393.7893 | 393.7893 | 393.7893 | 0 | 0 | 0 | 24.8 | 24.8 | 24.8 | 24.8 | 24.8 | 24.8 | 0 | 0 | 0 | 0 | 0 | 0 | 0 | 0 | 0 | 0 | 0 | 0 | 0 | 0 | 0 | 0 | 0 | 0 | 0 | 0 | 0 | 75 | 275 | 275 | 275 | 275 | 275 | 0% | 0% | 0% | 16.35% | 16.35% | 16.35% | 16.35% | 16.35% | 16.35% | 0 | 0 | 0 | 76.5 | 204 | 0 | 0 | 0 | 0 | 0 | 0 | 0 | 52.2505 | 115.1527 | 0 | 0 | 0 | 0 | 184.1435 | 184.1435 | 280.5 | 308.55 | Unplanned Build | Potential Build Solar PV2020
| 71 | NORT SOLAR PV 2023 | Northern Ghana Group | Sun | Solar PV | 0 | 0 | 0 | 0 | 0 | 0 | 0 | 0 | 0 | 0 | 0 | 0 | 0 | 143.1961 | 286.3922 | 286.3922 | 286.3922 | 286.3922 | 0 | 0 | 0 | 0 | 24.8 | 24.8 | 24.8 | 24.8 | 24.8 | 0 | 0 | 0 | 0 | 0 | 0 | 0 | 0 | 0 | 0 | 0 | 0 | 0 | 0 | 0 | 0 | 0 | 0 | 0 | 0 | 0 | 0 | 100 | 200 | 200 | 200 | 200 | 0% | 0% | 0% | 0% | 16.35% | 16.35% | 16.35% | 16.35% | 16.35% | 0 | 0 | 0 | 0 | 95.7 | 95.7 | 0 | 0 | 0 | 0 | 0 | 0 | 0 | 54.0202 | 40.5861 | 0 | 0 | 0 | 104.0669 | 104.0669 | 191.4 | 210.54 | Unplanned Build | Potential Build Solar PV2023
| 72 | NORT SOLAR PV 2026 | Northern Ghana Group | Sun | Solar PV | 0 | 0 | 0 | 0 | 0 | 0 | 0 | 0 | 0 | 0 | 0 | 0 | 0 | 0 | 143.1961 | 429.5883 | 429.5883 | 429.5883 | 0 | 0 | 0 | 0 | 0 | 24.8 | 24.8 | 24.8 | 24.8 | 0 | 0 | 0 | 0 | 0 | 0 | 0 | 0 | 0 | 0 | 0 | 0 | 0 | 0 | 0 | 0 | 0 | 0 | 0 | 0 | 0 | 0 | 0 | 100 | 300 | 300 | 300 | 0% | 0% | 0% | 0% | 0% | 16.35% | 16.35% | 16.35% | 16.35% | 0 | 0 | 0 | 0 | 0 | 89.5 | 179 | 0 | 0 | 0 | 0 | 0 | 0 | 0 | 37.9567 | 57.0349 | 0 | 0 | 41.7524 | 104.4908 | 89.5 | 295.35 | Unplanned Build | Potential Build Solar PV2026
| 73 | NORT SOLAR PV 2030 | Northern Ghana Group | Sun | Solar PV | 0 | 0 | 0 | 0 | 0 | 0 | 0 | 0 | 0 | 0 | 0 | 0 | 0 | 0 | 0 | 71.598 | 357.9902 | 357.9902 | 0 | 0 | 0 | 0 | 0 | 0 | 24.8 | 24.8 | 24.8 | 0 | 0 | 0 | 0 | 0 | 0 | 0 | 0 | 0 | 0 | 0 | 0 | 0 | 0 | 0 | 0 | 0 | 0 | 0 | 0 | 0 | 0 | 0 | 0 | 50 | 250 | 250 | 0% | 0% | 0% | 0% | 0% | 0% | 16.35% | 16.35% | 16.35% | 0 | 0 | 0 | 0 | 0 | 0 | 41.4 | 165.6 | 0 | 0 | 0 | 0 | 0 | 0 | 0 | 13.1913 | 32.7631 | 0 | 0 | 50.5498 | 0 | 227.7 | Unplanned Build | Potential Build Solar PV2030
| 74 | NORT SOLAR PV 2035 | Northern Ghana Group | Sun | Solar PV | 0 | 0 | 0 | 0 | 0 | 0 | 0 | 0 | 0 | 0 | 0 | 0 | 0 | 0 | 0 | 0 | 143.1961 | 859.1766 | 0 | 0 | 0 | 0 | 0 | 0 | 0 | 24.8 | 24.8 | 0 | 0 | 0 | 0 | 0 | 0 | 0 | 0 | 0 | 0 | 0 | 0 | 0 | 0 | 0 | 0 | 0 | 0 | 0 | 0 | 0 | 0 | 0 | 0 | 0 | 100 | 600 | 0% | 0% | 0% | 0% | 0% | 0% | 0% | 16.35% | 16.35% | 0 | 0 | 0 | 0 | 0 | 0 | 0 | 76 | 380 | 0 | 0 | 0 | 0 | 0 | 0 | 0 | 15.0362 | 46.6815 | 0 | 16.5398 | 0 | 83.6 | Unplanned Build | Potential Build Solar PV2035
| 76 | SOUT SOLAR PV 2020 | SouthEast Ghana Group | Sun | Solar PV | 0 | 0 | 0 | 0 | 0 | 0 | 0 | 0 | 0 | 0 | 0 | 0 | 44.3627 | 171.1132 | 171.1132 | 171.1132 | 171.1132 | 171.1132 | 0 | 0 | 0 | 24.8 | 24.8 | 24.8 | 24.8 | 24.8 | 24.8 | 0 | 0 | 0 | 0 | 0 | 0 | 0 | 0 | 0 | 0 | 0 | 0 | 0 | 0 | 0 | 0 | 0 | 0 | 0 | 0 | 0 | 35 | 135 | 135 | 135 | 135 | 135 | 0% | 0% | 0% | 14.47% | 14.47% | 14.47% | 14.47% | 14.47% | 14.47% | 0 | 0 | 0 | 35.7 | 102 | 0 | 0 | 0 | 0 | 0 | 0 | 0 | 24.3836 | 57.5763 | 0 | 0 | 0 | 0 | 90.1559 | 90.1559 | 137.7 | 151.47 | Unplanned Build | Potential Build Solar PV2020
| 77 | SOUT SOLAR PV 2026 | SouthEast Ghana Group | Sun | Solar PV | 0 | 0 | 0 | 0 | 0 | 0 | 0 | 0 | 0 | 0 | 0 | 0 | 0 | 0 | 63.3753 | 443.6268 | 570.3773 | 570.3773 | 0 | 0 | 0 | 0 | 0 | 24.8 | 24.8 | 24.8 | 24.8 | 0 | 0 | 0 | 0 | 0 | 0 | 0 | 0 | 0 | 0 | 0 | 0 | 0 | 0 | 0 | 0 | 0 | 0 | 0 | 0 | 0 | 0 | 0 | 50 | 350 | 450 | 450 | 0% | 0% | 0% | 0% | 0% | 14.47% | 14.47% | 14.47% | 14.47% | 0 | 0 | 0 | 0 | 0 | 44.75 | 268.5 | 89.5 | 0 | 0 | 0 | 0 | 0 | 0 | 18.9784 | 85.5524 | 17.7071 | 0 | 20.8762 | 134.4616 | 44.75 | 443.025 | Unplanned Build | Potential Build Solar PV2026
| 78 | SOUT SOLAR PV 2035 | SouthEast Ghana Group | Sun | Solar PV | 0 | 0 | 0 | 0 | 0 | 0 | 0 | 0 | 0 | 0 | 0 | 0 | 0 | 0 | 0 | 0 | 126.7505 | 570.3773 | 0 | 0 | 0 | 0 | 0 | 0 | 0 | 25 | 25 | 0 | 0 | 0 | 0 | 0 | 0 | 0 | 0 | 0 | 0 | 0 | 0 | 0 | 0 | 0 | 0 | 0 | 0 | 0 | 0 | 0 | 0 | 0 | 0 | 0 | 100 | 450 | 0% | 0% | 0% | 0% | 0% | 0% | 0% | 14.47% | 14.47% | 0 | 0 | 0 | 0 | 0 | 0 | 0 | 76 | 266 | 0 | 0 | 0 | 0 | 0 | 0 | 0 | 15.0362 | 32.677 | 0 | 16.5398 | 0 | 83.6 | Unplanned Build | Potential Build Solar PV2035
| 80 | SOUT SOLAR PV 2020 | SouthWest Ghana Group | Sun | Solar PV | 0 | 0 | 0 | 0 | 0 | 0 | 0 | 0 | 0 | 0 | 0 | 0 | 57.0377 | 133.088 | 133.088 | 133.088 | 133.088 | 133.088 | 0 | 0 | 0 | 24.8 | 24.8 | 24.8 | 24.8 | 24.8 | 24.8 | 0 | 0 | 0 | 0 | 0 | 0 | 0 | 0 | 0 | 0 | 0 | 0 | 0 | 0 | 0 | 0 | 0 | 0 | 0 | 0 | 0 | 45 | 105 | 105 | 105 | 105 | 105 | 0% | 0% | 0% | 14.47% | 14.47% | 14.47% | 14.47% | 14.47% | 14.47% | 0 | 0 | 0 | 45.9 | 61.2 | 0 | 0 | 0 | 0 | 0 | 0 | 0 | 31.3503 | 34.5458 | 0 | 0 | 0 | 0 | 72.4857 | 72.4857 | 107.1 | 117.81 | Unplanned Build | Potential Build Solar PV2020
| 81 | SOUT SOLAR PV 2026 | SouthWest Ghana Group | Sun | Solar PV | 0 | 0 | 0 | 0 | 0 | 0 | 0 | 0 | 0 | 0 | 0 | 0 | 0 | 0 | 50.7002 | 253.501 | 304.2012 | 304.2012 | 0 | 0 | 0 | 0 | 0 | 24.8 | 24.8 | 24.8 | 24.8 | 0 | 0 | 0 | 0 | 0 | 0 | 0 | 0 | 0 | 0 | 0 | 0 | 0 | 0 | 0 | 0 | 0 | 0 | 0 | 0 | 0 | 0 | 0 | 40 | 200 | 240 | 240 | 0% | 0% | 0% | 0% | 0% | 14.47% | 14.47% | 14.47% | 14.47% | 0 | 0 | 0 | 0 | 0 | 35.8 | 143.2 | 35.8 | 0 | 0 | 0 | 0 | 0 | 0 | 15.1827 | 45.6279 | 7.0828 | 0 | 16.701 | 74.6828 | 35.8 | 236.28 | Unplanned Build | Potential Build Solar PV2026
| 82 | SOUT SOLAR PV 2035 | SouthWest Ghana Group | Sun | Solar PV | 0 | 0 | 0 | 0 | 0 | 0 | 0 | 0 | 0 | 0 | 0 | 0 | 0 | 0 | 0 | 0 | 25.3501 | 304.2012 | 0 | 0 | 0 | 0 | 0 | 0 | 0 | 25 | 25 | 0 | 0 | 0 | 0 | 0 | 0 | 0 | 0 | 0 | 0 | 0 | 0 | 0 | 0 | 0 | 0 | 0 | 0 | 0 | 0 | 0 | 0 | 0 | 0 | 0 | 20 | 240 | 0% | 0% | 0% | 0% | 0% | 0% | 0% | 14.47% | 14.47% | 0 | 0 | 0 | 0 | 0 | 0 | 0 | 15.2 | 167.2 | 0 | 0 | 0 | 0 | 0 | 0 | 0 | 3.0072 | 20.5398 | 0 | 3.308 | 0 | 16.72 | Unplanned Build | Potential Build Solar PV2035
| 83 | SOUT SOLAR PV 2020 | SouthEast Ghana Group | Sun | Solar PV | 0 | 0 | 0 | 0 | 0 | 0 | 0 | 0 | 0 | 0 | 0 | 0 | 19.0126 | 19.0126 | 19.0126 | 19.0126 | 19.0126 | 19.0126 | 0 | 0 | 0 | 24.8 | 24.8 | 24.8 | 24.8 | 24.8 | 24.8 | 0 | 0 | 0 | 0 | 0 | 0 | 0 | 0 | 0 | 0 | 0 | 0 | 0 | 0 | 0 | 0 | 0 | 0 | 0 | 0 | 0 | 15 | 15 | 15 | 15 | 15 | 15 | 0% | 0% | 0% | 14.47% | 14.47% | 14.47% | 14.47% | 14.47% | 14.47% | 0 | 0 | 0 | 15.3 | 0 | 0 | 0 | 0 | 0 | 0 | 0 | 0 | 10.4501 | 0 | 0 | 0 | 0 | 0 | 11.4951 | 11.4951 | 15.3 | 16.83 | Unplanned Build | Potential Build Solar PV2020
| 84 | SOUT SOLAR PV 2026 | SouthEast Ghana Group | Sun | Solar PV | 0 | 0 | 0 | 0 | 0 | 0 | 0 | 0 | 0 | 0 | 0 | 0 | 0 | 0 | 25.3501 | 50.7002 | 76.0503 | 76.0503 | 0 | 0 | 0 | 0 | 0 | 24.8 | 24.8 | 24.8 | 24.8 | 0 | 0 | 0 | 0 | 0 | 0 | 0 | 0 | 0 | 0 | 0 | 0 | 0 | 0 | 0 | 0 | 0 | 0 | 0 | 0 | 0 | 0 | 0 | 20 | 40 | 60 | 60 | 0% | 0% | 0% | 0% | 0% | 14.47% | 14.47% | 14.47% | 14.47% | 0 | 0 | 0 | 0 | 0 | 17.9 | 17.9 | 17.9 | 0 | 0 | 0 | 0 | 0 | 0 | 7.5913 | 5.7035 | 3.5414 | 0 | 8.3505 | 18.5199 | 17.9 | 59.07 | Unplanned Build | Potential Build Solar PV2026
| 85 | SOUT SOLAR PV 2035 | SouthEast Ghana Group | Sun | Solar PV | 0 | 0 | 0 | 0 | 0 | 0 | 0 | 0 | 0 | 0 | 0 | 0 | 0 | 0 | 0 | 0 | 25.3501 | 76.0503 | 0 | 0 | 0 | 0 | 0 | 0 | 0 | 25 | 25 | 0 | 0 | 0 | 0 | 0 | 0 | 0 | 0 | 0 | 0 | 0 | 0 | 0 | 0 | 0 | 0 | 0 | 0 | 0 | 0 | 0 | 0 | 0 | 0 | 0 | 20 | 60 | 0% | 0% | 0% | 0% | 0% | 0% | 0% | 14.47% | 14.47% | 0 | 0 | 0 | 0 | 0 | 0 | 0 | 15.2 | 30.4 | 0 | 0 | 0 | 0 | 0 | 0 | 0 | 3.0072 | 3.7345 | 0 | 3.308 | 0 | 16.72 | Unplanned Build | Potential Build Solar PV2035
| 86 | ASHA SOLAR PV WITH STORAGE 2020 | Ashanti Group | Sun + storage | Solar PV + Storage | 0 | 0 | 0 | 0 | 0 | 0 | 0 | 0 | 0 | 0 | 0 | 0 | 0 | 12.675 | 12.675 | 12.675 | 12.675 | 12.675 | 0 | 0 | 0 | 0 | 28 | 28 | 28 | 28 | 28 | 0 | 0 | 0 | 0 | 0 | 0 | 0 | 0 | 0 | 0 | 0 | 0 | 0 | 0 | 0 | 0 | 0 | 0 | 0 | 0 | 0 | 0 | 10 | 10 | 10 | 10 | 10 | 0% | 0% | 0% | 0% | 14.47% | 14.47% | 14.47% | 14.47% | 14.47% | 0 | 0 | 0 | 0 | 14.57 | 0 | 0 | 0 | 0 | 0 | 0 | 0 | 0 | 8.2244 | 0 | 0 | 0 | 0 | 9.0468 | 9.0468 | 14.57 | 16.027 | Unplanned Build | Potential Build Solar PV with storage2020
| 88 | ASHA SOLAR PV WITH STORAGE 2035 | Ashanti Group | Sun + storage | Solar PV + Storage | 0 | 0 | 0 | 0 | 0 | 0 | 0 | 0 | 0 | 0 | 0 | 0 | 0 | 0 | 0 | 0 | 12.675 | 76.0503 | 0 | 0 | 0 | 0 | 0 | 0 | 0 | 28 | 28 | 0 | 0 | 0 | 0 | 0 | 0 | 0 | 0 | 0 | 0 | 0 | 0 | 0 | 0 | 0 | 0 | 0 | 0 | 0 | 0 | 0 | 0 | 0 | 0 | 0 | 10 | 60 | 0% | 0% | 0% | 0% | 0% | 0% | 0% | 14.47% | 14.47% | 0 | 0 | 0 | 0 | 0 | 0 | 0 | 10.8 | 54 | 0 | 0 | 0 | 0 | 0 | 0 | 0 | 2.1367 | 6.6337 | 0 | 2.3504 | 0 | 11.88 | Unplanned Build | Potential Build Solar PV with storage2035
| 89 | SOUT SOLAR PV WITH STORAGE 2020 | SouthWest Ghana Group | Sun + storage | Solar PV + Storage | 0 | 0 | 0 | 0 | 0 | 0 | 0 | 0 | 0 | 0 | 0 | 0 | 0 | 12.675 | 12.675 | 12.675 | 12.675 | 12.675 | 0 | 0 | 0 | 0 | 28 | 28 | 28 | 28 | 28 | 0 | 0 | 0 | 0 | 0 | 0 | 0 | 0 | 0 | 0 | 0 | 0 | 0 | 0 | 0 | 0 | 0 | 0 | 0 | 0 | 0 | 0 | 10 | 10 | 10 | 10 | 10 | 0% | 0% | 0% | 0% | 14.47% | 14.47% | 14.47% | 14.47% | 14.47% | 0 | 0 | 0 | 0 | 14.57 | 0 | 0 | 0 | 0 | 0 | 0 | 0 | 0 | 8.2244 | 0 | 0 | 0 | 0 | 9.0468 | 9.0468 | 14.57 | 16.027 | Unplanned Build | Potential Build Solar PV with storage2020
| 91 | SOUT SOLAR PV WITH STORAGE 2035 | SouthWest Ghana Group | Sun + storage | Solar PV + Storage | 0 | 0 | 0 | 0 | 0 | 0 | 0 | 0 | 0 | 0 | 0 | 0 | 0 | 0 | 0 | 0 | 12.675 | 63.3752 | 0 | 0 | 0 | 0 | 0 | 0 | 0 | 28 | 28 | 0 | 0 | 0 | 0 | 0 | 0 | 0 | 0 | 0 | 0 | 0 | 0 | 0 | 0 | 0 | 0 | 0 | 0 | 0 | 0 | 0 | 0 | 0 | 0 | 0 | 10 | 50 | 0% | 0% | 0% | 0% | 0% | 0% | 0% | 14.47% | 14.47% | 0 | 0 | 0 | 0 | 0 | 0 | 0 | 10.8 | 43.2 | 0 | 0 | 0 | 0 | 0 | 0 | 0 | 2.1367 | 5.3069 | 0 | 2.3504 | 0 | 11.88 | Unplanned Build | Potential Build Solar PV with storage2035
| 92 | NORT SOLAR PV WITH STORAGE 2020 | Northern Ghana Group | Sun + storage | Solar PV + Storage | 0 | 0 | 0 | 0 | 0 | 0 | 0 | 0 | 0 | 0 | 0 | 0 | 0 | 126.7505 | 126.7505 | 126.7505 | 126.7505 | 126.7505 | 0 | 0 | 0 | 0 | 28 | 28 | 28 | 28 | 28 | 0 | 0 | 0 | 0 | 0 | 0 | 0 | 0 | 0 | 0 | 0 | 0 | 0 | 0 | 0 | 0 | 0 | 0 | 0 | 0 | 0 | 0 | 100 | 100 | 100 | 100 | 100 | 0% | 0% | 0% | 0% | 14.47% | 14.47% | 14.47% | 14.47% | 14.47% | 0 | 0 | 0 | 0 | 145.7 | 0 | 0 | 0 | 0 | 0 | 0 | 0 | 0 | 82.2439 | 0 | 0 | 0 | 0 | 90.4682 | 90.4682 | 145.7 | 160.27 | Unplanned Build | Potential Build Solar PV with storage2020
| 94 | NORT SOLAR PV WITH STORAGE 2035 | Northern Ghana Group | Sun + storage | Solar PV + Storage | 0 | 0 | 0 | 0 | 0 | 0 | 0 | 0 | 0 | 0 | 0 | 0 | 0 | 0 | 0 | 0 | 63.3752 | 380.2515 | 0 | 0 | 0 | 0 | 0 | 0 | 0 | 28 | 28 | 0 | 0 | 0 | 0 | 0 | 0 | 0 | 0 | 0 | 0 | 0 | 0 | 0 | 0 | 0 | 0 | 0 | 0 | 0 | 0 | 0 | 0 | 0 | 0 | 0 | 50 | 300 | 0% | 0% | 0% | 0% | 0% | 0% | 0% | 14.47% | 14.47% | 0 | 0 | 0 | 0 | 0 | 0 | 0 | 54 | 270 | 0 | 0 | 0 | 0 | 0 | 0 | 0 | 10.6836 | 33.1684 | 0 | 11.752 | 0 | 59.4 | Unplanned Build | Potential Build Solar PV with storage2035
| 95 | SOUT SOLAR PV WITH STORAGE 2020 | SouthEast Ghana Group | Sun + storage | Solar PV + Storage | 0 | 0 | 0 | 0 | 0 | 0 | 0 | 0 | 0 | 0 | 0 | 0 | 0 | 50.7002 | 50.7002 | 50.7002 | 50.7002 | 50.7002 | 0 | 0 | 0 | 0 | 28 | 28 | 28 | 28 | 28 | 0 | 0 | 0 | 0 | 0 | 0 | 0 | 0 | 0 | 0 | 0 | 0 | 0 | 0 | 0 | 0 | 0 | 0 | 0 | 0 | 0 | 0 | 40 | 40 | 40 | 40 | 40 | 0% | 0% | 0% | 0% | 14.47% | 14.47% | 14.47% | 14.47% | 14.47% | 0 | 0 | 0 | 0 | 58.28 | 0 | 0 | 0 | 0 | 0 | 0 | 0 | 0 | 32.8975 | 0 | 0 | 0 | 0 | 36.1873 | 36.1873 | 58.28 | 64.108 | Unplanned Build | Potential Build Solar PV with storage2020
| 97 | SOUT SOLAR PV WITH STORAGE 2035 | SouthEast Ghana Group | Sun + storage | Solar PV + Storage | 0 | 0 | 0 | 0 | 0 | 0 | 0 | 0 | 0 | 0 | 0 | 0 | 0 | 0 | 0 | 0 | 63.3752 | 278.8511 | 0 | 0 | 0 | 0 | 0 | 0 | 0 | 28 | 28 | 0 | 0 | 0 | 0 | 0 | 0 | 0 | 0 | 0 | 0 | 0 | 0 | 0 | 0 | 0 | 0 | 0 | 0 | 0 | 0 | 0 | 0 | 0 | 0 | 0 | 50 | 220 | 0% | 0% | 0% | 0% | 0% | 0% | 0% | 14.47% | 14.47% | 0 | 0 | 0 | 0 | 0 | 0 | 0 | 54 | 183.6 | 0 | 0 | 0 | 0 | 0 | 0 | 0 | 10.6836 | 22.5545 | 0 | 11.752 | 0 | 59.4 | Unplanned Build | Potential Build Solar PV with storage2035
| 98 | SOUT SOLAR PV WITH STORAGE 2020 | SouthWest Ghana Group | Sun + storage | Solar PV + Storage | 0 | 0 | 0 | 0 | 0 | 0 | 0 | 0 | 0 | 0 | 0 | 0 | 0 | 38.0251 | 38.0251 | 38.0251 | 38.0251 | 38.0251 | 0 | 0 | 0 | 0 | 28 | 28 | 28 | 28 | 28 | 0 | 0 | 0 | 0 | 0 | 0 | 0 | 0 | 0 | 0 | 0 | 0 | 0 | 0 | 0 | 0 | 0 | 0 | 0 | 0 | 0 | 0 | 30 | 30 | 30 | 30 | 30 | 0% | 0% | 0% | 0% | 14.47% | 14.47% | 14.47% | 14.47% | 14.47% | 0 | 0 | 0 | 0 | 43.71 | 0 | 0 | 0 | 0 | 0 | 0 | 0 | 0 | 24.6732 | 0 | 0 | 0 | 0 | 27.1405 | 27.1405 | 43.71 | 48.081 | Unplanned Build | Potential Build Solar PV with storage2020
| 100 | SOUT SOLAR PV WITH STORAGE 2035 | SouthWest Ghana Group | Sun + storage | Solar PV + Storage | 0 | 0 | 0 | 0 | 0 | 0 | 0 | 0 | 0 | 0 | 0 | 0 | 0 | 0 | 0 | 0 | 12.675 | 101.4004 | 0 | 0 | 0 | 0 | 0 | 0 | 0 | 28 | 28 | 0 | 0 | 0 | 0 | 0 | 0 | 0 | 0 | 0 | 0 | 0 | 0 | 0 | 0 | 0 | 0 | 0 | 0 | 0 | 0 | 0 | 0 | 0 | 0 | 0 | 10 | 80 | 0% | 0% | 0% | 0% | 0% | 0% | 0% | 14.47% | 14.47% | 0 | 0 | 0 | 0 | 0 | 0 | 0 | 10.8 | 75.6 | 0 | 0 | 0 | 0 | 0 | 0 | 0 | 2.1367 | 9.2872 | 0 | 2.3504 | 0 | 11.88 | Unplanned Build | Potential Build Solar PV with storage2035
| 103 | SOUT SOLAR PV WITH STORAGE 2035 | SouthEast Ghana Group | Sun + storage | Solar PV + Storage | 0 | 0 | 0 | 0 | 0 | 0 | 0 | 0 | 0 | 0 | 0 | 0 | 0 | 0 | 0 | 0 | 12.675 | 50.7002 | 0 | 0 | 0 | 0 | 0 | 0 | 0 | 28 | 28 | 0 | 0 | 0 | 0 | 0 | 0 | 0 | 0 | 0 | 0 | 0 | 0 | 0 | 0 | 0 | 0 | 0 | 0 | 0 | 0 | 0 | 0 | 0 | 0 | 0 | 10 | 40 | 0% | 0% | 0% | 0% | 0% | 0% | 0% | 14.47% | 14.47% | 0 | 0 | 0 | 0 | 0 | 0 | 0 | 10.8 | 32.4 | 0 | 0 | 0 | 0 | 0 | 0 | 0 | 2.1367 | 3.9802 | 0 | 2.3504 | 0 | 11.88 | Unplanned Build | Potential Build Solar PV with storage2035
| 104 | SOUT WIND TURBINE 2020 | SouthEast Ghana Group | Wind | Wind | 0 | 0 | 0 | 0 | 0 | 0 | 0 | 0 | 0 | 0 | 0 | 0 | 175.1525 | 350.305 | 700.61 | 700.61 | 700.61 | 700.61 | 0 | 0 | 0 | 46.71 | 46.71 | 46.71 | 46.71 | 46.71 | 46.71 | 0 | 0 | 0 | 0 | 0 | 0 | 0 | 0 | 0 | 0 | 0 | 0 | 0 | 0 | 0 | 0 | 0 | 0 | 0 | 0 | 0 | 75 | 150 | 300 | 300 | 300 | 300 | 0% | 0% | 0% | 26.66% | 26.66% | 26.66% | 26.66% | 26.66% | 26.66% | 0 | 0 | 0 | 116.025 | 116.025 | 232.05 | 0 | 0 | 0 | 0 | 0 | 0 | 79.2466 | 65.4931 | 98.4119 | 0 | 0 | 0 | 267.4667 | 267.4667 | 464.1 | 510.51 | Unplanned Build | Potential Build Wind2020
| 105 | SOUT WIND TURBINE 2026 | SouthEast Ghana Group | Wind | Wind | 0 | 0 | 0 | 0 | 0 | 0 | 0 | 0 | 0 | 0 | 0 | 0 | 0 | 0 | 350.305 | 817.3784 | 1050.9151 | 1050.9151 | 0 | 0 | 0 | 0 | 0 | 46.71 | 46.71 | 46.71 | 46.71 | 0 | 0 | 0 | 0 | 0 | 0 | 0 | 0 | 0 | 0 | 0 | 0 | 0 | 0 | 0 | 0 | 0 | 0 | 0 | 0 | 0 | 0 | 0 | 150 | 350 | 450 | 450 | 0% | 0% | 0% | 0% | 0% | 26.66% | 26.66% | 26.66% | 26.66% | 0 | 0 | 0 | 0 | 0 | 219 | 292 | 146 | 0 | 0 | 0 | 0 | 0 | 0 | 92.8774 | 93.0402 | 28.8853 | 0 | 102.1651 | 236.2832 | 219 | 722.7 | Unplanned Build | Potential Build Wind2026
| 106 | SOUT WIND TURBINE 2035 | SouthEast Ghana Group | Wind | Wind | 0 | 0 | 0 | 0 | 0 | 0 | 0 | 0 | 0 | 0 | 0 | 0 | 0 | 0 | 0 | 0 | 467.0734 | 467.0734 | 0 | 0 | 0 | 0 | 0 | 0 | 0 | 47 | 47 | 0 | 0 | 0 | 0 | 0 | 0 | 0 | 0 | 0 | 0 | 0 | 0 | 0 | 0 | 0 | 0 | 0 | 0 | 0 | 0 | 0 | 0 | 0 | 0 | 0 | 200 | 200 | 0% | 0% | 0% | 0% | 0% | 0% | 0% | 26.66% | 26.66% | 0 | 0 | 0 | 0 | 0 | 0 | 0 | 268.8 | 0 | 0 | 0 | 0 | 0 | 0 | 0 | 0 | 53.1806 | 0 | 0 | 58.4987 | 0 | 295.68 | Unplanned Build | Potential Build Wind2035
[6 empty] | 0 | 0 | 0 | 0 | 0 | 0 | 0 |  |  | 0 | 0 | 0 | 0 | 0 | 0 | 0 |  |  | 0 | 0 | 0 | 0 | 0 | 0 | 0 |  |  | 0 | 0 | 0 | 0 | 0 | 0 | 0 |  |  | 0 | 0 | 0 | 0 | 0 | 0 | 0 |  |  | 0 | 0 | 0 | 0 | 0 | 0 | 0 |  |  | 0 | 0 | 0 | 0 | 0 | 0 | 0