## Table of Contents
Strategy V: Reference Case assumptions on domestic and VALCO demand, technology costs, gas resource availability, and RE targets. No technology-specific constraints on build options
| Contents |  | Plant Details file has the run-year information from the IPM on the following items for each exisiting and new power plants:
0 | RefCase | Column | B | IPM Plant ID
1 | High Demand | Column | C | Plant Name
2 | Low Demand | Column | D-F | Model Region where plant is located, Fuel used, and Capacity type
3 | HighFuelPrice | Column | G-O | Annual Fuel Consumption by year in Tbtu
4 | LowFuelPrice | Column | P-X | Annual Generation in GWh
5 | LtdFuelSupply | Column | Y-AG | FOM in 2016$/kW-year
6 | GreaterFuelSupply | Column | AH-AP | VOM in 2016$/MWh
7 | LtdWater | Column | AQ-AY | Fuel Cost in 2016$/MWh
8 | HighRECapCost | Column | AZ-BH | Available Capacity in MW
9 | LowRECapCost | Column | BI-BQ | Capacity Factor
10 | HighDemandHighCostLowWater | Only for Reference Case, High Demand Case, and Low Demand Case
11 | LowDemandHighCostLowWater | Column | BR-BZ | Total Capital Cost per year in 2016$ for new builds
12 | LowREHighCost | Column | CA-CI | Total Capital Cost per year in 2016$ for new builds in NPV (the annual discount rates converting costs to NPV are shown in row 1)
13 | LowConCapCost | Column | CJ-CK | 10 year and 20 year total capital cost per plant in NPV. Row 2 has the total
|  | Column | CL-CM | 10 year and 20 year total capital cost per plant (no NPV). Row 2 has the total
|  | Column | CN | Indicates whether plant is existing and under-construction or an unplanned build in the model

## RefCase
Back to Contents | [77 empty] | 90.91% | 82.64% | 75.13% | 68.3% | 56.45% | 42.41% | 31.86% | 19.78% | 12.28% | Cap Cost NPV |  | Cap Cost -- no NPV
|  | Plant Name |  |  |  | FUEL CONSUMPTION | [8 empty] | GENERATION | [8 empty] | FOM (USD/kW-yr | [8 empty] | VOM (USD/MWh) | [8 empty] | Fuel Cost (USD/MWh) | [8 empty] | Available Capacity | [8 empty] | Capacity Factors | [8 empty] | Total Capital Cost | [8 empty] | Total Capital Cost (NPV) | [8 empty] | 1418.0653 | 2622.2994 | 2766.7484 | 7394.3443 | Unplanned? | Plant Name
| UnitID |  | Model Region | Fuel Type | Capacity Type | 2017 | 2018 | 2019 | 2020 | 2023 | 2026 | 2030 | 2035 | 2040 | 2017 | 2018 | 2019 | 2020 | 2023 | 2026 | 2030 | 2035 | 2040 | 2017 | 2018 | 2019 | 2020 | 2023 | 2026 | 2030 | 2035 | 2040 | 2017 | 2018 | 2019 | 2020 | 2023 | 2026 | 2030 | 2035 | 2040 | 2017 | 2018 | 2019 | 2020 | 2023 | 2026 | 2030 | 2035 | 2040 | 2017 | 2018 | 2019 | 2020 | 2023 | 2026 | 2030 | 2035 | 2040 | 2017 | 2018 | 2019 | 2020 | 2023 | 2026 | 2030 | 2035 | 2040 | 2017 | 2018 | 2019 | 2020 | 2023 | 2026 | 2030 | 2035 | 2040 | 2017 | 2018 | 2019 | 2020 | 2023 | 2026 | 2030 | 2035 | 2040 | 10-year | 20-year | 10-year | 20-year
| 1 | CENIT | SouthEast Ghana Group | Oil | Oil Combustion | 0 | 0 | 0 | 0 | 0 | 0 | 0 | 0 | 0 | 0 | 0 | 0 | 0 | 0 | 0 | 0 | 0 | 0 | 11.83 | 11.83 | 11.83 | 12.3933 | 11.7943 | 11.7943 | 11.7232 | 0 | 0 | 0 | 0 | 0 | 0 | 0 | 0 | 0 | 0 | 0 | 0 | 0 | 0 | 0 | 0 | 0 | 0 | 0 | 0 | 100 | 100 | 100 | 100 | 100 | 100 | 100 | 0 | 0 | 0% | 0% | 0% | 0% | 0% | 0% | 0% | 0% | 0% | [9 empty] | 0 | 0 | 0 | 0 | 0 | 0 | 0 | 0 | 0 | 0 | 0 | 0 | 0 | Existing & Under Const. Plant
| 2 | Trojan 2B | SouthEast Ghana Group | Oil | Oil Combustion | 0.26958 | 0 | 0 | 0 | 0 | 0 | 0 | 0 | 0 | 31.941 | 0 | 0 | 0 | 0 | 0 | 0 | 0 | 0 | 34 | 34 | 34 | 35.619 | 0 | 0 | 0 | 0 | 0 | 5.5 | 0 | 0 | 0 | 0 | 0 | 0 | 0 | 0 | 0 | 0 | 0 | 0 | 0 | 0 | 0 | 0 | 0 | 16.25 | 16.25 | 16.25 | 16.25 | 0 | 0 | 0 | 0 | 0 | 22.44% | 0% | 0% | 0% | 0% | 0% | 0% | 0% | 0% | [9 empty] | 0 | 0 | 0 | 0 | 0 | 0 | 0 | 0 | 0 | 0 | 0 | 0 | 0 | Existing & Under Const. Plant
| 3 | Trojan 2A | Ashanti Group | Oil | Oil Combustion | 0.26958 | 0 | 0 | 0 | 0 | 0 | 0 | 0 | 0 | 31.941 | 0 | 0 | 0 | 0 | 0 | 0 | 0 | 0 | 34 | 34 | 34 | 35.619 | 0 | 0 | 0 | 0 | 0 | 5.5 | 0 | 0 | 0 | 0 | 0 | 0 | 0 | 0 | 0 | 0 | 0 | 0 | 0 | 0 | 0 | 0 | 0 | 16.25 | 16.25 | 16.25 | 16.25 | 0 | 0 | 0 | 0 | 0 | 22.44% | 0% | 0% | 0% | 0% | 0% | 0% | 0% | 0% | [9 empty] | 0 | 0 | 0 | 0 | 0 | 0 | 0 | 0 | 0 | 0 | 0 | 0 | 0 | Existing & Under Const. Plant
| 4 | GP Tarkwa Plant | SouthWest Ghana Group | Oil | Oil Combustion | 0 | 0 | 0 | 0 | 0 | 0 | 0 | 0 | 0 | 0 | 0 | 0 | 0 | 0 | 0 | 0 | 0 | 0 | 17.5 | 17.5 | 17.5 | 18.3333 | 17.4471 | 17.4471 | 17.3421 | 17.3421 | 15.861 | 0 | 0 | 0 | 0 | 0 | 0 | 0 | 0 | 0 | 0 | 0 | 0 | 0 | 0 | 0 | 0 | 0 | 0 | 33 | 33 | 33 | 33 | 33 | 33 | 33 | 33 | 33 | 0% | 0% | 0% | 0% | 0% | 0% | 0% | 0% | 0% | [9 empty] | 0 | 0 | 0 | 0 | 0 | 0 | 0 | 0 | 0 | 0 | 0 | 0 | 0 | Existing & Under Const. Plant
| 5 | GP Chirano Plant | SouthWest Ghana Group | Oil | Oil Combustion | 0 | 0 | 0 | 0 | 0 | 0 | 0 | 0 | 0 | 0 | 0 | 0 | 0 | 0 | 0 | 0 | 0 | 0 | 17.5 | 17.5 | 17.5 | 18.3333 | 17.4471 | 17.4471 | 17.3421 | 17.3421 | 15.861 | 0 | 0 | 0 | 0 | 0 | 0 | 0 | 0 | 0 | 0 | 0 | 0 | 0 | 0 | 0 | 0 | 0 | 0 | 30 | 30 | 30 | 30 | 30 | 30 | 30 | 30 | 30 | 0% | 0% | 0% | 0% | 0% | 0% | 0% | 0% | 0% | [9 empty] | 0 | 0 | 0 | 0 | 0 | 0 | 0 | 0 | 0 | 0 | 0 | 0 | 0 | Existing & Under Const. Plant
| 6 | GP Darmang Plant | SouthWest Ghana Group | Oil | Oil Combustion | 0 | 0 | 0 | 0 | 0 | 0 | 0 | 0 | 0 | 0 | 0 | 0 | 0 | 0 | 0 | 0 | 0 | 0 | 17.5 | 17.5 | 17.5 | 18.3333 | 17.4471 | 17.4471 | 17.3421 | 17.3421 | 15.861 | 0 | 0 | 0 | 0 | 0 | 0 | 0 | 0 | 0 | 0 | 0 | 0 | 0 | 0 | 0 | 0 | 0 | 0 | 25.5 | 25.5 | 25.5 | 25.5 | 25.5 | 25.5 | 25.5 | 25.5 | 25.5 | 0% | 0% | 0% | 0% | 0% | 0% | 0% | 0% | 0% | [9 empty] | 0 | 0 | 0 | 0 | 0 | 0 | 0 | 0 | 0 | 0 | 0 | 0 | 0 | Existing & Under Const. Plant
| 7 | SAPP 2 | SouthEast Ghana Group | Oil/Gas | Oil/Gas Combined Cycle | 9.6772 | 23.2536 | 21.995 | 8.5583 | 23.5117 | 23.5117 | 23.5117 | 23.5117 | 23.4267 | 1240.6696 | 2981.2363 | 2819.8715 | 1097.2146 | 3014.316 | 3014.3161 | 3014.3157 | 3014.316 | 3003.4187 | 16 | 16 | 16 | 16.7619 | 15.9517 | 15.9517 | 15.8556 | 15.8556 | 14.5015 | 3.5 | 3.5 | 3.5 | 3.5 | 3.5 | 3.5 | 3.5 | 3.5 | 3.5 | 0 | 0 | 0 | 0 | 0 | 0 | 0 | 0 | 0 | 370 | 370 | 370 | 370 | 370 | 370 | 370 | 370 | 370 | 38.28% | 91.98% | 87% | 33.85% | 93% | 93% | 93% | 93% | 92.66% | [9 empty] | 0 | 0 | 0 | 0 | 0 | 0 | 0 | 0 | 0 | 0 | 0 | 0 | 0 | Existing & Under Const. Plant
| 8 | Cenpower | SouthEast Ghana Group | Oil/Gas | Oil/Gas Combined Cycle | 0 | 0.13838 | 2.1896 | 0 | 21.6884 | 21.6884 | 21.6884 | 21.6726 | 19.4673 | 0 | 17.6725 | 279.6412 | 0 | 2769.912 | 2769.9121 | 2769.9119 | 2767.897 | 2486.2415 | 0 | 16 | 16 | 16.7619 | 15.9517 | 15.9517 | 15.8556 | 15.8556 | 14.5015 | 0 | 3.5 | 3.5 | 0 | 3.5 | 3.5 | 3.5 | 3.5 | 3.5 | 0 | 0 | 0 | 0 | 0 | 0 | 0 | 0 | 0 | 0 | 340 | 340 | 340 | 340 | 340 | 340 | 340 | 340 | 0% | 0.5934% | 9.389% | 0% | 93% | 93% | 93% | 92.93% | 83.48% | [9 empty] | 0 | 0 | 0 | 0 | 0 | 0 | 0 | 0 | 0 | 0 | 0 | 0 | 0 | Existing & Under Const. Plant
| 9 | KarpowerShip 1 | SouthEast Ghana Group | Oil/Gas | Oil/Gas Combined Cycle | 14.837 | 0 | 0 | 0 | 0 | 0 | 0 | 0 | 0 | 1942.0128 | 0 | 0 | 0 | 0 | 0 | 0 | 0 | 0 | 177.828 | 0 | 0 | 0 | 0 | 0 | 0 | 0 | 0 | 3.5 | 0 | 0 | 0 | 0 | 0 | 0 | 0 | 0 | 0 | 0 | 0 | 0 | 0 | 0 | 0 | 0 | 0 | 247 | 0 | 0 | 0 | 0 | 0 | 0 | 0 | 0 | 89.75% | 0% | 0% | 0% | 0% | 0% | 0% | 0% | 0% | [9 empty] | 0 | 0 | 0 | 0 | 0 | 0 | 0 | 0 | 0 | 0 | 0 | 0 | 0 | Existing & Under Const. Plant
| 10 | AKSA | SouthEast Ghana Group | Oil/Gas | Oil/Gas Combined Cycle | 10.1595 | 0 | 0 | 0 | 18.3824 | 6.911 | 3.7408 | 2.7331 | 9.1512 | 1195.236 | 0 | 0 | 0 | 2162.6366 | 813.0537 | 440.0936 | 321.547 | 1076.6084 | 16 | 16 | 16 | 16.7619 | 15.9517 | 15.9517 | 15.8556 | 15.8556 | 14.5015 | 3.5 | 0 | 0 | 0 | 3.5 | 3.5 | 3.5 | 3.5 | 3.5 | 0 | 0 | 0 | 0 | 0 | 0 | 0 | 0 | 0 | 250 | 375 | 375 | 375 | 375 | 375 | 375 | 375 | 375 | 54.58% | 0% | 0% | 0% | 65.83% | 24.75% | 13.4% | 9.788% | 32.77% | [9 empty] | 0 | 0 | 0 | 0 | 0 | 0 | 0 | 0 | 0 | 0 | 0 | 0 | 0 | Existing & Under Const. Plant
| 11 | TAPCO (T1) | SouthWest Ghana Group | Oil/Gas | Oil/Gas Combined Cycle | 11.645 | 17.1872 | 0 | 17.1872 | 17.1872 | 17.1872 | 17.171 | 15.6158 | 0.75143 | 1496.2087 | 2208.3 | 0 | 2208.3 | 2208.3 | 2208.3003 | 2206.2222 | 2006.3987 | 96.5472 | 18.7 | 18.7 | 18.7 | 19.5905 | 18.6435 | 18.6435 | 18.5312 | 18.5312 | 16.9486 | 5 | 5 | 0 | 5 | 5 | 5 | 5 | 5 | 5 | 0 | 0 | 0 | 0 | 0 | 0 | 0 | 0 | 0 | 305 | 305 | 305 | 305 | 305 | 305 | 305 | 305 | 305 | 56% | 82.65% | 0% | 82.65% | 82.65% | 82.65% | 82.57% | 75.1% | 3.614% | [9 empty] | 0 | 0 | 0 | 0 | 0 | 0 | 0 | 0 | 0 | 0 | 0 | 0 | 0 | Existing & Under Const. Plant
| 12 | TICO (T2) | SouthWest Ghana Group | Oil/Gas | Oil/Gas Combined Cycle | 17.7346 | 17.7346 | 10.5327 | 17.7346 | 17.7346 | 17.7346 | 17.7346 | 17.7346 | 5.3922 | 2382.7198 | 2382.72 | 1415.1178 | 2382.72 | 2382.72 | 2382.72 | 2382.72 | 2382.7201 | 724.4692 | 30.94 | 30.94 | 30.94 | 32.4133 | 30.8465 | 30.8465 | 30.6608 | 30.6608 | 28.0423 | 4.9 | 4.9 | 4.9 | 4.9 | 4.9 | 4.9 | 4.9 | 4.9 | 4.9 | 0 | 0 | 0 | 0 | 0 | 0 | 0 | 0 | 0 | 320 | 320 | 320 | 320 | 320 | 320 | 320 | 320 | 320 | 85% | 85% | 50.48% | 85% | 85% | 85% | 85% | 85% | 25.84% | [9 empty] | 0 | 0 | 0 | 0 | 0 | 0 | 0 | 0 | 0 | 0 | 0 | 0 | 0 | Existing & Under Const. Plant
| 13 | Amandi | SouthWest Ghana Group | Oil/Gas | Oil/Gas Combined Cycle | 0 | 0 | 8.0946 | 12.0103 | 12.0103 | 11.7388 | 9.895 | 6.6734 | 0.17303 | 0 | 0 | 987.1488 | 1464.672 | 1464.672 | 1431.5572 | 1206.712 | 813.8244 | 21.1012 | 0 | 0 | 30.94 | 32.4133 | 30.8465 | 30.8465 | 30.6608 | 30.6608 | 28.0423 | 0 | 0 | 4.9 | 4.9 | 4.9 | 4.9 | 4.9 | 4.9 | 4.9 | 0 | 0 | 0 | 0 | 0 | 0 | 0 | 0 | 0 | 0 | 0 | 190 | 190 | 190 | 190 | 190 | 190 | 190 | 0% | 0% | 59.31% | 88% | 88% | 86.01% | 72.5% | 48.9% | 1.268% | [9 empty] | 0 | 0 | 0 | 0 | 0 | 0 | 0 | 0 | 0 | 0 | 0 | 0 | 0 | Existing & Under Const. Plant
| 14 | KarpowerShip 2 | SouthWest Ghana Group | Oil/Gas | Oil/Gas Combined Cycle | 0 | 24.5592 | 31.8841 | 18.521 | 0 | 0 | 0 | 0 | 0 | 0 | 2884.5643 | 3744.9 | 2175.353 | 0 | 0 | 0 | 0 | 0 | 0 | 177.828 | 177.828 | 186.296 | 177.2908 | 0 | 0 | 0 | 0 | 0 | 3.5 | 3.5 | 3.5 | 0 | 0 | 0 | 0 | 0 | 0 | 0 | 0 | 0 | 0 | 0 | 0 | 0 | 0 | 0 | 450 | 450 | 450 | 450 | 0 | 0 | 0 | 0 | 0% | 73.18% | 95% | 55.18% | 0% | 0% | 0% | 0% | 0% | [9 empty] | 0 | 0 | 0 | 0 | 0 | 0 | 0 | 0 | 0 | 0 | 0 | 0 | 0 | Existing & Under Const. Plant
| 15 | Early Power | SouthEast Ghana Group | Oil/Gas | Oil/Gas Combustion | 0 | 0 | 7.7096 | 23.0656 | 23.0656 | 23.0656 | 23.0656 | 23.0656 | 23.0656 | 0 | 0 | 1027.9476 | 3075.417 | 3075.417 | 3075.417 | 3075.417 | 3075.417 | 3075.417 | 0 | 0 | 16 | 16.7619 | 15.9517 | 15.9517 | 15.8556 | 15.8556 | 14.5015 | 0 | 0 | 3.5 | 3.5 | 3.5 | 3.5 | 3.5 | 3.5 | 3.5 | 0 | 0 | 0 | 0 | 0 | 0 | 0 | 0 | 0 | 0 | 0 | 377.5 | 377.5 | 377.5 | 377.5 | 377.5 | 377.5 | 377.5 | 0% | 0% | 31.08% | 93% | 93% | 93% | 93% | 93% | 93% | [9 empty] | 0 | 0 | 0 | 0 | 0 | 0 | 0 | 0 | 0 | 0 | 0 | 0 | 0 | Existing & Under Const. Plant
| 16 | TT1PP | SouthEast Ghana Group | Oil/Gas | Oil/Gas Combustion | 0 | 0 | 0 | 0 | 0 | 0 | 0 | 0 | 0 | 0 | 0 | 0 | 0 | 0 | 0 | 0 | 0 | 0 | 14.3 | 14.3 | 14.3 | 14.981 | 14.2568 | 14.2568 | 14.1709 | 14.1709 | 12.9607 | 0 | 0 | 0 | 0 | 0 | 0 | 0 | 0 | 0 | 0 | 0 | 0 | 0 | 0 | 0 | 0 | 0 | 0 | 100 | 100 | 100 | 100 | 100 | 100 | 100 | 100 | 100 | 0% | 0% | 0% | 0% | 0% | 0% | 0% | 0% | 0% | [9 empty] | 0 | 0 | 0 | 0 | 0 | 0 | 0 | 0 | 0 | 0 | 0 | 0 | 0 | Existing & Under Const. Plant
| 17 | KTPP | SouthEast Ghana Group | Oil/Gas | Oil/Gas Combustion | 0.31622 | 0 | 0 | 0 | 0 | 0 | 0 | 0 | 0.0015473 | 29.0113 | 0 | 0 | 0 | 0 | 0 | 0 | 0 | 0.14195 | 12.3 | 12.3 | 12.3 | 12.8857 | 12.2628 | 12.2628 | 12.189 | 12.189 | 11.148 | 3.5 | 0 | 0 | 0 | 0 | 0 | 0 | 0 | 3.5 | 0 | 0 | 0 | 0 | 0 | 0 | 0 | 0 | 0 | 200 | 200 | 200 | 200 | 200 | 200 | 200 | 200 | 200 | 1.656% | 0% | 0% | 0% | 0% | 0% | 0% | 0% | 0.008102% | [9 empty] | 0 | 0 | 0 | 0 | 0 | 0 | 0 | 0 | 0 | 0 | 0 | 0 | 0 | Existing & Under Const. Plant
| 18 | Trojan 1 | SouthEast Ghana Group | Oil/Gas | Oil/Gas Combustion | 0.41408 | 0 | 0 | 0 | 0 | 0 | 0 | 0 | 0 | 49.0614 | 0 | 0 | 0 | 0 | 0 | 0 | 0 | 0 | 34 | 34 | 34 | 35.619 | 0 | 0 | 0 | 0 | 0 | 5.5 | 0 | 0 | 0 | 0 | 0 | 0 | 0 | 0 | 0 | 0 | 0 | 0 | 0 | 0 | 0 | 0 | 0 | 24.96 | 24.96 | 24.96 | 24.96 | 0 | 0 | 0 | 0 | 0 | 22.44% | 0% | 0% | 0% | 0% | 0% | 0% | 0% | 0% | [9 empty] | 0 | 0 | 0 | 0 | 0 | 0 | 0 | 0 | 0 | 0 | 0 | 0 | 0 | Existing & Under Const. Plant
| 19 | MRP | SouthEast Ghana Group | Oil/Gas | Oil/Gas Combustion | 0 | 0 | 0 | 0 | 0 | 0 | 0 | 0 | 0 | 0 | 0 | 0 | 0 | 0 | 0 | 0 | 0 | 0 | 12.5737 | 12.5737 | 12.5737 | 13.1725 | 12.5357 | 12.5357 | 12.4602 | 12.4602 | 11.3961 | 0 | 0 | 0 | 0 | 0 | 0 | 0 | 0 | 0 | 0 | 0 | 0 | 0 | 0 | 0 | 0 | 0 | 0 | 70 | 70 | 70 | 70 | 70 | 70 | 70 | 70 | 70 | 0% | 0% | 0% | 0% | 0% | 0% | 0% | 0% | 0% | [9 empty] | 0 | 0 | 0 | 0 | 0 | 0 | 0 | 0 | 0 | 0 | 0 | 0 | 0 | Existing & Under Const. Plant
| 20 | Safisana | SouthEast Ghana Group | Biogas | Biogas | 0.010052 | 0.010052 | 0.010052 | 0.010052 | 0.010052 | 0.010052 | 0.010052 | 0.010052 | 0.010052 | 0.7446 | 0.7446 | 0.7446 | 0.7446 | 0.7446 | 0.7446 | 0.7446 | 0.7446 | 0.7446 | 35 | 35 | 35 | 36.6667 | 34.8943 | 34.8943 | 34.6841 | 34.6841 | 31.7221 | 4.2 | 4.2 | 4.2 | 4.2 | 4.2 | 4.2 | 4.2 | 4.2 | 4.2 | 0 | 0 | 0 | 0 | 0 | 0 | 0 | 0 | 0 | 0.1 | 0.1 | 0.1 | 0.1 | 0.1 | 0.1 | 0.1 | 0.1 | 0.1 | 85% | 85% | 85% | 85% | 85% | 85% | 85% | 85% | 85% | [9 empty] | 0 | 0 | 0 | 0 | 0 | 0 | 0 | 0 | 0 | 0 | 0 | 0 | 0 | Existing & Under Const. Plant
| 21 | TT2PP | SouthEast Ghana Group | Gas | Gas Combustion Turbine | 0.5098 | 0 | 0 | 0 | 0 | 0 | 0 | 0.0083587 | 0.0027862 | 52.4484 | 0 | 0 | 0 | 0 | 0 | 0 | 0.85995 | 0.28665 | 12.1007 | 12.1007 | 12.1007 | 12.6769 | 12.0641 | 12.0641 | 11.9915 | 11.9915 | 10.9674 | 4.5 | 0 | 0 | 0 | 0 | 0 | 0 | 4.5 | 4.5 | 0 | 0 | 0 | 0 | 0 | 0 | 0 | 0 | 0 | 45 | 45 | 45 | 45 | 45 | 45 | 45 | 45 | 45 | 13.31% | 0% | 0% | 0% | 0% | 0% | 0% | 0.2182% | 0.07272% | [9 empty] | 0 | 0 | 0 | 0 | 0 | 0 | 0 | 0 | 0 | 0 | 0 | 0 | 0 | Existing & Under Const. Plant
| 22 | SAPP 1 | SouthEast Ghana Group | Gas | Gas Combustion Turbine | 3.0298 | 0 | 0 | 0 | 0 | 0 | 0.0011123 | 0.14325 | 0.052103 | 324.7328 | 0 | 0 | 0 | 0 | 0 | 0.11922 | 15.3533 | 5.5844 | 11.83 | 11.83 | 11.83 | 12.3933 | 11.7943 | 11.7943 | 11.7232 | 11.7232 | 10.7221 | 4.5 | 0 | 0 | 0 | 0 | 0 | 4.5 | 4.5 | 4.5 | 0 | 0 | 0 | 0 | 0 | 0 | 0 | 0 | 0 | 180 | 180 | 180 | 180 | 180 | 180 | 180 | 180 | 180 | 20.59% | 0% | 0% | 0% | 0% | 0% | 0.007561% | 0.9737% | 0.3542% | [9 empty] | 0 | 0 | 0 | 0 | 0 | 0 | 0 | 0 | 0 | 0 | 0 | 0 | 0 | Existing & Under Const. Plant
| 23 | Trojan 3 | SouthEast Ghana Group | Gas | Gas Combustion Turbine | 0 | 0 | 0 | 0 | 0 | 0 | 0 | 0 | 0 | 0 | 0 | 0 | 0 | 0 | 0 | 0 | 0 | 0 | 0 | 34 | 34 | 35.619 | 0 | 0 | 0 | 0 | 0 | 0 | 0 | 0 | 0 | 0 | 0 | 0 | 0 | 0 | 0 | 0 | 0 | 0 | 0 | 0 | 0 | 0 | 0 | 0 | 49.92 | 49.92 | 49.92 | 0 | 0 | 0 | 0 | 0 | 0% | 0% | 0% | 0% | 0% | 0% | 0% | 0% | 0% | [9 empty] | 0 | 0 | 0 | 0 | 0 | 0 | 0 | 0 | 0 | 0 | 0 | 0 | 0 | Existing & Under Const. Plant
| 24 | Ameri_2016 | SouthWest Ghana Group | Gas | Gas Combustion Turbine | 0.42075 | 0 | 17.4796 | 0 | 0 | 0 | 0 | 0 | 0 | 41.4045 | 0 | 1720.0968 | 0 | 0 | 0 | 0 | 0 | 0 | 14.54 | 14.54 | 14.54 | 15.2324 | 0 | 0 | 0 | 0 | 0 | 5 | 0 | 5 | 0 | 0 | 0 | 0 | 0 | 0 | 0 | 0 | 0 | 0 | 0 | 0 | 0 | 0 | 0 | 230 | 230 | 230 | 230 | 0 | 0 | 0 | 0 | 0 | 2.055% | 0% | 85.37% | 0% | 0% | 0% | 0% | 0% | 0% | [9 empty] | 0 | 0 | 0 | 0 | 0 | 0 | 0 | 0 | 0 | 0 | 0 | 0 | 0 | Existing & Under Const. Plant
| 25 | Ameri_2021 | SouthWest Ghana Group | Gas | Gas Combustion Turbine | 0 | 0 | 0 | 0 | 0 | 0 | 0 | 0.0079014 | 0 | 0 | 0 | 0 | 0 | 0 | 0 | 0 | 0.77754 | 0 | 0 | 0 | 0 | 0 | 14.4961 | 14.4961 | 14.4088 | 14.4088 | 13.1782 | 0 | 0 | 0 | 0 | 0 | 0 | 0 | 4.17 | 0 | 0 | 0 | 0 | 0 | 0 | 0 | 0 | 0 | 0 | 0 | 0 | 0 | 0 | 230 | 230 | 230 | 230 | 230 | 0% | 0% | 0% | 0% | 0% | 0% | 0% | 0.03859% | 0% | [9 empty] | 0 | 0 | 0 | 0 | 0 | 0 | 0 | 0 | 0 | 0 | 0 | 0 | 0 | Existing & Under Const. Plant
| 26 | Bui | Northern Ghana Group | Water | Hydro | 0 | 0 | 0 | 0 | 0 | 0 | 0 | 0 | 0 | 669.5865 | 669.5866 | 669.5864 | 669.5865 | 669.5862 | 669.5865 | 669.5867 | 669.5864 | 669.5865 | 27.74 | 27.74 | 27.74 | 29.061 | 27.6562 | 27.6562 | 27.4896 | 27.4896 | 25.142 | 1.63 | 1.63 | 1.63 | 1.63 | 1.63 | 1.63 | 1.63 | 1.63 | 1.63 | 0 | 0 | 0 | 0 | 0 | 0 | 0 | 0 | 0 | 330 | 330 | 330 | 330 | 330 | 330 | 330 | 330 | 330 | 23.16% | 23.16% | 23.16% | 23.16% | 23.16% | 23.16% | 23.16% | 23.16% | 23.16% | [9 empty] | 0 | 0 | 0 | 0 | 0 | 0 | 0 | 0 | 0 | 0 | 0 | 0 | 0 | Existing & Under Const. Plant
| 27 | Akosombo | SouthEast Ghana Group | Water | Hydro | 0 | 0 | 0 | 0 | 0 | 0 | 0 | 0 | 0 | 3681.6893 | 3681.6893 | 4016.3878 | 4016.39 | 4434.764 | 4434.7625 | 4434.7624 | 4434.7622 | 4434.7618 | 9.16 | 9.16 | 9.16 | 9.5962 | 9.1323 | 9.1323 | 9.0773 | 9.0773 | 8.3021 | 0.98 | 0.98 | 0.98 | 0.98 | 0.98 | 0.98 | 0.98 | 0.98 | 0.98 | 0 | 0 | 0 | 0 | 0 | 0 | 0 | 0 | 0 | 900 | 900 | 900 | 900 | 900 | 900 | 900 | 900 | 900 | 46.7% | 46.7% | 50.94% | 50.94% | 56.25% | 56.25% | 56.25% | 56.25% | 56.25% | [9 empty] | 0 | 0 | 0 | 0 | 0 | 0 | 0 | 0 | 0 | 0 | 0 | 0 | 0 | Existing & Under Const. Plant
| 28 | Kpong | SouthEast Ghana Group | Water | Hydro | 0 | 0 | 0 | 0 | 0 | 0 | 0 | 0 | 0 | 722.7075 | 722.7075 | 788.4082 | 788.408 | 870.5339 | 870.534 | 870.5338 | 870.5339 | 870.5338 | 9.16 | 9.16 | 9.16 | 9.5962 | 9.1323 | 9.1323 | 9.0773 | 9.0773 | 8.3021 | 0.98 | 0.98 | 0.98 | 0.98 | 0.98 | 0.98 | 0.98 | 0.98 | 0.98 | 0 | 0 | 0 | 0 | 0 | 0 | 0 | 0 | 0 | 140 | 140 | 140 | 140 | 140 | 140 | 140 | 140 | 140 | 58.93% | 58.93% | 64.29% | 64.29% | 70.98% | 70.98% | 70.98% | 70.98% | 70.98% | [9 empty] | 0 | 0 | 0 | 0 | 0 | 0 | 0 | 0 | 0 | 0 | 0 | 0 | 0 | Existing & Under Const. Plant
| 29 | Cote d'Ivoire Dummy | Cote d'Ivoire | Water | Hydro | 0 | 0 | 0 | 0 | 0 | 0 | 0 | 0 | 0 | 814.6801 | 814.68 | 14 | 814.6801 | 814.6798 | 814.68 | 814.6801 | 814.68 | 814.6799 | 0 | 0 | 0 | 0 | 0 | 0 | 0 | 0 | 0 | 10 | 10 | 10 | 10 | 10 | 10 | 10 | 10 | 10 | 0 | 0 | 0 | 0 | 0 | 0 | 0 | 0 | 0 | 150 | 150 | 150 | 150 | 150 | 150 | 150 | 150 | 150 | 62% | 62% | 1.065% | 62% | 62% | 62% | 62% | 62% | 62% | [9 empty] | 0 | 0 | 0 | 0 | 0 | 0 | 0 | 0 | 0 | 0 | 0 | 0 | 0 | Existing & Under Const. Plant
| 30 | Burkina Dummy | Burkina Group | Water | Hydro | 0 | 0 | 0 | 0 | 0 | 0 | 0 | 0 | 0 | 0.438 | 0.438 | 0.438 | 0.438 | 4.818 | 4.818 | 4.818 | 4.818 | 4.818 | 0 | 0 | 0 | 0 | 0 | 0 | 0 | 0 | 0 | 10 | 10 | 10 | 10 | 10 | 10 | 10 | 10 | 10 | 0 | 0 | 0 | 0 | 0 | 0 | 0 | 0 | 0 | 10 | 10 | 10 | 10 | 110 | 110 | 110 | 110 | 110 | 0.5% | 0.5% | 0.5% | 0.5% | 0.5% | 0.5% | 0.5% | 0.5% | 0.5% | [9 empty] | 0 | 0 | 0 | 0 | 0 | 0 | 0 | 0 | 0 | 0 | 0 | 0 | 0 | Existing & Under Const. Plant
| 31 | VRA Solar | Northern Ghana Group | Sun | Solar PV | 0 | 0 | 0 | 0 | 0 | 0 | 0 | 0 | 0 | 2.7132 | 2.7132 | 2.7132 | 2.7132 | 2.7132 | 2.7132 | 2.7132 | 2.7132 | 2.7132 | 0 | 0 | 0 | 0 | 0 | 0 | 0 | 0 | 0 | 0 | 0 | 0 | 0 | 0 | 0 | 0 | 0 | 0 | 0 | 0 | 0 | 0 | 0 | 0 | 0 | 0 | 0 | 1.8 | 1.8 | 1.8 | 1.8 | 1.8 | 1.8 | 1.8 | 1.8 | 1.8 | 17.21% | 17.21% | 17.21% | 17.21% | 17.21% | 17.21% | 17.21% | 17.21% | 17.21% | [9 empty] | 0 | 0 | 0 | 0 | 0 | 0 | 0 | 0 | 0 | 0 | 0 | 0 | 0 | Existing & Under Const. Plant
| 32 | BXC Solar | SouthEast Ghana Group | Sun | Solar PV | 0 | 0 | 0 | 0 | 0 | 0 | 0 | 0 | 0 | 24.0159 | 24.0159 | 24.0159 | 24.0159 | 24.0159 | 24.0159 | 24.0159 | 24.0159 | 0 | 0 | 0 | 0 | 0 | 0 | 0 | 0 | 0 | 0 | 0 | 0 | 0 | 0 | 0 | 0 | 0 | 0 | 0 | 0 | 0 | 0 | 0 | 0 | 0 | 0 | 0 | 0 | 18 | 18 | 18 | 18 | 18 | 18 | 18 | 18 | 0 | 15.23% | 15.23% | 15.23% | 15.23% | 15.23% | 15.23% | 15.23% | 15.23% | 0% | [9 empty] | 0 | 0 | 0 | 0 | 0 | 0 | 0 | 0 | 0 | 0 | 0 | 0 | 0 | Existing & Under Const. Plant
| 41 | SOUT COAL STEAM TURBINE 2026 | SouthWest Ghana Group | Coal | Coal Steam Turbine | 0 | 0 | 0 | 0 | 0 | 31.5903 | 70.1425 | 70.1425 | 70.1425 | 0 | 0 | 0 | 0 | 0 | 3589.8042 | 7970.7415 | 7970.7415 | 7970.7415 | 0 | 0 | 0 | 0 | 0 | 64.8036 | 64.4134 | 64.4134 | 58.9124 | 0 | 0 | 0 | 0 | 0 | 6.034 | 6.034 | 6.034 | 6.034 | 0 | 0 | 0 | 0 | 0 | 0 | 0 | 0 | 0 | 0 | 0 | 0 | 0 | 0 | 482.112 | 1070.473 | 1070.473 | 1070.473 | 0% | 0% | 0% | 0% | 0% | 85% | 85% | 85% | 85% | 0 | 0 | 0 | 0 | 0 | 1520.5812 | 1855.6906 | 0 | 0 | 0 | 0 | 0 | 0 | 0 | 644.8749 | 591.2802 | 0 | 0 | 709.3624 | 1359.7706 | 1520.5812 | 3713.899 | Unplanned Build | Potential Build Coal2026
| 43 | SOUT COMBINED CYCLE 2020 | SouthWest Ghana Group | Oil/Gas | Oil/Gas Combined Cycle | 0 | 0 | 0 | 0 | 0 | 0 | 0 | 0 | 35.4326 | 0 | 0 | 0 | 0 | 0 | 0 | 0 | 0 | 4887.2506 | 0 | 0 | 0 | 0 | 0 | 0 | 0 | 0 | 13.5952 | 0 | 0 | 0 | 0 | 0 | 0 | 0 | 0 | 3.48 | 0 | 0 | 0 | 0 | 0 | 0 | 0 | 0 | 0 | 0 | 0 | 0 | 0 | 0 | 0 | 0 | 0 | 619.895 | 0% | 0% | 0% | 0% | 0% | 0% | 0% | 0% | 90% | 0 | 0 | 0 | 0 | 0 | 0 | 0 | 0 | 645.3107 | 0 | 0 | 0 | 0 | 0 | 0 | 0 | 0 | 79.2738 | 0 | 0 | 0 | 0 | Unplanned Build | Potential Build Oil/Gas Combined Cycle2020
| 45 | SOUT COMBINED CYCLE 2019 | SouthEast Ghana Group | Oil/Gas | Oil/Gas Combined Cycle | 0 | 0 | 0 | 0 | 0 | 0 | 0 | 48.8112 | 95.7642 | 0 | 0 | 0 | 0 | 0 | 0 | 0 | 6732.5856 | 13208.8536 | 0 | 0 | 0 | 0 | 0 | 0 | 0 | 14.8646 | 13.5952 | 0 | 0 | 0 | 0 | 0 | 0 | 0 | 3.48 | 3.48 | 0 | 0 | 0 | 0 | 0 | 0 | 0 | 0 | 0 | 0 | 0 | 0 | 0 | 0 | 0 | 0 | 853.955 | 1675.399 | 0% | 0% | 0% | 0% | 0% | 0% | 0% | 90% | 90% | 0 | 0 | 0 | 0 | 0 | 0 | 0 | 888.9672 | 855.1232 | 0 | 0 | 0 | 0 | 0 | 0 | 0 | 175.8774 | 105.0484 | 0 | 193.4652 | 0 | 977.8639 | Unplanned Build | Potential Build Oil/Gas Combined Cycle2019
| 52 | NORT HYDRO SMALL 2026 | Northern Ghana Group | Water | Hydro | 0 | 0 | 0 | 0 | 0 | 0 | 0 | 0 | 0 | 0 | 0 | 0 | 0 | 0 | 214.2471 | 214.2471 | 214.2471 | 214.2471 | 0 | 0 | 0 | 0 | 0 | 44.864 | 44.5939 | 44.5939 | 40.7855 | 0 | 0 | 0 | 0 | 0 | 3 | 3 | 3 | 3 | 0 | 0 | 0 | 0 | 0 | 0 | 0 | 0 | 0 | 0 | 0 | 0 | 0 | 0 | 57.5469 | 57.5469 | 57.5469 | 57.5469 | 0% | 0% | 0% | 0% | 0% | 42.5% | 42.5% | 42.5% | 42.5% | 0 | 0 | 0 | 0 | 0 | 230.1876 | 0 | 0 | 0 | 0 | 0 | 0 | 0 | 0 | 97.622 | 0 | 0 | 0 | 107.3842 | 107.3842 | 230.1876 | 253.2064 | Unplanned Build | Potential Build Hydro Small2026NORT
| 54 | ASHA INTERRUPTIBLE 2016 | Ashanti Group | Interruptible | Interruptible | 0 | 0 | 0 | 0 | 0 | 0 | 0 | 0 | 0 | 0 | 0 | 0 | 0 | 0 | 0 | 0 | 0 | 0 | 0 | 0 | 0 | 0 | 0 | 0 | 0 | 0 | 0 | 0 | 0 | 0 | 0 | 0 | 0 | 0 | 0 | 0 | 0 | 0 | 0 | 0 | 0 | 0 | 0 | 0 | 0 | 129.301 | 217.102 | 0 | 0 | 0 | 0 | 0 | 0 | 0 | 0% | 0% | 0% | 0% | 0% | 0% | 0% | 0% | 0% | [9 empty] | 0 | 0 | 0 | 0 | 0 | 0 | 0 | 0 | 0 | 0 | 0 | 0 | 0 | Unplanned Build | Potential Build Interruptible2016
| 63 | ASHA SOLAR PV 2020 | Ashanti Group | Sun | Solar PV | 0 | 0 | 0 | 0 | 0 | 0 | 0 | 0 | 0 | 0 | 0 | 0 | 6.3375 | 19.0126 | 19.0126 | 19.0126 | 19.0126 | 19.0126 | 0 | 0 | 0 | 25.981 | 24.7251 | 24.7251 | 24.5762 | 24.5762 | 22.4773 | 0 | 0 | 0 | 0 | 0 | 0 | 0 | 0 | 0 | 0 | 0 | 0 | 0 | 0 | 0 | 0 | 0 | 0 | 0 | 0 | 0 | 5 | 15 | 15 | 15 | 15 | 15 | 0% | 0% | 0% | 14.47% | 14.47% | 14.47% | 14.47% | 14.47% | 14.47% | 0 | 0 | 0 | 5.1 | 10.2 | 0 | 0 | 0 | 0 | 0 | 0 | 0 | 3.4834 | 5.7576 | 0 | 0 | 0 | 0 | 10.1651 | 10.1651 | 15.3 | 16.83 | Unplanned Build | Potential Build Solar PV2020
| 64 | ASHA SOLAR PV 2026 | Ashanti Group | Sun | Solar PV | 0 | 0 | 0 | 0 | 0 | 0 | 0 | 0 | 0 | 0 | 0 | 0 | 0 | 0 | 12.6751 | 38.0252 | 50.7002 | 50.7002 | 0 | 0 | 0 | 0 | 0 | 24.7251 | 24.5762 | 24.5762 | 22.4773 | 0 | 0 | 0 | 0 | 0 | 0 | 0 | 0 | 0 | 0 | 0 | 0 | 0 | 0 | 0 | 0 | 0 | 0 | 0 | 0 | 0 | 0 | 0 | 10 | 30 | 40 | 40 | 0% | 0% | 0% | 0% | 0% | 14.47% | 14.47% | 14.47% | 14.47% | 0 | 0 | 0 | 0 | 0 | 8.95 | 17.9 | 8.95 | 0 | 0 | 0 | 0 | 0 | 0 | 3.7957 | 5.7035 | 1.7707 | 0 | 4.1752 | 12.3969 | 8.95 | 39.38 | Unplanned Build | Potential Build Solar PV2026
| 65 | ASHA SOLAR PV 2035 | Ashanti Group | Sun | Solar PV | 0 | 0 | 0 | 0 | 0 | 0 | 0 | 0 | 0 | 0 | 0 | 0 | 0 | 0 | 0 | 0 | 12.6751 | 69.7128 | 0 | 0 | 0 | 0 | 0 | 0 | 0 | 24.7744 | 22.6586 | 0 | 0 | 0 | 0 | 0 | 0 | 0 | 0 | 0 | 0 | 0 | 0 | 0 | 0 | 0 | 0 | 0 | 0 | 0 | 0 | 0 | 0 | 0 | 0 | 0 | 10 | 55 | 0% | 0% | 0% | 0% | 0% | 0% | 0% | 14.47% | 14.47% | 0 | 0 | 0 | 0 | 0 | 0 | 0 | 7.6 | 34.2 | 0 | 0 | 0 | 0 | 0 | 0 | 0 | 1.5036 | 4.2013 | 0 | 1.654 | 0 | 8.36 | Unplanned Build | Potential Build Solar PV2035
| 66 | SOUT SOLAR PV 2020 | SouthWest Ghana Group | Sun | Solar PV | 0 | 0 | 0 | 0 | 0 | 0 | 0 | 0 | 0 | 0 | 0 | 0 | 0 | 12.6751 | 12.6751 | 12.6751 | 12.6751 | 12.6751 | 0 | 0 | 0 | 0 | 24.7251 | 24.7251 | 24.5762 | 24.5762 | 22.4773 | 0 | 0 | 0 | 0 | 0 | 0 | 0 | 0 | 0 | 0 | 0 | 0 | 0 | 0 | 0 | 0 | 0 | 0 | 0 | 0 | 0 | 0 | 10 | 10 | 10 | 10 | 10 | 0% | 0% | 0% | 0% | 14.47% | 14.47% | 14.47% | 14.47% | 14.47% | 0 | 0 | 0 | 0 | 10.2 | 0 | 0 | 0 | 0 | 0 | 0 | 0 | 0 | 5.7576 | 0 | 0 | 0 | 0 | 6.3334 | 6.3334 | 10.2 | 11.22 | Unplanned Build | Potential Build Solar PV2020
| 67 | SOUT SOLAR PV 2026 | SouthWest Ghana Group | Sun | Solar PV | 0 | 0 | 0 | 0 | 0 | 0 | 0 | 0 | 0 | 0 | 0 | 0 | 0 | 0 | 12.6751 | 25.3501 | 31.6876 | 31.6876 | 0 | 0 | 0 | 0 | 0 | 24.7251 | 24.5762 | 24.5762 | 22.4773 | 0 | 0 | 0 | 0 | 0 | 0 | 0 | 0 | 0 | 0 | 0 | 0 | 0 | 0 | 0 | 0 | 0 | 0 | 0 | 0 | 0 | 0 | 0 | 10 | 20 | 25 | 25 | 0% | 0% | 0% | 0% | 0% | 14.47% | 14.47% | 14.47% | 14.47% | 0 | 0 | 0 | 0 | 0 | 8.95 | 8.95 | 4.475 | 0 | 0 | 0 | 0 | 0 | 0 | 3.7957 | 2.8517 | 0.88535 | 0 | 4.1752 | 8.2861 | 8.95 | 24.6125 | Unplanned Build | Potential Build Solar PV2026
| 68 | SOUT SOLAR PV 2035 | SouthWest Ghana Group | Sun | Solar PV | 0 | 0 | 0 | 0 | 0 | 0 | 0 | 0 | 0 | 0 | 0 | 0 | 0 | 0 | 0 | 0 | 12.6751 | 57.0377 | 0 | 0 | 0 | 0 | 0 | 0 | 0 | 24.7744 | 22.6586 | 0 | 0 | 0 | 0 | 0 | 0 | 0 | 0 | 0 | 0 | 0 | 0 | 0 | 0 | 0 | 0 | 0 | 0 | 0 | 0 | 0 | 0 | 0 | 0 | 0 | 10 | 45 | 0% | 0% | 0% | 0% | 0% | 0% | 0% | 14.47% | 14.47% | 0 | 0 | 0 | 0 | 0 | 0 | 0 | 7.6 | 26.6 | 0 | 0 | 0 | 0 | 0 | 0 | 0 | 1.5036 | 3.2677 | 0 | 1.654 | 0 | 8.36 | Unplanned Build | Potential Build Solar PV2035
| 69 | NORT SOLAR PV 2018 | Northern Ghana Group | Sun | Solar PV | 0 | 0 | 0 | 0 | 0 | 0 | 0 | 0 | 0 | 0 | 0 | 67.5263 | 67.5263 | 67.5263 | 67.5263 | 67.5263 | 67.5263 | 67.5263 | 0 | 0 | 24.8 | 25.981 | 24.7251 | 24.7251 | 24.5762 | 24.5762 | 22.4773 | 0 | 0 | 0 | 0 | 0 | 0 | 0 | 0 | 0 | 0 | 0 | 0 | 0 | 0 | 0 | 0 | 0 | 0 | 0 | 0 | 47.1565 | 47.1565 | 47.1565 | 47.1565 | 47.1565 | 47.1565 | 47.1565 | 0% | 0% | 16.35% | 16.35% | 16.35% | 16.35% | 16.35% | 16.35% | 16.35% | 0 | 0 | 58.6155 | 0 | 0 | 0 | 0 | 0 | 0 | 0 | 0 | 44.0387 | 0 | 0 | 0 | 0 | 0 | 0 | 48.4426 | 48.4426 | 58.6155 | 64.4771 | Unplanned Build | Potential Build Solar PV2018
| 70 | NORT SOLAR PV 2020 | Northern Ghana Group | Sun | Solar PV | 0 | 0 | 0 | 0 | 0 | 0 | 0 | 0 | 0 | 0 | 0 | 0 | 71.598 | 214.7941 | 214.7941 | 214.7941 | 214.7941 | 214.7941 | 0 | 0 | 0 | 25.981 | 24.7251 | 24.7251 | 24.5762 | 24.5762 | 22.4773 | 0 | 0 | 0 | 0 | 0 | 0 | 0 | 0 | 0 | 0 | 0 | 0 | 0 | 0 | 0 | 0 | 0 | 0 | 0 | 0 | 0 | 50 | 150 | 150 | 150 | 150 | 150 | 0% | 0% | 0% | 16.35% | 16.35% | 16.35% | 16.35% | 16.35% | 16.35% | 0 | 0 | 0 | 51 | 102 | 0 | 0 | 0 | 0 | 0 | 0 | 0 | 34.8337 | 57.5763 | 0 | 0 | 0 | 0 | 101.651 | 101.651 | 153 | 168.3 | Unplanned Build | Potential Build Solar PV2020
| 71 | NORT SOLAR PV 2023 | Northern Ghana Group | Sun | Solar PV | 0 | 0 | 0 | 0 | 0 | 0 | 0 | 0 | 0 | 0 | 0 | 0 | 0 | 71.598 | 143.1961 | 143.1961 | 143.1961 | 143.1961 | 0 | 0 | 0 | 0 | 24.7251 | 24.7251 | 24.5762 | 24.5762 | 22.4773 | 0 | 0 | 0 | 0 | 0 | 0 | 0 | 0 | 0 | 0 | 0 | 0 | 0 | 0 | 0 | 0 | 0 | 0 | 0 | 0 | 0 | 0 | 50 | 100 | 100 | 100 | 100 | 0% | 0% | 0% | 0% | 16.35% | 16.35% | 16.35% | 16.35% | 16.35% | 0 | 0 | 0 | 0 | 47.85 | 47.85 | 0 | 0 | 0 | 0 | 0 | 0 | 0 | 27.0101 | 20.2931 | 0 | 0 | 0 | 52.0335 | 52.0335 | 95.7 | 105.27 | Unplanned Build | Potential Build Solar PV2023
| 72 | NORT SOLAR PV 2026 | Northern Ghana Group | Sun | Solar PV | 0 | 0 | 0 | 0 | 0 | 0 | 0 | 0 | 0 | 0 | 0 | 0 | 0 | 0 | 71.598 | 214.7941 | 214.7941 | 214.7941 | 0 | 0 | 0 | 0 | 0 | 24.7251 | 24.5762 | 24.5762 | 22.4773 | 0 | 0 | 0 | 0 | 0 | 0 | 0 | 0 | 0 | 0 | 0 | 0 | 0 | 0 | 0 | 0 | 0 | 0 | 0 | 0 | 0 | 0 | 0 | 50 | 150 | 150 | 150 | 0% | 0% | 0% | 0% | 0% | 16.35% | 16.35% | 16.35% | 16.35% | 0 | 0 | 0 | 0 | 0 | 44.75 | 89.5 | 0 | 0 | 0 | 0 | 0 | 0 | 0 | 18.9784 | 28.5175 | 0 | 0 | 20.8762 | 52.2454 | 44.75 | 147.675 | Unplanned Build | Potential Build Solar PV2026
| 73 | NORT SOLAR PV 2030 | Northern Ghana Group | Sun | Solar PV | 0 | 0 | 0 | 0 | 0 | 0 | 0 | 0 | 0 | 0 | 0 | 0 | 0 | 0 | 0 | 35.799 | 178.9951 | 178.9951 | 0 | 0 | 0 | 0 | 0 | 0 | 24.5762 | 24.5762 | 22.4773 | 0 | 0 | 0 | 0 | 0 | 0 | 0 | 0 | 0 | 0 | 0 | 0 | 0 | 0 | 0 | 0 | 0 | 0 | 0 | 0 | 0 | 0 | 0 | 0 | 25 | 125 | 125 | 0% | 0% | 0% | 0% | 0% | 0% | 16.35% | 16.35% | 16.35% | 0 | 0 | 0 | 0 | 0 | 0 | 20.7 | 82.8 | 0 | 0 | 0 | 0 | 0 | 0 | 0 | 6.5957 | 16.3815 | 0 | 0 | 25.2749 | 0 | 113.85 | Unplanned Build | Potential Build Solar PV2030
| 74 | NORT SOLAR PV 2035 | Northern Ghana Group | Sun | Solar PV | 0 | 0 | 0 | 0 | 0 | 0 | 0 | 0 | 0 | 0 | 0 | 0 | 0 | 0 | 0 | 0 | 71.598 | 429.5883 | 0 | 0 | 0 | 0 | 0 | 0 | 0 | 24.5762 | 22.4773 | 0 | 0 | 0 | 0 | 0 | 0 | 0 | 0 | 0 | 0 | 0 | 0 | 0 | 0 | 0 | 0 | 0 | 0 | 0 | 0 | 0 | 0 | 0 | 0 | 0 | 50 | 300 | 0% | 0% | 0% | 0% | 0% | 0% | 0% | 16.35% | 16.35% | 0 | 0 | 0 | 0 | 0 | 0 | 0 | 38 | 190 | 0 | 0 | 0 | 0 | 0 | 0 | 0 | 7.5181 | 23.3407 | 0 | 8.2699 | 0 | 41.8 | Unplanned Build | Potential Build Solar PV2035
| 76 | SOUT SOLAR PV 2020 | SouthEast Ghana Group | Sun | Solar PV | 0 | 0 | 0 | 0 | 0 | 0 | 0 | 0 | 0 | 0 | 0 | 0 | 1.8814 | 65.2567 | 65.2567 | 65.2567 | 65.2567 | 65.2567 | 0 | 0 | 0 | 25.981 | 24.7251 | 24.7251 | 24.5762 | 24.5762 | 22.4773 | 0 | 0 | 0 | 0 | 0 | 0 | 0 | 0 | 0 | 0 | 0 | 0 | 0 | 0 | 0 | 0 | 0 | 0 | 0 | 0 | 0 | 1.4844 | 51.4843 | 51.4843 | 51.4843 | 51.4843 | 51.4843 | 0% | 0% | 0% | 14.47% | 14.47% | 14.47% | 14.47% | 14.47% | 14.47% | 0 | 0 | 0 | 1.514 | 51 | 0 | 0 | 0 | 0 | 0 | 0 | 0 | 1.0341 | 28.7882 | 0 | 0 | 0 | 0 | 32.8045 | 32.8045 | 52.514 | 57.7654 | Unplanned Build | Potential Build Solar PV2020
| 77 | SOUT SOLAR PV 2026 | SouthEast Ghana Group | Sun | Solar PV | 0 | 0 | 0 | 0 | 0 | 0 | 0 | 0 | 0 | 0 | 0 | 0 | 0 | 0 | 31.6876 | 221.8134 | 285.1886 | 285.1886 | 0 | 0 | 0 | 0 | 0 | 24.7251 | 24.5762 | 24.5762 | 22.4773 | 0 | 0 | 0 | 0 | 0 | 0 | 0 | 0 | 0 | 0 | 0 | 0 | 0 | 0 | 0 | 0 | 0 | 0 | 0 | 0 | 0 | 0 | 0 | 25 | 175 | 225 | 225 | 0% | 0% | 0% | 0% | 0% | 14.47% | 14.47% | 14.47% | 14.47% | 0 | 0 | 0 | 0 | 0 | 22.375 | 134.25 | 44.75 | 0 | 0 | 0 | 0 | 0 | 0 | 9.4892 | 42.7762 | 8.8535 | 0 | 10.4381 | 67.2308 | 22.375 | 221.5125 | Unplanned Build | Potential Build Solar PV2026
| 78 | SOUT SOLAR PV 2035 | SouthEast Ghana Group | Sun | Solar PV | 0 | 0 | 0 | 0 | 0 | 0 | 0 | 0 | 0 | 0 | 0 | 0 | 0 | 0 | 0 | 0 | 63.3753 | 285.1886 | 0 | 0 | 0 | 0 | 0 | 0 | 0 | 24.7744 | 22.6586 | 0 | 0 | 0 | 0 | 0 | 0 | 0 | 0 | 0 | 0 | 0 | 0 | 0 | 0 | 0 | 0 | 0 | 0 | 0 | 0 | 0 | 0 | 0 | 0 | 0 | 50 | 225 | 0% | 0% | 0% | 0% | 0% | 0% | 0% | 14.47% | 14.47% | 0 | 0 | 0 | 0 | 0 | 0 | 0 | 38 | 133 | 0 | 0 | 0 | 0 | 0 | 0 | 0 | 7.5181 | 16.3385 | 0 | 8.2699 | 0 | 41.8 | Unplanned Build | Potential Build Solar PV2035
| 80 | SOUT SOLAR PV 2020 | SouthWest Ghana Group | Sun | Solar PV | 0 | 0 | 0 | 0 | 0 | 0 | 0 | 0 | 0 | 0 | 0 | 0 | 0 | 38.0252 | 76.0503 | 76.0503 | 76.0503 | 76.0503 | 0 | 0 | 0 | 0 | 24.7251 | 24.7251 | 24.5762 | 24.5762 | 22.4773 | 0 | 0 | 0 | 0 | 0 | 0 | 0 | 0 | 0 | 0 | 0 | 0 | 0 | 0 | 0 | 0 | 0 | 0 | 0 | 0 | 0 | 0 | 30 | 60 | 60 | 60 | 60 | 0% | 0% | 0% | 0% | 14.47% | 14.47% | 14.47% | 14.47% | 14.47% | 0 | 0 | 0 | 0 | 30.6 | 30.6 | 0 | 0 | 0 | 0 | 0 | 0 | 0 | 17.2729 | 12.9774 | 0 | 0 | 0 | 33.2753 | 33.2753 | 61.2 | 67.32 | Unplanned Build | Potential Build Solar PV2020
| 81 | SOUT SOLAR PV 2026 | SouthWest Ghana Group | Sun | Solar PV | 0 | 0 | 0 | 0 | 0 | 0 | 0 | 0 | 0 | 0 | 0 | 0 | 0 | 0 | 25.3501 | 126.7505 | 152.1006 | 152.1006 | 0 | 0 | 0 | 0 | 0 | 24.7251 | 24.5762 | 24.5762 | 22.4773 | 0 | 0 | 0 | 0 | 0 | 0 | 0 | 0 | 0 | 0 | 0 | 0 | 0 | 0 | 0 | 0 | 0 | 0 | 0 | 0 | 0 | 0 | 0 | 20 | 100 | 120 | 120 | 0% | 0% | 0% | 0% | 0% | 14.47% | 14.47% | 14.47% | 14.47% | 0 | 0 | 0 | 0 | 0 | 17.9 | 71.6 | 17.9 | 0 | 0 | 0 | 0 | 0 | 0 | 7.5913 | 22.814 | 3.5414 | 0 | 8.3505 | 37.3414 | 17.9 | 118.14 | Unplanned Build | Potential Build Solar PV2026
| 82 | SOUT SOLAR PV 2035 | SouthWest Ghana Group | Sun | Solar PV | 0 | 0 | 0 | 0 | 0 | 0 | 0 | 0 | 0 | 0 | 0 | 0 | 0 | 0 | 0 | 0 | 12.6751 | 152.1006 | 0 | 0 | 0 | 0 | 0 | 0 | 0 | 24.7744 | 22.6586 | 0 | 0 | 0 | 0 | 0 | 0 | 0 | 0 | 0 | 0 | 0 | 0 | 0 | 0 | 0 | 0 | 0 | 0 | 0 | 0 | 0 | 0 | 0 | 0 | 0 | 10 | 120 | 0% | 0% | 0% | 0% | 0% | 0% | 0% | 14.47% | 14.47% | 0 | 0 | 0 | 0 | 0 | 0 | 0 | 7.6 | 83.6 | 0 | 0 | 0 | 0 | 0 | 0 | 0 | 1.5036 | 10.2699 | 0 | 1.654 | 0 | 8.36 | Unplanned Build | Potential Build Solar PV2035
| 84 | SOUT SOLAR PV 2026 | SouthEast Ghana Group | Sun | Solar PV | 0 | 0 | 0 | 0 | 0 | 0 | 0 | 0 | 0 | 0 | 0 | 0 | 0 | 0 | 12.6751 | 25.3501 | 38.0252 | 38.0252 | 0 | 0 | 0 | 0 | 0 | 24.7251 | 24.5762 | 24.5762 | 22.4773 | 0 | 0 | 0 | 0 | 0 | 0 | 0 | 0 | 0 | 0 | 0 | 0 | 0 | 0 | 0 | 0 | 0 | 0 | 0 | 0 | 0 | 0 | 0 | 10 | 20 | 30 | 30 | 0% | 0% | 0% | 0% | 0% | 14.47% | 14.47% | 14.47% | 14.47% | 0 | 0 | 0 | 0 | 0 | 8.95 | 8.95 | 8.95 | 0 | 0 | 0 | 0 | 0 | 0 | 3.7957 | 2.8517 | 1.7707 | 0 | 4.1752 | 9.2599 | 8.95 | 29.535 | Unplanned Build | Potential Build Solar PV2026
| 85 | SOUT SOLAR PV 2035 | SouthEast Ghana Group | Sun | Solar PV | 0 | 0 | 0 | 0 | 0 | 0 | 0 | 0 | 0 | 0 | 0 | 0 | 0 | 0 | 0 | 0 | 12.6751 | 38.0252 | 0 | 0 | 0 | 0 | 0 | 0 | 0 | 24.7744 | 22.6586 | 0 | 0 | 0 | 0 | 0 | 0 | 0 | 0 | 0 | 0 | 0 | 0 | 0 | 0 | 0 | 0 | 0 | 0 | 0 | 0 | 0 | 0 | 0 | 0 | 0 | 10 | 30 | 0% | 0% | 0% | 0% | 0% | 0% | 0% | 14.47% | 14.47% | 0 | 0 | 0 | 0 | 0 | 0 | 0 | 7.6 | 15.2 | 0 | 0 | 0 | 0 | 0 | 0 | 0 | 1.5036 | 1.8673 | 0 | 1.654 | 0 | 8.36 | Unplanned Build | Potential Build Solar PV2035
| 87 | ASHA SOLAR PV WITH STORAGE 2026 | Ashanti Group | Sun + storage | Solar PV + Storage | 0 | 0 | 0 | 0 | 0 | 0 | 0 | 0 | 0 | 0 | 0 | 0 | 0 | 0 | 0 | 12.675 | 12.675 | 12.675 | 0 | 0 | 0 | 0 | 0 | 0 | 27.7473 | 27.7473 | 25.3776 | 0 | 0 | 0 | 0 | 0 | 0 | 0 | 0 | 0 | 0 | 0 | 0 | 0 | 0 | 0 | 0 | 0 | 0 | 0 | 0 | 0 | 0 | 0 | 0 | 10 | 10 | 10 | 0% | 0% | 0% | 0% | 0% | 0% | 14.47% | 14.47% | 14.47% | 0 | 0 | 0 | 0 | 0 | 0 | 12.5 | 0 | 0 | 0 | 0 | 0 | 0 | 0 | 0 | 3.9829 | 0 | 0 | 0 | 4.3812 | 0 | 13.75 | Unplanned Build | Potential Build Solar PV with storage2026
| 88 | ASHA SOLAR PV WITH STORAGE 2035 | Ashanti Group | Sun + storage | Solar PV + Storage | 0 | 0 | 0 | 0 | 0 | 0 | 0 | 0 | 0 | 0 | 0 | 0 | 0 | 0 | 0 | 0 | 0 | 31.6876 | 0 | 0 | 0 | 0 | 0 | 0 | 0 | 0 | 25.3776 | 0 | 0 | 0 | 0 | 0 | 0 | 0 | 0 | 0 | 0 | 0 | 0 | 0 | 0 | 0 | 0 | 0 | 0 | 0 | 0 | 0 | 0 | 0 | 0 | 0 | 0 | 25 | 0% | 0% | 0% | 0% | 0% | 0% | 0% | 0% | 14.47% | 0 | 0 | 0 | 0 | 0 | 0 | 0 | 0 | 27 | 0 | 0 | 0 | 0 | 0 | 0 | 0 | 0 | 3.3168 | 0 | 0 | 0 | 0 | Unplanned Build | Potential Build Solar PV with storage2035
| 90 | SOUT SOLAR PV WITH STORAGE 2026 | SouthWest Ghana Group | Sun + storage | Solar PV + Storage | 0 | 0 | 0 | 0 | 0 | 0 | 0 | 0 | 0 | 0 | 0 | 0 | 0 | 0 | 0 | 6.3375 | 6.3375 | 6.3375 | 0 | 0 | 0 | 0 | 0 | 0 | 27.7473 | 27.7473 | 25.3776 | 0 | 0 | 0 | 0 | 0 | 0 | 0 | 0 | 0 | 0 | 0 | 0 | 0 | 0 | 0 | 0 | 0 | 0 | 0 | 0 | 0 | 0 | 0 | 0 | 5 | 5 | 5 | 0% | 0% | 0% | 0% | 0% | 0% | 14.47% | 14.47% | 14.47% | 0 | 0 | 0 | 0 | 0 | 0 | 6.25 | 0 | 0 | 0 | 0 | 0 | 0 | 0 | 0 | 1.9914 | 0 | 0 | 0 | 2.1906 | 0 | 6.875 | Unplanned Build | Potential Build Solar PV with storage2026
| 93 | NORT SOLAR PV WITH STORAGE 2026 | Northern Ghana Group | Sun + storage | Solar PV + Storage | 0 | 0 | 0 | 0 | 0 | 0 | 0 | 0 | 0 | 0 | 0 | 0 | 0 | 0 | 0 | 63.3752 | 63.3752 | 63.3752 | 0 | 0 | 0 | 0 | 0 | 0 | 27.7473 | 27.7473 | 25.3776 | 0 | 0 | 0 | 0 | 0 | 0 | 0 | 0 | 0 | 0 | 0 | 0 | 0 | 0 | 0 | 0 | 0 | 0 | 0 | 0 | 0 | 0 | 0 | 0 | 50 | 50 | 50 | 0% | 0% | 0% | 0% | 0% | 0% | 14.47% | 14.47% | 14.47% | 0 | 0 | 0 | 0 | 0 | 0 | 62.5 | 0 | 0 | 0 | 0 | 0 | 0 | 0 | 0 | 19.9144 | 0 | 0 | 0 | 21.9059 | 0 | 68.75 | Unplanned Build | Potential Build Solar PV with storage2026
| 94 | NORT SOLAR PV WITH STORAGE 2035 | Northern Ghana Group | Sun + storage | Solar PV + Storage | 0 | 0 | 0 | 0 | 0 | 0 | 0 | 0 | 0 | 0 | 0 | 0 | 0 | 0 | 0 | 0 | 0 | 158.4381 | 0 | 0 | 0 | 0 | 0 | 0 | 0 | 0 | 25.3776 | 0 | 0 | 0 | 0 | 0 | 0 | 0 | 0 | 0 | 0 | 0 | 0 | 0 | 0 | 0 | 0 | 0 | 0 | 0 | 0 | 0 | 0 | 0 | 0 | 0 | 0 | 125 | 0% | 0% | 0% | 0% | 0% | 0% | 0% | 0% | 14.47% | 0 | 0 | 0 | 0 | 0 | 0 | 0 | 0 | 135 | 0 | 0 | 0 | 0 | 0 | 0 | 0 | 0 | 16.5842 | 0 | 0 | 0 | 0 | Unplanned Build | Potential Build Solar PV with storage2035
| 96 | SOUT SOLAR PV WITH STORAGE 2026 | SouthEast Ghana Group | Sun + storage | Solar PV + Storage | 0 | 0 | 0 | 0 | 0 | 0 | 0 | 0 | 0 | 0 | 0 | 0 | 0 | 0 | 0 | 95.0629 | 95.0629 | 95.0629 | 0 | 0 | 0 | 0 | 0 | 0 | 27.7473 | 27.7473 | 25.3776 | 0 | 0 | 0 | 0 | 0 | 0 | 0 | 0 | 0 | 0 | 0 | 0 | 0 | 0 | 0 | 0 | 0 | 0 | 0 | 0 | 0 | 0 | 0 | 0 | 75 | 75 | 75 | 0% | 0% | 0% | 0% | 0% | 0% | 14.47% | 14.47% | 14.47% | 0 | 0 | 0 | 0 | 0 | 0 | 93.75 | 0 | 0 | 0 | 0 | 0 | 0 | 0 | 0 | 29.8716 | 0 | 0 | 0 | 32.8588 | 0 | 103.125 | Unplanned Build | Potential Build Solar PV with storage2026
| 99 | SOUT SOLAR PV WITH STORAGE 2026 | SouthWest Ghana Group | Sun + storage | Solar PV + Storage | 0 | 0 | 0 | 0 | 0 | 0 | 0 | 0 | 0 | 0 | 0 | 0 | 0 | 0 | 0 | 50.7002 | 50.7002 | 50.7002 | 0 | 0 | 0 | 0 | 0 | 0 | 27.7473 | 27.7473 | 25.3776 | 0 | 0 | 0 | 0 | 0 | 0 | 0 | 0 | 0 | 0 | 0 | 0 | 0 | 0 | 0 | 0 | 0 | 0 | 0 | 0 | 0 | 0 | 0 | 0 | 40 | 40 | 40 | 0% | 0% | 0% | 0% | 0% | 0% | 14.47% | 14.47% | 14.47% | 0 | 0 | 0 | 0 | 0 | 0 | 50 | 0 | 0 | 0 | 0 | 0 | 0 | 0 | 0 | 15.9315 | 0 | 0 | 0 | 17.5247 | 0 | 55 | Unplanned Build | Potential Build Solar PV with storage2026
| 102 | SOUT SOLAR PV WITH STORAGE 2026 | SouthEast Ghana Group | Sun + storage | Solar PV + Storage | 0 | 0 | 0 | 0 | 0 | 0 | 0 | 0 | 0 | 0 | 0 | 0 | 0 | 0 | 0 | 6.3375 | 6.3375 | 6.3375 | 0 | 0 | 0 | 0 | 0 | 0 | 27.7473 | 27.7473 | 25.3776 | 0 | 0 | 0 | 0 | 0 | 0 | 0 | 0 | 0 | 0 | 0 | 0 | 0 | 0 | 0 | 0 | 0 | 0 | 0 | 0 | 0 | 0 | 0 | 0 | 5 | 5 | 5 | 0% | 0% | 0% | 0% | 0% | 0% | 14.47% | 14.47% | 14.47% | 0 | 0 | 0 | 0 | 0 | 0 | 6.25 | 0 | 0 | 0 | 0 | 0 | 0 | 0 | 0 | 1.9914 | 0 | 0 | 0 | 2.1906 | 0 | 6.875 | Unplanned Build | Potential Build Solar PV with storage2026
| 104 | SOUT WIND TURBINE 2020 | SouthEast Ghana Group | Wind | Wind | 0 | 0 | 0 | 0 | 0 | 0 | 0 | 0 | 0 | 0 | 0 | 0 | 175.1525 | 350.305 | 525.4575 | 525.4575 | 525.4575 | 525.4575 | 0 | 0 | 0 | 48.9343 | 46.5689 | 46.5689 | 46.2884 | 46.2884 | 42.3353 | 0 | 0 | 0 | 0 | 0 | 0 | 0 | 0 | 0 | 0 | 0 | 0 | 0 | 0 | 0 | 0 | 0 | 0 | 0 | 0 | 0 | 75 | 150 | 225 | 225 | 225 | 225 | 0% | 0% | 0% | 26.66% | 26.66% | 26.66% | 26.66% | 26.66% | 26.66% | 0 | 0 | 0 | 116.025 | 116.025 | 116.025 | 0 | 0 | 0 | 0 | 0 | 0 | 79.2466 | 65.4931 | 49.2059 | 0 | 0 | 0 | 213.3402 | 213.3402 | 348.075 | 382.8825 | Unplanned Build | Potential Build Wind2020
| 105 | SOUT WIND TURBINE 2026 | SouthEast Ghana Group | Wind | Wind | 0 | 0 | 0 | 0 | 0 | 0 | 0 | 0 | 0 | 0 | 0 | 0 | 0 | 0 | 175.1525 | 408.6892 | 525.4575 | 525.4575 | 0 | 0 | 0 | 0 | 0 | 46.5689 | 46.2884 | 46.2884 | 42.3353 | 0 | 0 | 0 | 0 | 0 | 0 | 0 | 0 | 0 | 0 | 0 | 0 | 0 | 0 | 0 | 0 | 0 | 0 | 0 | 0 | 0 | 0 | 0 | 75 | 175 | 225 | 225 | 0% | 0% | 0% | 0% | 0% | 26.66% | 26.66% | 26.66% | 26.66% | 0 | 0 | 0 | 0 | 0 | 109.5 | 146 | 73 | 0 | 0 | 0 | 0 | 0 | 0 | 46.4387 | 46.5201 | 14.4427 | 0 | 51.0826 | 118.1416 | 109.5 | 361.35 | Unplanned Build | Potential Build Wind2026
| 106 | SOUT WIND TURBINE 2035 | SouthEast Ghana Group | Wind | Wind | 0 | 0 | 0 | 0 | 0 | 0 | 0 | 0 | 0 | 0 | 0 | 0 | 0 | 0 | 0 | 0 | 233.5367 | 233.5367 | 0 | 0 | 0 | 0 | 0 | 0 | 0 | 46.5758 | 42.5982 | 0 | 0 | 0 | 0 | 0 | 0 | 0 | 0 | 0 | 0 | 0 | 0 | 0 | 0 | 0 | 0 | 0 | 0 | 0 | 0 | 0 | 0 | 0 | 0 | 0 | 100 | 100 | 0% | 0% | 0% | 0% | 0% | 0% | 0% | 26.66% | 26.66% | 0 | 0 | 0 | 0 | 0 | 0 | 0 | 134.4 | 0 | 0 | 0 | 0 | 0 | 0 | 0 | 0 | 26.5903 | 0 | 0 | 29.2494 | 0 | 147.84 | Unplanned Build | Potential Build Wind2035
[6 empty] | 0 | 0 | 0 | 0 | 0 | 0 | 0 |  |  | 0 | 0 | 0 | 0 | 0 | 0 | 0 |  |  | 0 | 0 | 0 | 0 | 0 | 0 | 0 |  |  | 0 | 0 | 0 | 0 | 0 | 0 | 0 |  |  | 0 | 0 | 0 | 0 | 0 | 0 | 0 |  |  | 0 | 0 | 0 | 0 | 0 | 0 | 0 |  |  | 0 | 0 | 0 | 0 | 0 | 0 | 0

## High Demand
Back to Contents | [77 empty] | 90.91% | 82.64% | 75.13% | 68.3% | 56.45% | 42.41% | 31.86% | 19.78% | 12.28% | Cap Cost NPV |  | Cap Cost -- no NPV
|  | Plant Name |  |  |  | FUEL CONSUMPTION | [8 empty] | GENERATION | [8 empty] | FOM (USD/kW-yr | [8 empty] | VOM (USD/MWh) | [8 empty] | Fuel Cost (USD/MWh) | [8 empty] | Available Capacity | [8 empty] | Capacity Factors | [8 empty] | Total Capital Cost | [8 empty] | Total Capital Cost (NPV) | [8 empty] | 1418.0653 | 4068.5612 | 2766.7484 | 12718.7194 | Unplanned? | Plant Name
| UnitID |  | Model Region | Fuel Type | Capacity Type | 2017 | 2018 | 2019 | 2020 | 2023 | 2026 | 2030 | 2035 | 2040 | 2017 | 2018 | 2019 | 2020 | 2023 | 2026 | 2030 | 2035 | 2040 | 2017 | 2018 | 2019 | 2020 | 2023 | 2026 | 2030 | 2035 | 2040 | 2017 | 2018 | 2019 | 2020 | 2023 | 2026 | 2030 | 2035 | 2040 | 2017 | 2018 | 2019 | 2020 | 2023 | 2026 | 2030 | 2035 | 2040 | 2017 | 2018 | 2019 | 2020 | 2023 | 2026 | 2030 | 2035 | 2040 | 2017 | 2018 | 2019 | 2020 | 2023 | 2026 | 2030 | 2035 | 2040 | 2017 | 2018 | 2019 | 2020 | 2023 | 2026 | 2030 | 2035 | 2040 | 2017 | 2018 | 2019 | 2020 | 2023 | 2026 | 2030 | 2035 | 2040 | 10-year | 20-year | 10-year | 20-year
| 1 | CENIT | SouthEast Ghana Group | Oil | Oil Combustion | 0 | 0 | 0 | 0 | 0 | 0 | 0 | 0 | 0 | 0 | 0 | 0 | 0 | 0 | 0 | 0 | 0 | 0 | 11.83 | 11.83 | 11.83 | 12.3933 | 11.7943 | 11.7943 | 11.7232 | 0 | 0 | 0 | 0 | 0 | 0 | 0 | 0 | 0 | 0 | 0 | 0 | 0 | 0 | 0 | 0 | 0 | 0 | 0 | 0 | 100 | 100 | 100 | 100 | 100 | 100 | 100 | 0 | 0 | 0% | 0% | 0% | 0% | 0% | 0% | 0% | 0% | 0% | [9 empty] | 0 | 0 | 0 | 0 | 0 | 0 | 0 | 0 | 0 | 0 | 0 | 0 | 0 | Existing & Under Const. Plant
| 2 | Trojan 2B | SouthEast Ghana Group | Oil | Oil Combustion | 0.26958 | 0 | 0 | 0 | 0 | 0 | 0 | 0 | 0 | 31.941 | 0 | 0 | 0 | 0 | 0 | 0 | 0 | 0 | 34 | 34 | 34 | 35.619 | 0 | 0 | 0 | 0 | 0 | 5.5 | 0 | 0 | 0 | 0 | 0 | 0 | 0 | 0 | 0 | 0 | 0 | 0 | 0 | 0 | 0 | 0 | 0 | 16.25 | 16.25 | 16.25 | 16.25 | 0 | 0 | 0 | 0 | 0 | 22.44% | 0% | 0% | 0% | 0% | 0% | 0% | 0% | 0% | [9 empty] | 0 | 0 | 0 | 0 | 0 | 0 | 0 | 0 | 0 | 0 | 0 | 0 | 0 | Existing & Under Const. Plant
| 3 | Trojan 2A | Ashanti Group | Oil | Oil Combustion | 0.26958 | 0 | 0 | 0 | 0 | 0 | 0 | 0 | 0 | 31.941 | 0 | 0 | 0 | 0 | 0 | 0 | 0 | 0 | 34 | 34 | 34 | 35.619 | 0 | 0 | 0 | 0 | 0 | 5.5 | 0 | 0 | 0 | 0 | 0 | 0 | 0 | 0 | 0 | 0 | 0 | 0 | 0 | 0 | 0 | 0 | 0 | 16.25 | 16.25 | 16.25 | 16.25 | 0 | 0 | 0 | 0 | 0 | 22.44% | 0% | 0% | 0% | 0% | 0% | 0% | 0% | 0% | [9 empty] | 0 | 0 | 0 | 0 | 0 | 0 | 0 | 0 | 0 | 0 | 0 | 0 | 0 | Existing & Under Const. Plant
| 4 | GP Tarkwa Plant | SouthWest Ghana Group | Oil | Oil Combustion | 0 | 0 | 0 | 0 | 0 | 0 | 0 | 0 | 0 | 0 | 0 | 0 | 0 | 0 | 0 | 0 | 0 | 0 | 17.5 | 17.5 | 17.5 | 18.3333 | 17.4471 | 17.4471 | 17.3421 | 17.3421 | 15.861 | 0 | 0 | 0 | 0 | 0 | 0 | 0 | 0 | 0 | 0 | 0 | 0 | 0 | 0 | 0 | 0 | 0 | 0 | 33 | 33 | 33 | 33 | 33 | 33 | 33 | 33 | 33 | 0% | 0% | 0% | 0% | 0% | 0% | 0% | 0% | 0% | [9 empty] | 0 | 0 | 0 | 0 | 0 | 0 | 0 | 0 | 0 | 0 | 0 | 0 | 0 | Existing & Under Const. Plant
| 5 | GP Chirano Plant | SouthWest Ghana Group | Oil | Oil Combustion | 0 | 0 | 0 | 0 | 0 | 0 | 0 | 0 | 0 | 0 | 0 | 0 | 0 | 0 | 0 | 0 | 0 | 0 | 17.5 | 17.5 | 17.5 | 18.3333 | 17.4471 | 17.4471 | 17.3421 | 17.3421 | 15.861 | 0 | 0 | 0 | 0 | 0 | 0 | 0 | 0 | 0 | 0 | 0 | 0 | 0 | 0 | 0 | 0 | 0 | 0 | 30 | 30 | 30 | 30 | 30 | 30 | 30 | 30 | 30 | 0% | 0% | 0% | 0% | 0% | 0% | 0% | 0% | 0% | [9 empty] | 0 | 0 | 0 | 0 | 0 | 0 | 0 | 0 | 0 | 0 | 0 | 0 | 0 | Existing & Under Const. Plant
| 6 | GP Darmang Plant | SouthWest Ghana Group | Oil | Oil Combustion | 0 | 0 | 0 | 0 | 0 | 0 | 0 | 0 | 0 | 0 | 0 | 0 | 0 | 0 | 0 | 0 | 0 | 0 | 17.5 | 17.5 | 17.5 | 18.3333 | 17.4471 | 17.4471 | 17.3421 | 17.3421 | 15.861 | 0 | 0 | 0 | 0 | 0 | 0 | 0 | 0 | 0 | 0 | 0 | 0 | 0 | 0 | 0 | 0 | 0 | 0 | 25.5 | 25.5 | 25.5 | 25.5 | 25.5 | 25.5 | 25.5 | 25.5 | 25.5 | 0% | 0% | 0% | 0% | 0% | 0% | 0% | 0% | 0% | [9 empty] | 0 | 0 | 0 | 0 | 0 | 0 | 0 | 0 | 0 | 0 | 0 | 0 | 0 | Existing & Under Const. Plant
| 7 | SAPP 2 | SouthEast Ghana Group | Oil/Gas | Oil/Gas Combined Cycle | 9.6 | 23.5117 | 21.6345 | 23.5117 | 23.5117 | 23.5117 | 23.5117 | 17.0678 | 2.5018 | 1230.7631 | 3014.3157 | 2773.6598 | 3014.316 | 3014.3162 | 3014.316 | 3014.3161 | 2188.1846 | 320.7469 | 16 | 16 | 16 | 16.7619 | 15.9517 | 15.9517 | 15.8556 | 15.8556 | 14.5015 | 3.5 | 3.5 | 3.5 | 3.5 | 3.5 | 3.5 | 3.5 | 3.5 | 3.5 | 0 | 0 | 0 | 0 | 0 | 0 | 0 | 0 | 0 | 370 | 370 | 370 | 370 | 370 | 370 | 370 | 370 | 370 | 37.97% | 93% | 85.58% | 93% | 93% | 93% | 93% | 67.51% | 9.896% | [9 empty] | 0 | 0 | 0 | 0 | 0 | 0 | 0 | 0 | 0 | 0 | 0 | 0 | 0 | Existing & Under Const. Plant
| 8 | Cenpower | SouthEast Ghana Group | Oil/Gas | Oil/Gas Combined Cycle | 0 | 6.1449 | 12.0062 | 17.425 | 21.6884 | 21.6884 | 21.6884 | 6.9931 | 1.1988 | 0 | 784.787 | 1533.3552 | 2225.4202 | 2769.912 | 2769.9121 | 2769.912 | 893.1213 | 153.1053 | 0 | 16 | 16 | 16.7619 | 15.9517 | 15.9517 | 15.8556 | 15.8556 | 14.5015 | 0 | 3.5 | 3.5 | 3.5 | 3.5 | 3.5 | 3.5 | 3.5 | 3.5 | 0 | 0 | 0 | 0 | 0 | 0 | 0 | 0 | 0 | 0 | 340 | 340 | 340 | 340 | 340 | 340 | 340 | 340 | 0% | 26.35% | 51.48% | 74.72% | 93% | 93% | 93% | 29.99% | 5.141% | [9 empty] | 0 | 0 | 0 | 0 | 0 | 0 | 0 | 0 | 0 | 0 | 0 | 0 | 0 | Existing & Under Const. Plant
| 9 | KarpowerShip 1 | SouthEast Ghana Group | Oil/Gas | Oil/Gas Combined Cycle | 14.837 | 0 | 0 | 0 | 0 | 0 | 0 | 0 | 0 | 1942.0128 | 0 | 0 | 0 | 0 | 0 | 0 | 0 | 0 | 177.828 | 0 | 0 | 0 | 0 | 0 | 0 | 0 | 0 | 3.5 | 0 | 0 | 0 | 0 | 0 | 0 | 0 | 0 | 0 | 0 | 0 | 0 | 0 | 0 | 0 | 0 | 0 | 247 | 0 | 0 | 0 | 0 | 0 | 0 | 0 | 0 | 89.75% | 0% | 0% | 0% | 0% | 0% | 0% | 0% | 0% | [9 empty] | 0 | 0 | 0 | 0 | 0 | 0 | 0 | 0 | 0 | 0 | 0 | 0 | 0 | Existing & Under Const. Plant
| 10 | AKSA | SouthEast Ghana Group | Oil/Gas | Oil/Gas Combined Cycle | 10.1595 | 0 | 1.7181 | 0 | 25.9679 | 25.9679 | 6.8609 | 0.34564 | 0.080228 | 1195.236 | 0 | 202.1256 | 0 | 3055.0501 | 3055.05 | 807.1679 | 40.6638 | 9.4386 | 16 | 16 | 16 | 16.7619 | 15.9517 | 15.9517 | 15.8556 | 15.8556 | 14.5015 | 3.5 | 0 | 3.5 | 0 | 3.5 | 3.5 | 3.5 | 3.5 | 3.5 | 0 | 0 | 0 | 0 | 0 | 0 | 0 | 0 | 0 | 250 | 375 | 375 | 375 | 375 | 375 | 375 | 375 | 375 | 54.58% | 0% | 6.153% | 0% | 93% | 93% | 24.57% | 1.238% | 0.2873% | [9 empty] | 0 | 0 | 0 | 0 | 0 | 0 | 0 | 0 | 0 | 0 | 0 | 0 | 0 | Existing & Under Const. Plant
| 11 | TAPCO (T1) | SouthWest Ghana Group | Oil/Gas | Oil/Gas Combined Cycle | 11.645 | 17.1872 | 17.1872 | 17.1872 | 17.1872 | 17.1872 | 16.9261 | 1.3815 | 0.46537 | 1496.2084 | 2208.3 | 2208.3 | 2208.2999 | 2208.3001 | 2208.3 | 2174.7586 | 177.4969 | 59.7926 | 18.7 | 18.7 | 18.7 | 19.5905 | 18.6435 | 18.6435 | 18.5312 | 18.5312 | 16.9486 | 5 | 5 | 5 | 5 | 5 | 5 | 5 | 5 | 5 | 0 | 0 | 0 | 0 | 0 | 0 | 0 | 0 | 0 | 305 | 305 | 305 | 305 | 305 | 305 | 305 | 305 | 305 | 56% | 82.65% | 82.65% | 82.65% | 82.65% | 82.65% | 81.4% | 6.643% | 2.238% | [9 empty] | 0 | 0 | 0 | 0 | 0 | 0 | 0 | 0 | 0 | 0 | 0 | 0 | 0 | Existing & Under Const. Plant
| 12 | TICO (T2) | SouthWest Ghana Group | Oil/Gas | Oil/Gas Combined Cycle | 17.7346 | 17.7346 | 17.7346 | 17.7346 | 17.7346 | 17.7346 | 17.7346 | 16.7912 | 3.0189 | 2382.72 | 2382.72 | 2382.72 | 2382.72 | 2382.72 | 2382.72 | 2382.72 | 2255.9709 | 405.6016 | 30.94 | 30.94 | 30.94 | 32.4133 | 30.8465 | 30.8465 | 30.6608 | 30.6608 | 28.0423 | 4.9 | 4.9 | 4.9 | 4.9 | 4.9 | 4.9 | 4.9 | 4.9 | 4.9 | 0 | 0 | 0 | 0 | 0 | 0 | 0 | 0 | 0 | 320 | 320 | 320 | 320 | 320 | 320 | 320 | 320 | 320 | 85% | 85% | 85% | 85% | 85% | 85% | 85% | 80.48% | 14.47% | [9 empty] | 0 | 0 | 0 | 0 | 0 | 0 | 0 | 0 | 0 | 0 | 0 | 0 | 0 | Existing & Under Const. Plant
| 13 | Amandi | SouthWest Ghana Group | Oil/Gas | Oil/Gas Combined Cycle | 0 | 0 | 8.0946 | 12.0103 | 12.0103 | 12.0103 | 9.8922 | 0.47608 | 0.16763 | 0 | 0 | 987.1488 | 1464.672 | 1464.672 | 1464.672 | 1206.3622 | 58.0588 | 20.4425 | 0 | 0 | 30.94 | 32.4133 | 30.8465 | 30.8465 | 30.6608 | 30.6608 | 28.0423 | 0 | 0 | 4.9 | 4.9 | 4.9 | 4.9 | 4.9 | 4.9 | 4.9 | 0 | 0 | 0 | 0 | 0 | 0 | 0 | 0 | 0 | 0 | 0 | 190 | 190 | 190 | 190 | 190 | 190 | 190 | 0% | 0% | 59.31% | 88% | 88% | 88% | 72.48% | 3.488% | 1.228% | [9 empty] | 0 | 0 | 0 | 0 | 0 | 0 | 0 | 0 | 0 | 0 | 0 | 0 | 0 | Existing & Under Const. Plant
| 14 | KarpowerShip 2 | SouthWest Ghana Group | Oil/Gas | Oil/Gas Combined Cycle | 0 | 27.1696 | 31.8841 | 24.9673 | 24.5871 | 0 | 0 | 0 | 0 | 0 | 3191.1639 | 3744.9 | 2932.5013 | 2887.8477 | 0 | 0 | 0 | 0 | 0 | 177.828 | 177.828 | 186.296 | 177.2908 | 0 | 0 | 0 | 0 | 0 | 3.5 | 3.5 | 3.5 | 3.5 | 0 | 0 | 0 | 0 | 0 | 0 | 0 | 0 | 0 | 0 | 0 | 0 | 0 | 0 | 450 | 450 | 450 | 450 | 0 | 0 | 0 | 0 | 0% | 80.95% | 95% | 74.39% | 73.26% | 0% | 0% | 0% | 0% | [9 empty] | 0 | 0 | 0 | 0 | 0 | 0 | 0 | 0 | 0 | 0 | 0 | 0 | 0 | Existing & Under Const. Plant
| 15 | Early Power | SouthEast Ghana Group | Oil/Gas | Oil/Gas Combustion | 0 | 0 | 7.7096 | 23.0656 | 23.0656 | 23.0656 | 23.0656 | 23.0278 | 9.6908 | 0 | 0 | 1027.9476 | 3075.417 | 3075.417 | 3075.417 | 3075.417 | 3070.3691 | 1292.1081 | 0 | 0 | 16 | 16.7619 | 15.9517 | 15.9517 | 15.8556 | 15.8556 | 14.5015 | 0 | 0 | 3.5 | 3.5 | 3.5 | 3.5 | 3.5 | 3.5 | 3.5 | 0 | 0 | 0 | 0 | 0 | 0 | 0 | 0 | 0 | 0 | 0 | 377.5 | 377.5 | 377.5 | 377.5 | 377.5 | 377.5 | 377.5 | 0% | 0% | 31.08% | 93% | 93% | 93% | 93% | 92.85% | 39.07% | [9 empty] | 0 | 0 | 0 | 0 | 0 | 0 | 0 | 0 | 0 | 0 | 0 | 0 | 0 | Existing & Under Const. Plant
| 16 | TT1PP | SouthEast Ghana Group | Oil/Gas | Oil/Gas Combustion | 0 | 0 | 0 | 0 | 0 | 0.0086578 | 0 | 0 | 0 | 0 | 0 | 0 | 0 | 0 | 0.76516 | 0 | 0 | 0 | 14.3 | 14.3 | 14.3 | 14.981 | 14.2568 | 14.2568 | 14.1709 | 14.1709 | 12.9607 | 0 | 0 | 0 | 0 | 0 | 6.5 | 0 | 0 | 0 | 0 | 0 | 0 | 0 | 0 | 0 | 0 | 0 | 0 | 100 | 100 | 100 | 100 | 100 | 100 | 100 | 100 | 100 | 0% | 0% | 0% | 0% | 0% | 0.08735% | 0% | 0% | 0% | [9 empty] | 0 | 0 | 0 | 0 | 0 | 0 | 0 | 0 | 0 | 0 | 0 | 0 | 0 | Existing & Under Const. Plant
| 17 | KTPP | SouthEast Ghana Group | Oil/Gas | Oil/Gas Combustion | 0.33667 | 0 | 0 | 0 | 0 | 2.0323 | 0 | 0 | 0 | 30.8874 | 0 | 0 | 0 | 0 | 186.4483 | 0 | 0 | 0 | 12.3 | 12.3 | 12.3 | 12.8857 | 12.2628 | 12.2628 | 12.189 | 12.189 | 11.148 | 3.5 | 0 | 0 | 0 | 0 | 3.5 | 0 | 0 | 0 | 0 | 0 | 0 | 0 | 0 | 0 | 0 | 0 | 0 | 200 | 200 | 200 | 200 | 200 | 200 | 200 | 200 | 200 | 1.763% | 0% | 0% | 0% | 0% | 10.64% | 0% | 0% | 0% | [9 empty] | 0 | 0 | 0 | 0 | 0 | 0 | 0 | 0 | 0 | 0 | 0 | 0 | 0 | Existing & Under Const. Plant
| 18 | Trojan 1 | SouthEast Ghana Group | Oil/Gas | Oil/Gas Combustion | 0.41408 | 0 | 0 | 0 | 0 | 0 | 0 | 0 | 0 | 49.0614 | 0 | 0 | 0 | 0 | 0 | 0 | 0 | 0 | 34 | 34 | 34 | 35.619 | 0 | 0 | 0 | 0 | 0 | 5.5 | 0 | 0 | 0 | 0 | 0 | 0 | 0 | 0 | 0 | 0 | 0 | 0 | 0 | 0 | 0 | 0 | 0 | 24.96 | 24.96 | 24.96 | 24.96 | 0 | 0 | 0 | 0 | 0 | 22.44% | 0% | 0% | 0% | 0% | 0% | 0% | 0% | 0% | [9 empty] | 0 | 0 | 0 | 0 | 0 | 0 | 0 | 0 | 0 | 0 | 0 | 0 | 0 | Existing & Under Const. Plant
| 19 | MRP | SouthEast Ghana Group | Oil/Gas | Oil/Gas Combustion | 0 | 0 | 0 | 0 | 0 | 0 | 0 | 0 | 0 | 0 | 0 | 0 | 0 | 0 | 0 | 0 | 0 | 0 | 12.5737 | 12.5737 | 12.5737 | 13.1725 | 12.5357 | 12.5357 | 12.4602 | 12.4602 | 11.3961 | 0 | 0 | 0 | 0 | 0 | 0 | 0 | 0 | 0 | 0 | 0 | 0 | 0 | 0 | 0 | 0 | 0 | 0 | 70 | 70 | 70 | 70 | 70 | 70 | 70 | 70 | 70 | 0% | 0% | 0% | 0% | 0% | 0% | 0% | 0% | 0% | [9 empty] | 0 | 0 | 0 | 0 | 0 | 0 | 0 | 0 | 0 | 0 | 0 | 0 | 0 | Existing & Under Const. Plant
| 20 | Safisana | SouthEast Ghana Group | Biogas | Biogas | 0.010052 | 0.010052 | 0.010052 | 0.010052 | 0.010052 | 0.010052 | 0.010052 | 0.010052 | 0.010052 | 0.7446 | 0.7446 | 0.7446 | 0.7446 | 0.7446 | 0.7446 | 0.7446 | 0.7446 | 0.7446 | 35 | 35 | 35 | 36.6667 | 34.8943 | 34.8943 | 34.6841 | 34.6841 | 31.7221 | 4.2 | 4.2 | 4.2 | 4.2 | 4.2 | 4.2 | 4.2 | 4.2 | 4.2 | 0 | 0 | 0 | 0 | 0 | 0 | 0 | 0 | 0 | 0.1 | 0.1 | 0.1 | 0.1 | 0.1 | 0.1 | 0.1 | 0.1 | 0.1 | 85% | 85% | 85% | 85% | 85% | 85% | 85% | 85% | 85% | [9 empty] | 0 | 0 | 0 | 0 | 0 | 0 | 0 | 0 | 0 | 0 | 0 | 0 | 0 | Existing & Under Const. Plant
| 21 | TT2PP | SouthEast Ghana Group | Gas | Gas Combustion Turbine | 0.53258 | 0 | 0 | 0 | 0 | 3.4868 | 0.025826 | 0 | 0 | 54.7923 | 0 | 0 | 0 | 0 | 358.722 | 2.657 | 0 | 0 | 12.1007 | 12.1007 | 12.1007 | 12.6769 | 12.0641 | 12.0641 | 11.9915 | 11.9915 | 10.9674 | 4.5 | 0 | 0 | 0 | 0 | 4.5 | 4.5 | 0 | 0 | 0 | 0 | 0 | 0 | 0 | 0 | 0 | 0 | 0 | 45 | 45 | 45 | 45 | 45 | 45 | 45 | 45 | 45 | 13.9% | 0% | 0% | 0% | 0% | 91% | 0.674% | 0% | 0% | [9 empty] | 0 | 0 | 0 | 0 | 0 | 0 | 0 | 0 | 0 | 0 | 0 | 0 | 0 | Existing & Under Const. Plant
| 22 | SAPP 1 | SouthEast Ghana Group | Gas | Gas Combustion Turbine | 3.0668 | 0 | 0 | 0 | 0 | 13.3875 | 0.24683 | 0.018907 | 0 | 328.6989 | 0 | 0 | 0 | 0 | 1434.888 | 26.4557 | 2.0265 | 0 | 11.83 | 11.83 | 11.83 | 12.3933 | 11.7943 | 11.7943 | 11.7232 | 11.7232 | 10.7221 | 4.5 | 0 | 0 | 0 | 0 | 4.5 | 4.5 | 4.5 | 0 | 0 | 0 | 0 | 0 | 0 | 0 | 0 | 0 | 0 | 180 | 180 | 180 | 180 | 180 | 180 | 180 | 180 | 180 | 20.85% | 0% | 0% | 0% | 0% | 91% | 1.678% | 0.1285% | 0% | [9 empty] | 0 | 0 | 0 | 0 | 0 | 0 | 0 | 0 | 0 | 0 | 0 | 0 | 0 | Existing & Under Const. Plant
| 23 | Trojan 3 | SouthEast Ghana Group | Gas | Gas Combustion Turbine | 0 | 0 | 0 | 0 | 0 | 0 | 0 | 0 | 0 | 0 | 0 | 0 | 0 | 0 | 0 | 0 | 0 | 0 | 0 | 34 | 34 | 35.619 | 0 | 0 | 0 | 0 | 0 | 0 | 0 | 0 | 0 | 0 | 0 | 0 | 0 | 0 | 0 | 0 | 0 | 0 | 0 | 0 | 0 | 0 | 0 | 0 | 49.92 | 49.92 | 49.92 | 0 | 0 | 0 | 0 | 0 | 0% | 0% | 0% | 0% | 0% | 0% | 0% | 0% | 0% | [9 empty] | 0 | 0 | 0 | 0 | 0 | 0 | 0 | 0 | 0 | 0 | 0 | 0 | 0 | Existing & Under Const. Plant
| 24 | Ameri_2016 | SouthWest Ghana Group | Gas | Gas Combustion Turbine | 0.43824 | 0 | 0 | 0 | 0 | 0 | 0 | 0 | 0 | 43.1252 | 0 | 0 | 0 | 0 | 0 | 0 | 0 | 0 | 14.54 | 14.54 | 14.54 | 15.2324 | 0 | 0 | 0 | 0 | 0 | 5 | 0 | 0 | 0 | 0 | 0 | 0 | 0 | 0 | 0 | 0 | 0 | 0 | 0 | 0 | 0 | 0 | 0 | 230 | 230 | 230 | 230 | 0 | 0 | 0 | 0 | 0 | 2.14% | 0% | 0% | 0% | 0% | 0% | 0% | 0% | 0% | [9 empty] | 0 | 0 | 0 | 0 | 0 | 0 | 0 | 0 | 0 | 0 | 0 | 0 | 0 | Existing & Under Const. Plant
| 25 | Ameri_2021 | SouthWest Ghana Group | Gas | Gas Combustion Turbine | 0 | 0 | 0 | 0 | 0 | 14.3044 | 0.019356 | 0 | 0 | 0 | 0 | 0 | 0 | 0 | 1407.6395 | 1.9047 | 0 | 0 | 0 | 0 | 0 | 0 | 14.4961 | 14.4961 | 14.4088 | 14.4088 | 13.1782 | 0 | 0 | 0 | 0 | 0 | 4.17 | 4.17 | 0 | 0 | 0 | 0 | 0 | 0 | 0 | 0 | 0 | 0 | 0 | 0 | 0 | 0 | 0 | 230 | 230 | 230 | 230 | 230 | 0% | 0% | 0% | 0% | 0% | 69.86% | 0.09454% | 0% | 0% | [9 empty] | 0 | 0 | 0 | 0 | 0 | 0 | 0 | 0 | 0 | 0 | 0 | 0 | 0 | Existing & Under Const. Plant
| 26 | Bui | Northern Ghana Group | Water | Hydro | 0 | 0 | 0 | 0 | 0 | 0 | 0 | 0 | 0 | 669.5865 | 669.5868 | 669.5864 | 669.5864 | 669.5863 | 669.5862 | 669.5866 | 669.5863 | 669.5863 | 27.74 | 27.74 | 27.74 | 29.061 | 27.6562 | 27.6562 | 27.4896 | 27.4896 | 25.142 | 1.63 | 1.63 | 1.63 | 1.63 | 1.63 | 1.63 | 1.63 | 1.63 | 1.63 | 0 | 0 | 0 | 0 | 0 | 0 | 0 | 0 | 0 | 330 | 330 | 330 | 330 | 330 | 330 | 330 | 330 | 330 | 23.16% | 23.16% | 23.16% | 23.16% | 23.16% | 23.16% | 23.16% | 23.16% | 23.16% | [9 empty] | 0 | 0 | 0 | 0 | 0 | 0 | 0 | 0 | 0 | 0 | 0 | 0 | 0 | Existing & Under Const. Plant
| 27 | Akosombo | SouthEast Ghana Group | Water | Hydro | 0 | 0 | 0 | 0 | 0 | 0 | 0 | 0 | 0 | 3681.6889 | 3681.6897 | 4016.3888 | 4016.3886 | 4434.762 | 4434.762 | 4434.7624 | 4434.7618 | 4434.7627 | 9.16 | 9.16 | 9.16 | 9.5962 | 9.1323 | 9.1323 | 9.0773 | 9.0773 | 8.3021 | 0.98 | 0.98 | 0.98 | 0.98 | 0.98 | 0.98 | 0.98 | 0.98 | 0.98 | 0 | 0 | 0 | 0 | 0 | 0 | 0 | 0 | 0 | 900 | 900 | 900 | 900 | 900 | 900 | 900 | 900 | 900 | 46.7% | 46.7% | 50.94% | 50.94% | 56.25% | 56.25% | 56.25% | 56.25% | 56.25% | [9 empty] | 0 | 0 | 0 | 0 | 0 | 0 | 0 | 0 | 0 | 0 | 0 | 0 | 0 | Existing & Under Const. Plant
| 28 | Kpong | SouthEast Ghana Group | Water | Hydro | 0 | 0 | 0 | 0 | 0 | 0 | 0 | 0 | 0 | 722.7074 | 722.7074 | 788.4081 | 788.4081 | 870.534 | 870.534 | 870.534 | 870.5339 | 870.5339 | 9.16 | 9.16 | 9.16 | 9.5962 | 9.1323 | 9.1323 | 9.0773 | 9.0773 | 8.3021 | 0.98 | 0.98 | 0.98 | 0.98 | 0.98 | 0.98 | 0.98 | 0.98 | 0.98 | 0 | 0 | 0 | 0 | 0 | 0 | 0 | 0 | 0 | 140 | 140 | 140 | 140 | 140 | 140 | 140 | 140 | 140 | 58.93% | 58.93% | 64.29% | 64.29% | 70.98% | 70.98% | 70.98% | 70.98% | 70.98% | [9 empty] | 0 | 0 | 0 | 0 | 0 | 0 | 0 | 0 | 0 | 0 | 0 | 0 | 0 | Existing & Under Const. Plant
| 29 | Cote d'Ivoire Dummy | Cote d'Ivoire | Water | Hydro | 0 | 0 | 0 | 0 | 0 | 0 | 0 | 0 | 0 | 814.6802 | 814.68 | 814.6803 | 814.6797 | 814.6801 | 814.6804 | 814.6799 | 814.6803 | 814.6798 | 0 | 0 | 0 | 0 | 0 | 0 | 0 | 0 | 0 | 10 | 10 | 10 | 10 | 10 | 10 | 10 | 10 | 10 | 0 | 0 | 0 | 0 | 0 | 0 | 0 | 0 | 0 | 150 | 150 | 150 | 150 | 150 | 150 | 150 | 150 | 150 | 62% | 62% | 62% | 62% | 62% | 62% | 62% | 62% | 62% | [9 empty] | 0 | 0 | 0 | 0 | 0 | 0 | 0 | 0 | 0 | 0 | 0 | 0 | 0 | Existing & Under Const. Plant
| 30 | Burkina Dummy | Burkina Group | Water | Hydro | 0 | 0 | 0 | 0 | 0 | 0 | 0 | 0 | 0 | 0.438 | 0.438 | 0.438 | 0.438 | 4.818 | 4.818 | 4.818 | 4.818 | 4.818 | 0 | 0 | 0 | 0 | 0 | 0 | 0 | 0 | 0 | 10 | 10 | 10 | 10 | 10 | 10 | 10 | 10 | 10 | 0 | 0 | 0 | 0 | 0 | 0 | 0 | 0 | 0 | 10 | 10 | 10 | 10 | 110 | 110 | 110 | 110 | 110 | 0.5% | 0.5% | 0.5% | 0.5% | 0.5% | 0.5% | 0.5% | 0.5% | 0.5% | [9 empty] | 0 | 0 | 0 | 0 | 0 | 0 | 0 | 0 | 0 | 0 | 0 | 0 | 0 | Existing & Under Const. Plant
| 31 | VRA Solar | Northern Ghana Group | Sun | Solar PV | 0 | 0 | 0 | 0 | 0 | 0 | 0 | 0 | 0 | 2.7132 | 2.7132 | 2.7132 | 2.7132 | 2.7132 | 2.7132 | 2.7132 | 2.7132 | 2.7132 | 0 | 0 | 0 | 0 | 0 | 0 | 0 | 0 | 0 | 0 | 0 | 0 | 0 | 0 | 0 | 0 | 0 | 0 | 0 | 0 | 0 | 0 | 0 | 0 | 0 | 0 | 0 | 1.8 | 1.8 | 1.8 | 1.8 | 1.8 | 1.8 | 1.8 | 1.8 | 1.8 | 17.21% | 17.21% | 17.21% | 17.21% | 17.21% | 17.21% | 17.21% | 17.21% | 17.21% | [9 empty] | 0 | 0 | 0 | 0 | 0 | 0 | 0 | 0 | 0 | 0 | 0 | 0 | 0 | Existing & Under Const. Plant
| 32 | BXC Solar | SouthEast Ghana Group | Sun | Solar PV | 0 | 0 | 0 | 0 | 0 | 0 | 0 | 0 | 0 | 24.0159 | 24.0159 | 24.0159 | 24.0159 | 24.0159 | 24.0159 | 24.0159 | 24.0159 | 0 | 0 | 0 | 0 | 0 | 0 | 0 | 0 | 0 | 0 | 0 | 0 | 0 | 0 | 0 | 0 | 0 | 0 | 0 | 0 | 0 | 0 | 0 | 0 | 0 | 0 | 0 | 0 | 18 | 18 | 18 | 18 | 18 | 18 | 18 | 18 | 0 | 15.23% | 15.23% | 15.23% | 15.23% | 15.23% | 15.23% | 15.23% | 15.23% | 0% | [9 empty] | 0 | 0 | 0 | 0 | 0 | 0 | 0 | 0 | 0 | 0 | 0 | 0 | 0 | Existing & Under Const. Plant
| 41 | SOUT COAL STEAM TURBINE 2026 | SouthWest Ghana Group | Coal | Coal Steam Turbine | 0 | 0 | 0 | 0 | 0 | 31.5903 | 123.3254 | 123.3254 | 123.3254 | 0 | 0 | 0 | 0 | 0 | 3589.8042 | 14014.248 | 14014.248 | 14014.248 | 0 | 0 | 0 | 0 | 0 | 64.8036 | 64.4134 | 64.4134 | 58.9124 | 0 | 0 | 0 | 0 | 0 | 6.034 | 6.034 | 6.034 | 6.034 | 0 | 0 | 0 | 0 | 0 | 0 | 0 | 0 | 0 | 0 | 0 | 0 | 0 | 0 | 482.112 | 1882.112 | 1882.112 | 1882.112 | 0% | 0% | 0% | 0% | 0% | 85% | 85% | 85% | 85% | 0 | 0 | 0 | 0 | 0 | 1520.5812 | 4415.6 | 0 | 0 | 0 | 0 | 0 | 0 | 0 | 644.8749 | 1406.9462 | 0 | 0 | 709.3624 | 2257.0032 | 1520.5812 | 6529.7994 | Unplanned Build | Potential Build Coal2026
| 43 | SOUT COMBINED CYCLE 2020 | SouthWest Ghana Group | Oil/Gas | Oil/Gas Combined Cycle | 0 | 0 | 0 | 0 | 0 | 0 | 0 | 0 | 135.3208 | 0 | 0 | 0 | 0 | 0 | 0 | 0 | 0 | 18664.932 | 0 | 0 | 0 | 0 | 0 | 0 | 0 | 0 | 13.5952 | 0 | 0 | 0 | 0 | 0 | 0 | 0 | 0 | 3.48 | 0 | 0 | 0 | 0 | 0 | 0 | 0 | 0 | 0 | 0 | 0 | 0 | 0 | 0 | 0 | 0 | 0 | 2367.45 | 0% | 0% | 0% | 0% | 0% | 0% | 0% | 0% | 90% | 0 | 0 | 0 | 0 | 0 | 0 | 0 | 0 | 2464.5154 | 0 | 0 | 0 | 0 | 0 | 0 | 0 | 0 | 302.7558 | 0 | 0 | 0 | 0 | Unplanned Build | Potential Build Oil/Gas Combined Cycle2020
| 45 | SOUT COMBINED CYCLE 2019 | SouthEast Ghana Group | Oil/Gas | Oil/Gas Combined Cycle | 0 | 0 | 0 | 0 | 0 | 0 | 21.7957 | 145.0543 | 190.7995 | 0 | 0 | 0 | 0 | 0 | 0 | 3006.3006 | 20007.4896 | 26317.1659 | 0 | 0 | 0 | 0 | 0 | 0 | 14.8646 | 14.8646 | 13.5952 | 0 | 0 | 0 | 0 | 0 | 0 | 3.48 | 3.48 | 3.48 | 0 | 0 | 0 | 0 | 0 | 0 | 0 | 0 | 0 | 0 | 0 | 0 | 0 | 0 | 0 | 381.317 | 2537.737 | 3519.4 | 0% | 0% | 0% | 0% | 0% | 0% | 90% | 90% | 85.36% | 0 | 0 | 0 | 0 | 0 | 0 | 396.951 | 2244.8332 | 1021.9112 | 0 | 0 | 0 | 0 | 0 | 0 | 126.4808 | 444.1283 | 125.5377 | 0 | 627.67 | 0 | 2905.9626 | Unplanned Build | Potential Build Oil/Gas Combined Cycle2019
| 46 | SOUT COMBINED CYCLE 2018 | SouthWest Ghana Group | Oil/Gas | Oil/Gas Combined Cycle | 0 | 0 | 0 | 0 | 0 | 0 | 0 | 24.8191 | 24.8191 | 0 | 0 | 0 | 0 | 0 | 0 | 0 | 3423.3285 | 3423.3292 | 0 | 0 | 0 | 0 | 0 | 0 | 0 | 14.8646 | 13.5952 | 0 | 0 | 0 | 0 | 0 | 0 | 0 | 3.48 | 3.48 | 0 | 0 | 0 | 0 | 0 | 0 | 0 | 0 | 0 | 0 | 0 | 0 | 0 | 0 | 0 | 0 | 434.212 | 434.212 | 0% | 0% | 0% | 0% | 0% | 0% | 0% | 90% | 90% | 0 | 0 | 0 | 0 | 0 | 0 | 0 | 452.0147 | 0 | 0 | 0 | 0 | 0 | 0 | 0 | 0 | 89.4287 | 0 | 0 | 98.3716 | 0 | 497.2162 | Unplanned Build | Potential Build Oil/Gas Combined Cycle2018
| 52 | NORT HYDRO SMALL 2026 | Northern Ghana Group | Water | Hydro | 0 | 0 | 0 | 0 | 0 | 0 | 0 | 0 | 0 | 0 | 0 | 0 | 0 | 0 | 214.2471 | 214.2471 | 214.2471 | 214.2471 | 0 | 0 | 0 | 0 | 0 | 44.864 | 44.5939 | 44.5939 | 40.7855 | 0 | 0 | 0 | 0 | 0 | 3 | 3 | 3 | 3 | 0 | 0 | 0 | 0 | 0 | 0 | 0 | 0 | 0 | 0 | 0 | 0 | 0 | 0 | 57.5469 | 57.5469 | 57.5469 | 57.5469 | 0% | 0% | 0% | 0% | 0% | 42.5% | 42.5% | 42.5% | 42.5% | 0 | 0 | 0 | 0 | 0 | 230.1876 | 0 | 0 | 0 | 0 | 0 | 0 | 0 | 0 | 97.622 | 0 | 0 | 0 | 107.3842 | 107.3842 | 230.1876 | 253.2064 | Unplanned Build | Potential Build Hydro Small2026NORT
| 54 | ASHA INTERRUPTIBLE 2016 | Ashanti Group | Interruptible | Interruptible | 0 | 0 | 0 | 0 | 0 | 0 | 0 | 0 | 0 | 0 | 0 | 0 | 0 | 0 | 0 | 0 | 0 | 0 | 0 | 0 | 0 | 0 | 0 | 0 | 0 | 0 | 0 | 0 | 0 | 0 | 0 | 0 | 0 | 0 | 0 | 0 | 0 | 0 | 0 | 0 | 0 | 0 | 0 | 0 | 0 | 129.301 | 221.447 | 0 | 0 | 39.4406 | 218.624 | 0 | 0 | 0 | 0% | 0% | 0% | 0% | 0% | 0% | 0% | 0% | 0% | [9 empty] | 0 | 0 | 0 | 0 | 0 | 0 | 0 | 0 | 0 | 0 | 0 | 0 | 0 | Unplanned Build | Potential Build Interruptible2016
| 55 | BURK INTERRUPTIBLE 2016 | Burkina Group | Interruptible | Interruptible | 0 | 0 | 0 | 0 | 0 | 0 | 0 | 0 | 0 | 0 | 0 | 0 | 0 | 0 | 0 | 0 | 0 | 0 | 0 | 0 | 0 | 0 | 0 | 0 | 0 | 0 | 0 | 0 | 0 | 0 | 0 | 0 | 0 | 0 | 0 | 0 | 0 | 0 | 0 | 0 | 0 | 0 | 0 | 0 | 0 | 0 | 0 | 0 | 0 | 18.9827 | 147.755 | 0 | 0 | 0 | 0% | 0% | 0% | 0% | 0% | 0% | 0% | 0% | 0% | [9 empty] | 0 | 0 | 0 | 0 | 0 | 0 | 0 | 0 | 0 | 0 | 0 | 0 | 0 | Unplanned Build | Potential Build Interruptible2016
| 58 | NORT INTERRUPTIBLE 2016 | Northern Ghana Group | Interruptible | Interruptible | 0 | 0 | 0 | 0 | 0 | 0 | 0 | 0 | 0 | 0 | 0 | 0 | 0 | 0 | 0 | 0 | 0 | 0 | 0 | 0 | 0 | 0 | 0 | 0 | 0 | 0 | 0 | 0 | 0 | 0 | 0 | 0 | 0 | 0 | 0 | 0 | 0 | 0 | 0 | 0 | 0 | 0 | 0 | 0 | 0 | 0 | 0 | 0 | 35.4976 | 0 | 22.9877 | 0 | 0 | 0 | 0% | 0% | 0% | 0% | 0% | 0% | 0% | 0% | 0% | [9 empty] | 0 | 0 | 0 | 0 | 0 | 0 | 0 | 0 | 0 | 0 | 0 | 0 | 0 | Unplanned Build | Potential Build Interruptible2016
| 63 | ASHA SOLAR PV 2020 | Ashanti Group | Sun | Solar PV | 0 | 0 | 0 | 0 | 0 | 0 | 0 | 0 | 0 | 0 | 0 | 0 | 6.3375 | 19.0126 | 19.0126 | 19.0126 | 19.0126 | 19.0126 | 0 | 0 | 0 | 25.981 | 24.7251 | 24.7251 | 24.5762 | 24.5762 | 22.4773 | 0 | 0 | 0 | 0 | 0 | 0 | 0 | 0 | 0 | 0 | 0 | 0 | 0 | 0 | 0 | 0 | 0 | 0 | 0 | 0 | 0 | 5 | 15 | 15 | 15 | 15 | 15 | 0% | 0% | 0% | 14.47% | 14.47% | 14.47% | 14.47% | 14.47% | 14.47% | 0 | 0 | 0 | 5.1 | 10.2 | 0 | 0 | 0 | 0 | 0 | 0 | 0 | 3.4834 | 5.7576 | 0 | 0 | 0 | 0 | 10.1651 | 10.1651 | 15.3 | 16.83 | Unplanned Build | Potential Build Solar PV2020
| 64 | ASHA SOLAR PV 2026 | Ashanti Group | Sun | Solar PV | 0 | 0 | 0 | 0 | 0 | 0 | 0 | 0 | 0 | 0 | 0 | 0 | 0 | 0 | 12.6751 | 38.0252 | 50.7002 | 50.7002 | 0 | 0 | 0 | 0 | 0 | 24.7251 | 24.5762 | 24.5762 | 22.4773 | 0 | 0 | 0 | 0 | 0 | 0 | 0 | 0 | 0 | 0 | 0 | 0 | 0 | 0 | 0 | 0 | 0 | 0 | 0 | 0 | 0 | 0 | 0 | 10 | 30 | 40 | 40 | 0% | 0% | 0% | 0% | 0% | 14.47% | 14.47% | 14.47% | 14.47% | 0 | 0 | 0 | 0 | 0 | 8.95 | 17.9 | 8.95 | 0 | 0 | 0 | 0 | 0 | 0 | 3.7957 | 5.7035 | 1.7707 | 0 | 4.1752 | 12.3969 | 8.95 | 39.38 | Unplanned Build | Potential Build Solar PV2026
| 65 | ASHA SOLAR PV 2035 | Ashanti Group | Sun | Solar PV | 0 | 0 | 0 | 0 | 0 | 0 | 0 | 0 | 0 | 0 | 0 | 0 | 0 | 0 | 0 | 0 | 12.6751 | 69.7128 | 0 | 0 | 0 | 0 | 0 | 0 | 0 | 24.7744 | 22.6586 | 0 | 0 | 0 | 0 | 0 | 0 | 0 | 0 | 0 | 0 | 0 | 0 | 0 | 0 | 0 | 0 | 0 | 0 | 0 | 0 | 0 | 0 | 0 | 0 | 0 | 10 | 55 | 0% | 0% | 0% | 0% | 0% | 0% | 0% | 14.47% | 14.47% | 0 | 0 | 0 | 0 | 0 | 0 | 0 | 7.6 | 34.2 | 0 | 0 | 0 | 0 | 0 | 0 | 0 | 1.5036 | 4.2013 | 0 | 1.654 | 0 | 8.36 | Unplanned Build | Potential Build Solar PV2035
| 66 | SOUT SOLAR PV 2020 | SouthWest Ghana Group | Sun | Solar PV | 0 | 0 | 0 | 0 | 0 | 0 | 0 | 0 | 0 | 0 | 0 | 0 | 0 | 12.6751 | 12.6751 | 12.6751 | 12.6751 | 12.6751 | 0 | 0 | 0 | 0 | 24.7251 | 24.7251 | 24.5762 | 24.5762 | 22.4773 | 0 | 0 | 0 | 0 | 0 | 0 | 0 | 0 | 0 | 0 | 0 | 0 | 0 | 0 | 0 | 0 | 0 | 0 | 0 | 0 | 0 | 0 | 10 | 10 | 10 | 10 | 10 | 0% | 0% | 0% | 0% | 14.47% | 14.47% | 14.47% | 14.47% | 14.47% | 0 | 0 | 0 | 0 | 10.2 | 0 | 0 | 0 | 0 | 0 | 0 | 0 | 0 | 5.7576 | 0 | 0 | 0 | 0 | 6.3334 | 6.3334 | 10.2 | 11.22 | Unplanned Build | Potential Build Solar PV2020
| 67 | SOUT SOLAR PV 2026 | SouthWest Ghana Group | Sun | Solar PV | 0 | 0 | 0 | 0 | 0 | 0 | 0 | 0 | 0 | 0 | 0 | 0 | 0 | 0 | 12.6751 | 25.3501 | 31.6876 | 31.6876 | 0 | 0 | 0 | 0 | 0 | 24.7251 | 24.5762 | 24.5762 | 22.4773 | 0 | 0 | 0 | 0 | 0 | 0 | 0 | 0 | 0 | 0 | 0 | 0 | 0 | 0 | 0 | 0 | 0 | 0 | 0 | 0 | 0 | 0 | 0 | 10 | 20 | 25 | 25 | 0% | 0% | 0% | 0% | 0% | 14.47% | 14.47% | 14.47% | 14.47% | 0 | 0 | 0 | 0 | 0 | 8.95 | 8.95 | 4.475 | 0 | 0 | 0 | 0 | 0 | 0 | 3.7957 | 2.8517 | 0.88535 | 0 | 4.1752 | 8.2861 | 8.95 | 24.6125 | Unplanned Build | Potential Build Solar PV2026
| 68 | SOUT SOLAR PV 2035 | SouthWest Ghana Group | Sun | Solar PV | 0 | 0 | 0 | 0 | 0 | 0 | 0 | 0 | 0 | 0 | 0 | 0 | 0 | 0 | 0 | 0 | 12.6751 | 57.0377 | 0 | 0 | 0 | 0 | 0 | 0 | 0 | 24.7744 | 22.6586 | 0 | 0 | 0 | 0 | 0 | 0 | 0 | 0 | 0 | 0 | 0 | 0 | 0 | 0 | 0 | 0 | 0 | 0 | 0 | 0 | 0 | 0 | 0 | 0 | 0 | 10 | 45 | 0% | 0% | 0% | 0% | 0% | 0% | 0% | 14.47% | 14.47% | 0 | 0 | 0 | 0 | 0 | 0 | 0 | 7.6 | 26.6 | 0 | 0 | 0 | 0 | 0 | 0 | 0 | 1.5036 | 3.2677 | 0 | 1.654 | 0 | 8.36 | Unplanned Build | Potential Build Solar PV2035
| 69 | NORT SOLAR PV 2018 | Northern Ghana Group | Sun | Solar PV | 0 | 0 | 0 | 0 | 0 | 0 | 0 | 0 | 0 | 0 | 0 | 67.5263 | 67.5263 | 67.5263 | 67.5263 | 67.5263 | 67.5263 | 67.5263 | 0 | 0 | 24.8 | 25.981 | 24.7251 | 24.7251 | 24.5762 | 24.5762 | 22.4773 | 0 | 0 | 0 | 0 | 0 | 0 | 0 | 0 | 0 | 0 | 0 | 0 | 0 | 0 | 0 | 0 | 0 | 0 | 0 | 0 | 47.1565 | 47.1565 | 47.1565 | 47.1565 | 47.1565 | 47.1565 | 47.1565 | 0% | 0% | 16.35% | 16.35% | 16.35% | 16.35% | 16.35% | 16.35% | 16.35% | 0 | 0 | 58.6155 | 0 | 0 | 0 | 0 | 0 | 0 | 0 | 0 | 44.0387 | 0 | 0 | 0 | 0 | 0 | 0 | 48.4426 | 48.4426 | 58.6155 | 64.4771 | Unplanned Build | Potential Build Solar PV2018
| 70 | NORT SOLAR PV 2020 | Northern Ghana Group | Sun | Solar PV | 0 | 0 | 0 | 0 | 0 | 0 | 0 | 0 | 0 | 0 | 0 | 0 | 71.598 | 214.7941 | 214.7941 | 214.7941 | 214.7941 | 214.7941 | 0 | 0 | 0 | 25.981 | 24.7251 | 24.7251 | 24.5762 | 24.5762 | 22.4773 | 0 | 0 | 0 | 0 | 0 | 0 | 0 | 0 | 0 | 0 | 0 | 0 | 0 | 0 | 0 | 0 | 0 | 0 | 0 | 0 | 0 | 50 | 150 | 150 | 150 | 150 | 150 | 0% | 0% | 0% | 16.35% | 16.35% | 16.35% | 16.35% | 16.35% | 16.35% | 0 | 0 | 0 | 51 | 102 | 0 | 0 | 0 | 0 | 0 | 0 | 0 | 34.8337 | 57.5763 | 0 | 0 | 0 | 0 | 101.651 | 101.651 | 153 | 168.3 | Unplanned Build | Potential Build Solar PV2020
| 71 | NORT SOLAR PV 2023 | Northern Ghana Group | Sun | Solar PV | 0 | 0 | 0 | 0 | 0 | 0 | 0 | 0 | 0 | 0 | 0 | 0 | 0 | 71.598 | 143.1961 | 143.1961 | 143.1961 | 143.1961 | 0 | 0 | 0 | 0 | 24.7251 | 24.7251 | 24.5762 | 24.5762 | 22.4773 | 0 | 0 | 0 | 0 | 0 | 0 | 0 | 0 | 0 | 0 | 0 | 0 | 0 | 0 | 0 | 0 | 0 | 0 | 0 | 0 | 0 | 0 | 50 | 100 | 100 | 100 | 100 | 0% | 0% | 0% | 0% | 16.35% | 16.35% | 16.35% | 16.35% | 16.35% | 0 | 0 | 0 | 0 | 47.85 | 47.85 | 0 | 0 | 0 | 0 | 0 | 0 | 0 | 27.0101 | 20.2931 | 0 | 0 | 0 | 52.0335 | 52.0335 | 95.7 | 105.27 | Unplanned Build | Potential Build Solar PV2023
| 72 | NORT SOLAR PV 2026 | Northern Ghana Group | Sun | Solar PV | 0 | 0 | 0 | 0 | 0 | 0 | 0 | 0 | 0 | 0 | 0 | 0 | 0 | 0 | 71.598 | 214.7941 | 214.7941 | 214.7941 | 0 | 0 | 0 | 0 | 0 | 24.7251 | 24.5762 | 24.5762 | 22.4773 | 0 | 0 | 0 | 0 | 0 | 0 | 0 | 0 | 0 | 0 | 0 | 0 | 0 | 0 | 0 | 0 | 0 | 0 | 0 | 0 | 0 | 0 | 0 | 50 | 150 | 150 | 150 | 0% | 0% | 0% | 0% | 0% | 16.35% | 16.35% | 16.35% | 16.35% | 0 | 0 | 0 | 0 | 0 | 44.75 | 89.5 | 0 | 0 | 0 | 0 | 0 | 0 | 0 | 18.9784 | 28.5175 | 0 | 0 | 20.8762 | 52.2454 | 44.75 | 147.675 | Unplanned Build | Potential Build Solar PV2026
| 73 | NORT SOLAR PV 2030 | Northern Ghana Group | Sun | Solar PV | 0 | 0 | 0 | 0 | 0 | 0 | 0 | 0 | 0 | 0 | 0 | 0 | 0 | 0 | 0 | 35.799 | 178.9951 | 178.9951 | 0 | 0 | 0 | 0 | 0 | 0 | 24.5762 | 24.5762 | 22.4773 | 0 | 0 | 0 | 0 | 0 | 0 | 0 | 0 | 0 | 0 | 0 | 0 | 0 | 0 | 0 | 0 | 0 | 0 | 0 | 0 | 0 | 0 | 0 | 0 | 25 | 125 | 125 | 0% | 0% | 0% | 0% | 0% | 0% | 16.35% | 16.35% | 16.35% | 0 | 0 | 0 | 0 | 0 | 0 | 20.7 | 82.8 | 0 | 0 | 0 | 0 | 0 | 0 | 0 | 6.5957 | 16.3815 | 0 | 0 | 25.2749 | 0 | 113.85 | Unplanned Build | Potential Build Solar PV2030
| 74 | NORT SOLAR PV 2035 | Northern Ghana Group | Sun | Solar PV | 0 | 0 | 0 | 0 | 0 | 0 | 0 | 0 | 0 | 0 | 0 | 0 | 0 | 0 | 0 | 0 | 71.598 | 429.5883 | 0 | 0 | 0 | 0 | 0 | 0 | 0 | 24.5762 | 22.4773 | 0 | 0 | 0 | 0 | 0 | 0 | 0 | 0 | 0 | 0 | 0 | 0 | 0 | 0 | 0 | 0 | 0 | 0 | 0 | 0 | 0 | 0 | 0 | 0 | 0 | 50 | 300 | 0% | 0% | 0% | 0% | 0% | 0% | 0% | 16.35% | 16.35% | 0 | 0 | 0 | 0 | 0 | 0 | 0 | 38 | 190 | 0 | 0 | 0 | 0 | 0 | 0 | 0 | 7.5181 | 23.3407 | 0 | 8.2699 | 0 | 41.8 | Unplanned Build | Potential Build Solar PV2035
| 76 | SOUT SOLAR PV 2020 | SouthEast Ghana Group | Sun | Solar PV | 0 | 0 | 0 | 0 | 0 | 0 | 0 | 0 | 0 | 0 | 0 | 0 | 1.8814 | 65.2567 | 65.2567 | 65.2567 | 65.2567 | 65.2567 | 0 | 0 | 0 | 25.981 | 24.7251 | 24.7251 | 24.5762 | 24.5762 | 22.4773 | 0 | 0 | 0 | 0 | 0 | 0 | 0 | 0 | 0 | 0 | 0 | 0 | 0 | 0 | 0 | 0 | 0 | 0 | 0 | 0 | 0 | 1.4844 | 51.4843 | 51.4843 | 51.4843 | 51.4843 | 51.4843 | 0% | 0% | 0% | 14.47% | 14.47% | 14.47% | 14.47% | 14.47% | 14.47% | 0 | 0 | 0 | 1.514 | 51 | 0 | 0 | 0 | 0 | 0 | 0 | 0 | 1.0341 | 28.7882 | 0 | 0 | 0 | 0 | 32.8045 | 32.8045 | 52.514 | 57.7654 | Unplanned Build | Potential Build Solar PV2020
| 77 | SOUT SOLAR PV 2026 | SouthEast Ghana Group | Sun | Solar PV | 0 | 0 | 0 | 0 | 0 | 0 | 0 | 0 | 0 | 0 | 0 | 0 | 0 | 0 | 31.6876 | 221.8134 | 285.1886 | 285.1886 | 0 | 0 | 0 | 0 | 0 | 24.7251 | 24.5762 | 24.5762 | 22.4773 | 0 | 0 | 0 | 0 | 0 | 0 | 0 | 0 | 0 | 0 | 0 | 0 | 0 | 0 | 0 | 0 | 0 | 0 | 0 | 0 | 0 | 0 | 0 | 25 | 175 | 225 | 225 | 0% | 0% | 0% | 0% | 0% | 14.47% | 14.47% | 14.47% | 14.47% | 0 | 0 | 0 | 0 | 0 | 22.375 | 134.25 | 44.75 | 0 | 0 | 0 | 0 | 0 | 0 | 9.4892 | 42.7762 | 8.8535 | 0 | 10.4381 | 67.2308 | 22.375 | 221.5125 | Unplanned Build | Potential Build Solar PV2026
| 78 | SOUT SOLAR PV 2035 | SouthEast Ghana Group | Sun | Solar PV | 0 | 0 | 0 | 0 | 0 | 0 | 0 | 0 | 0 | 0 | 0 | 0 | 0 | 0 | 0 | 0 | 63.3753 | 285.1886 | 0 | 0 | 0 | 0 | 0 | 0 | 0 | 24.7744 | 22.6586 | 0 | 0 | 0 | 0 | 0 | 0 | 0 | 0 | 0 | 0 | 0 | 0 | 0 | 0 | 0 | 0 | 0 | 0 | 0 | 0 | 0 | 0 | 0 | 0 | 0 | 50 | 225 | 0% | 0% | 0% | 0% | 0% | 0% | 0% | 14.47% | 14.47% | 0 | 0 | 0 | 0 | 0 | 0 | 0 | 38 | 133 | 0 | 0 | 0 | 0 | 0 | 0 | 0 | 7.5181 | 16.3385 | 0 | 8.2699 | 0 | 41.8 | Unplanned Build | Potential Build Solar PV2035
| 80 | SOUT SOLAR PV 2020 | SouthWest Ghana Group | Sun | Solar PV | 0 | 0 | 0 | 0 | 0 | 0 | 0 | 0 | 0 | 0 | 0 | 0 | 0 | 38.0252 | 76.0503 | 76.0503 | 76.0503 | 76.0503 | 0 | 0 | 0 | 0 | 24.7251 | 24.7251 | 24.5762 | 24.5762 | 22.4773 | 0 | 0 | 0 | 0 | 0 | 0 | 0 | 0 | 0 | 0 | 0 | 0 | 0 | 0 | 0 | 0 | 0 | 0 | 0 | 0 | 0 | 0 | 30 | 60 | 60 | 60 | 60 | 0% | 0% | 0% | 0% | 14.47% | 14.47% | 14.47% | 14.47% | 14.47% | 0 | 0 | 0 | 0 | 30.6 | 30.6 | 0 | 0 | 0 | 0 | 0 | 0 | 0 | 17.2729 | 12.9774 | 0 | 0 | 0 | 33.2753 | 33.2753 | 61.2 | 67.32 | Unplanned Build | Potential Build Solar PV2020
| 81 | SOUT SOLAR PV 2026 | SouthWest Ghana Group | Sun | Solar PV | 0 | 0 | 0 | 0 | 0 | 0 | 0 | 0 | 0 | 0 | 0 | 0 | 0 | 0 | 25.3501 | 126.7505 | 152.1006 | 152.1006 | 0 | 0 | 0 | 0 | 0 | 24.7251 | 24.5762 | 24.5762 | 22.4773 | 0 | 0 | 0 | 0 | 0 | 0 | 0 | 0 | 0 | 0 | 0 | 0 | 0 | 0 | 0 | 0 | 0 | 0 | 0 | 0 | 0 | 0 | 0 | 20 | 100 | 120 | 120 | 0% | 0% | 0% | 0% | 0% | 14.47% | 14.47% | 14.47% | 14.47% | 0 | 0 | 0 | 0 | 0 | 17.9 | 71.6 | 17.9 | 0 | 0 | 0 | 0 | 0 | 0 | 7.5913 | 22.814 | 3.5414 | 0 | 8.3505 | 37.3414 | 17.9 | 118.14 | Unplanned Build | Potential Build Solar PV2026
| 82 | SOUT SOLAR PV 2035 | SouthWest Ghana Group | Sun | Solar PV | 0 | 0 | 0 | 0 | 0 | 0 | 0 | 0 | 0 | 0 | 0 | 0 | 0 | 0 | 0 | 0 | 12.6751 | 152.1006 | 0 | 0 | 0 | 0 | 0 | 0 | 0 | 24.7744 | 22.6586 | 0 | 0 | 0 | 0 | 0 | 0 | 0 | 0 | 0 | 0 | 0 | 0 | 0 | 0 | 0 | 0 | 0 | 0 | 0 | 0 | 0 | 0 | 0 | 0 | 0 | 10 | 120 | 0% | 0% | 0% | 0% | 0% | 0% | 0% | 14.47% | 14.47% | 0 | 0 | 0 | 0 | 0 | 0 | 0 | 7.6 | 83.6 | 0 | 0 | 0 | 0 | 0 | 0 | 0 | 1.5036 | 10.2699 | 0 | 1.654 | 0 | 8.36 | Unplanned Build | Potential Build Solar PV2035
| 84 | SOUT SOLAR PV 2026 | SouthEast Ghana Group | Sun | Solar PV | 0 | 0 | 0 | 0 | 0 | 0 | 0 | 0 | 0 | 0 | 0 | 0 | 0 | 0 | 12.6751 | 25.3501 | 38.0252 | 38.0252 | 0 | 0 | 0 | 0 | 0 | 24.7251 | 24.5762 | 24.5762 | 22.4773 | 0 | 0 | 0 | 0 | 0 | 0 | 0 | 0 | 0 | 0 | 0 | 0 | 0 | 0 | 0 | 0 | 0 | 0 | 0 | 0 | 0 | 0 | 0 | 10 | 20 | 30 | 30 | 0% | 0% | 0% | 0% | 0% | 14.47% | 14.47% | 14.47% | 14.47% | 0 | 0 | 0 | 0 | 0 | 8.95 | 8.95 | 8.95 | 0 | 0 | 0 | 0 | 0 | 0 | 3.7957 | 2.8517 | 1.7707 | 0 | 4.1752 | 9.2599 | 8.95 | 29.535 | Unplanned Build | Potential Build Solar PV2026
| 85 | SOUT SOLAR PV 2035 | SouthEast Ghana Group | Sun | Solar PV | 0 | 0 | 0 | 0 | 0 | 0 | 0 | 0 | 0 | 0 | 0 | 0 | 0 | 0 | 0 | 0 | 12.6751 | 38.0252 | 0 | 0 | 0 | 0 | 0 | 0 | 0 | 24.7744 | 22.6586 | 0 | 0 | 0 | 0 | 0 | 0 | 0 | 0 | 0 | 0 | 0 | 0 | 0 | 0 | 0 | 0 | 0 | 0 | 0 | 0 | 0 | 0 | 0 | 0 | 0 | 10 | 30 | 0% | 0% | 0% | 0% | 0% | 0% | 0% | 14.47% | 14.47% | 0 | 0 | 0 | 0 | 0 | 0 | 0 | 7.6 | 15.2 | 0 | 0 | 0 | 0 | 0 | 0 | 0 | 1.5036 | 1.8673 | 0 | 1.654 | 0 | 8.36 | Unplanned Build | Potential Build Solar PV2035
| 87 | ASHA SOLAR PV WITH STORAGE 2026 | Ashanti Group | Sun + storage | Solar PV + Storage | 0 | 0 | 0 | 0 | 0 | 0 | 0 | 0 | 0 | 0 | 0 | 0 | 0 | 0 | 0 | 12.675 | 12.675 | 12.675 | 0 | 0 | 0 | 0 | 0 | 0 | 27.7473 | 27.7473 | 25.3776 | 0 | 0 | 0 | 0 | 0 | 0 | 0 | 0 | 0 | 0 | 0 | 0 | 0 | 0 | 0 | 0 | 0 | 0 | 0 | 0 | 0 | 0 | 0 | 0 | 10 | 10 | 10 | 0% | 0% | 0% | 0% | 0% | 0% | 14.47% | 14.47% | 14.47% | 0 | 0 | 0 | 0 | 0 | 0 | 12.5 | 0 | 0 | 0 | 0 | 0 | 0 | 0 | 0 | 3.9829 | 0 | 0 | 0 | 4.3812 | 0 | 13.75 | Unplanned Build | Potential Build Solar PV with storage2026
| 88 | ASHA SOLAR PV WITH STORAGE 2035 | Ashanti Group | Sun + storage | Solar PV + Storage | 0 | 0 | 0 | 0 | 0 | 0 | 0 | 0 | 0 | 0 | 0 | 0 | 0 | 0 | 0 | 0 | 6.3375 | 38.0251 | 0 | 0 | 0 | 0 | 0 | 0 | 0 | 27.7473 | 25.3776 | 0 | 0 | 0 | 0 | 0 | 0 | 0 | 0 | 0 | 0 | 0 | 0 | 0 | 0 | 0 | 0 | 0 | 0 | 0 | 0 | 0 | 0 | 0 | 0 | 0 | 5 | 30 | 0% | 0% | 0% | 0% | 0% | 0% | 0% | 14.47% | 14.47% | 0 | 0 | 0 | 0 | 0 | 0 | 0 | 5.4 | 27 | 0 | 0 | 0 | 0 | 0 | 0 | 0 | 1.0684 | 3.3168 | 0 | 1.1752 | 0 | 5.94 | Unplanned Build | Potential Build Solar PV with storage2035
| 90 | SOUT SOLAR PV WITH STORAGE 2026 | SouthWest Ghana Group | Sun + storage | Solar PV + Storage | 0 | 0 | 0 | 0 | 0 | 0 | 0 | 0 | 0 | 0 | 0 | 0 | 0 | 0 | 0 | 6.3375 | 6.3375 | 6.3375 | 0 | 0 | 0 | 0 | 0 | 0 | 27.7473 | 27.7473 | 25.3776 | 0 | 0 | 0 | 0 | 0 | 0 | 0 | 0 | 0 | 0 | 0 | 0 | 0 | 0 | 0 | 0 | 0 | 0 | 0 | 0 | 0 | 0 | 0 | 0 | 5 | 5 | 5 | 0% | 0% | 0% | 0% | 0% | 0% | 14.47% | 14.47% | 14.47% | 0 | 0 | 0 | 0 | 0 | 0 | 6.25 | 0 | 0 | 0 | 0 | 0 | 0 | 0 | 0 | 1.9914 | 0 | 0 | 0 | 2.1906 | 0 | 6.875 | Unplanned Build | Potential Build Solar PV with storage2026
| 91 | SOUT SOLAR PV WITH STORAGE 2035 | SouthWest Ghana Group | Sun + storage | Solar PV + Storage | 0 | 0 | 0 | 0 | 0 | 0 | 0 | 0 | 0 | 0 | 0 | 0 | 0 | 0 | 0 | 0 | 6.3375 | 31.6876 | 0 | 0 | 0 | 0 | 0 | 0 | 0 | 27.7473 | 25.3776 | 0 | 0 | 0 | 0 | 0 | 0 | 0 | 0 | 0 | 0 | 0 | 0 | 0 | 0 | 0 | 0 | 0 | 0 | 0 | 0 | 0 | 0 | 0 | 0 | 0 | 5 | 25 | 0% | 0% | 0% | 0% | 0% | 0% | 0% | 14.47% | 14.47% | 0 | 0 | 0 | 0 | 0 | 0 | 0 | 5.4 | 21.6 | 0 | 0 | 0 | 0 | 0 | 0 | 0 | 1.0684 | 2.6535 | 0 | 1.1752 | 0 | 5.94 | Unplanned Build | Potential Build Solar PV with storage2035
| 93 | NORT SOLAR PV WITH STORAGE 2026 | Northern Ghana Group | Sun + storage | Solar PV + Storage | 0 | 0 | 0 | 0 | 0 | 0 | 0 | 0 | 0 | 0 | 0 | 0 | 0 | 0 | 0 | 63.3752 | 63.3752 | 63.3752 | 0 | 0 | 0 | 0 | 0 | 0 | 27.7473 | 27.7473 | 25.3776 | 0 | 0 | 0 | 0 | 0 | 0 | 0 | 0 | 0 | 0 | 0 | 0 | 0 | 0 | 0 | 0 | 0 | 0 | 0 | 0 | 0 | 0 | 0 | 0 | 50 | 50 | 50 | 0% | 0% | 0% | 0% | 0% | 0% | 14.47% | 14.47% | 14.47% | 0 | 0 | 0 | 0 | 0 | 0 | 62.5 | 0 | 0 | 0 | 0 | 0 | 0 | 0 | 0 | 19.9144 | 0 | 0 | 0 | 21.9059 | 0 | 68.75 | Unplanned Build | Potential Build Solar PV with storage2026
| 94 | NORT SOLAR PV WITH STORAGE 2035 | Northern Ghana Group | Sun + storage | Solar PV + Storage | 0 | 0 | 0 | 0 | 0 | 0 | 0 | 0 | 0 | 0 | 0 | 0 | 0 | 0 | 0 | 0 | 31.6876 | 190.1257 | 0 | 0 | 0 | 0 | 0 | 0 | 0 | 27.7473 | 25.3776 | 0 | 0 | 0 | 0 | 0 | 0 | 0 | 0 | 0 | 0 | 0 | 0 | 0 | 0 | 0 | 0 | 0 | 0 | 0 | 0 | 0 | 0 | 0 | 0 | 0 | 25 | 150 | 0% | 0% | 0% | 0% | 0% | 0% | 0% | 14.47% | 14.47% | 0 | 0 | 0 | 0 | 0 | 0 | 0 | 27 | 135 | 0 | 0 | 0 | 0 | 0 | 0 | 0 | 5.3418 | 16.5842 | 0 | 5.876 | 0 | 29.7 | Unplanned Build | Potential Build Solar PV with storage2035
| 96 | SOUT SOLAR PV WITH STORAGE 2026 | SouthEast Ghana Group | Sun + storage | Solar PV + Storage | 0 | 0 | 0 | 0 | 0 | 0 | 0 | 0 | 0 | 0 | 0 | 0 | 0 | 0 | 0 | 95.0629 | 95.0629 | 95.0629 | 0 | 0 | 0 | 0 | 0 | 0 | 27.7473 | 27.7473 | 25.3776 | 0 | 0 | 0 | 0 | 0 | 0 | 0 | 0 | 0 | 0 | 0 | 0 | 0 | 0 | 0 | 0 | 0 | 0 | 0 | 0 | 0 | 0 | 0 | 0 | 75 | 75 | 75 | 0% | 0% | 0% | 0% | 0% | 0% | 14.47% | 14.47% | 14.47% | 0 | 0 | 0 | 0 | 0 | 0 | 93.75 | 0 | 0 | 0 | 0 | 0 | 0 | 0 | 0 | 29.8716 | 0 | 0 | 0 | 32.8588 | 0 | 103.125 | Unplanned Build | Potential Build Solar PV with storage2026
| 97 | SOUT SOLAR PV WITH STORAGE 2035 | SouthEast Ghana Group | Sun + storage | Solar PV + Storage | 0 | 0 | 0 | 0 | 0 | 0 | 0 | 0 | 0 | 0 | 0 | 0 | 0 | 0 | 0 | 0 | 31.6876 | 139.4255 | 0 | 0 | 0 | 0 | 0 | 0 | 0 | 27.7473 | 25.3776 | 0 | 0 | 0 | 0 | 0 | 0 | 0 | 0 | 0 | 0 | 0 | 0 | 0 | 0 | 0 | 0 | 0 | 0 | 0 | 0 | 0 | 0 | 0 | 0 | 0 | 25 | 110 | 0% | 0% | 0% | 0% | 0% | 0% | 0% | 14.47% | 14.47% | 0 | 0 | 0 | 0 | 0 | 0 | 0 | 27 | 91.8 | 0 | 0 | 0 | 0 | 0 | 0 | 0 | 5.3418 | 11.2773 | 0 | 5.876 | 0 | 29.7 | Unplanned Build | Potential Build Solar PV with storage2035
| 99 | SOUT SOLAR PV WITH STORAGE 2026 | SouthWest Ghana Group | Sun + storage | Solar PV + Storage | 0 | 0 | 0 | 0 | 0 | 0 | 0 | 0 | 0 | 0 | 0 | 0 | 0 | 0 | 0 | 50.7001 | 50.7001 | 50.7001 | 0 | 0 | 0 | 0 | 0 | 0 | 27.7473 | 27.7473 | 25.3776 | 0 | 0 | 0 | 0 | 0 | 0 | 0 | 0 | 0 | 0 | 0 | 0 | 0 | 0 | 0 | 0 | 0 | 0 | 0 | 0 | 0 | 0 | 0 | 0 | 39.9999 | 39.9999 | 39.9999 | 0% | 0% | 0% | 0% | 0% | 0% | 14.47% | 14.47% | 14.47% | 0 | 0 | 0 | 0 | 0 | 0 | 49.9999 | 0 | 0 | 0 | 0 | 0 | 0 | 0 | 0 | 15.9315 | 0 | 0 | 0 | 17.5247 | 0 | 54.9999 | Unplanned Build | Potential Build Solar PV with storage2026
| 100 | SOUT SOLAR PV WITH STORAGE 2035 | SouthWest Ghana Group | Sun + storage | Solar PV + Storage | 0 | 0 | 0 | 0 | 0 | 0 | 0 | 0 | 0 | 0 | 0 | 0 | 0 | 0 | 0 | 0 | 6.3375 | 76.0503 | 0 | 0 | 0 | 0 | 0 | 0 | 0 | 27.7473 | 25.3776 | 0 | 0 | 0 | 0 | 0 | 0 | 0 | 0 | 0 | 0 | 0 | 0 | 0 | 0 | 0 | 0 | 0 | 0 | 0 | 0 | 0 | 0 | 0 | 0 | 0 | 5 | 60 | 0% | 0% | 0% | 0% | 0% | 0% | 0% | 14.47% | 14.47% | 0 | 0 | 0 | 0 | 0 | 0 | 0 | 5.4 | 59.4 | 0 | 0 | 0 | 0 | 0 | 0 | 0 | 1.0684 | 7.2971 | 0 | 1.1752 | 0 | 5.94 | Unplanned Build | Potential Build Solar PV with storage2035
| 102 | SOUT SOLAR PV WITH STORAGE 2026 | SouthEast Ghana Group | Sun + storage | Solar PV + Storage | 0 | 0 | 0 | 0 | 0 | 0 | 0 | 0 | 0 | 0 | 0 | 0 | 0 | 0 | 0 | 6.3375 | 6.3375 | 6.3375 | 0 | 0 | 0 | 0 | 0 | 0 | 27.7473 | 27.7473 | 25.3776 | 0 | 0 | 0 | 0 | 0 | 0 | 0 | 0 | 0 | 0 | 0 | 0 | 0 | 0 | 0 | 0 | 0 | 0 | 0 | 0 | 0 | 0 | 0 | 0 | 5 | 5 | 5 | 0% | 0% | 0% | 0% | 0% | 0% | 14.47% | 14.47% | 14.47% | 0 | 0 | 0 | 0 | 0 | 0 | 6.25 | 0 | 0 | 0 | 0 | 0 | 0 | 0 | 0 | 1.9914 | 0 | 0 | 0 | 2.1906 | 0 | 6.875 | Unplanned Build | Potential Build Solar PV with storage2026
| 103 | SOUT SOLAR PV WITH STORAGE 2035 | SouthEast Ghana Group | Sun + storage | Solar PV + Storage | 0 | 0 | 0 | 0 | 0 | 0 | 0 | 0 | 0 | 0 | 0 | 0 | 0 | 0 | 0 | 0 | 6.3375 | 25.3501 | 0 | 0 | 0 | 0 | 0 | 0 | 0 | 27.7473 | 25.3776 | 0 | 0 | 0 | 0 | 0 | 0 | 0 | 0 | 0 | 0 | 0 | 0 | 0 | 0 | 0 | 0 | 0 | 0 | 0 | 0 | 0 | 0 | 0 | 0 | 0 | 5 | 20 | 0% | 0% | 0% | 0% | 0% | 0% | 0% | 14.47% | 14.47% | 0 | 0 | 0 | 0 | 0 | 0 | 0 | 5.4 | 16.2 | 0 | 0 | 0 | 0 | 0 | 0 | 0 | 1.0684 | 1.9901 | 0 | 1.1752 | 0 | 5.94 | Unplanned Build | Potential Build Solar PV with storage2035
| 104 | SOUT WIND TURBINE 2020 | SouthEast Ghana Group | Wind | Wind | 0 | 0 | 0 | 0 | 0 | 0 | 0 | 0 | 0 | 0 | 0 | 0 | 175.1525 | 350.305 | 525.4575 | 525.4575 | 525.4575 | 525.4575 | 0 | 0 | 0 | 48.9343 | 46.5689 | 46.5689 | 46.2884 | 46.2884 | 42.3353 | 0 | 0 | 0 | 0 | 0 | 0 | 0 | 0 | 0 | 0 | 0 | 0 | 0 | 0 | 0 | 0 | 0 | 0 | 0 | 0 | 0 | 75 | 150 | 225 | 225 | 225 | 225 | 0% | 0% | 0% | 26.66% | 26.66% | 26.66% | 26.66% | 26.66% | 26.66% | 0 | 0 | 0 | 116.025 | 116.025 | 116.025 | 0 | 0 | 0 | 0 | 0 | 0 | 79.2466 | 65.4931 | 49.2059 | 0 | 0 | 0 | 213.3402 | 213.3402 | 348.075 | 382.8825 | Unplanned Build | Potential Build Wind2020
| 105 | SOUT WIND TURBINE 2026 | SouthEast Ghana Group | Wind | Wind | 0 | 0 | 0 | 0 | 0 | 0 | 0 | 0 | 0 | 0 | 0 | 0 | 0 | 0 | 175.1525 | 408.6892 | 525.4575 | 525.4575 | 0 | 0 | 0 | 0 | 0 | 46.5689 | 46.2884 | 46.2884 | 42.3353 | 0 | 0 | 0 | 0 | 0 | 0 | 0 | 0 | 0 | 0 | 0 | 0 | 0 | 0 | 0 | 0 | 0 | 0 | 0 | 0 | 0 | 0 | 0 | 75 | 175 | 225 | 225 | 0% | 0% | 0% | 0% | 0% | 26.66% | 26.66% | 26.66% | 26.66% | 0 | 0 | 0 | 0 | 0 | 109.5 | 146 | 73 | 0 | 0 | 0 | 0 | 0 | 0 | 46.4387 | 46.5201 | 14.4427 | 0 | 51.0826 | 118.1416 | 109.5 | 361.35 | Unplanned Build | Potential Build Wind2026
| 106 | SOUT WIND TURBINE 2035 | SouthEast Ghana Group | Wind | Wind | 0 | 0 | 0 | 0 | 0 | 0 | 0 | 0 | 0 | 0 | 0 | 0 | 0 | 0 | 0 | 0 | 233.5367 | 233.5367 | 0 | 0 | 0 | 0 | 0 | 0 | 0 | 46.5758 | 42.5982 | 0 | 0 | 0 | 0 | 0 | 0 | 0 | 0 | 0 | 0 | 0 | 0 | 0 | 0 | 0 | 0 | 0 | 0 | 0 | 0 | 0 | 0 | 0 | 0 | 0 | 100 | 100 | 0% | 0% | 0% | 0% | 0% | 0% | 0% | 26.66% | 26.66% | 0 | 0 | 0 | 0 | 0 | 0 | 0 | 134.4 | 0 | 0 | 0 | 0 | 0 | 0 | 0 | 0 | 26.5903 | 0 | 0 | 29.2494 | 0 | 147.84 | Unplanned Build | Potential Build Wind2035
[6 empty] | 0 | 0 | 0 | 0 | 0 | 0 | 0 |  |  | 0 | 0 | 0 | 0 | 0 | 0 | 0 |  |  | 0 | 0 | 0 | 0 | 0 | 0 | 0 |  |  | 0 | 0 | 0 | 0 | 0 | 0 | 0 |  |  | 0 | 0 | 0 | 0 | 0 | 0 | 0 |  |  | 0 | 0 | 0 | 0 | 0 | 0 | 0 |  |  | 0 | 0 | 0 | 0 | 0 | 0 | 0

## Low Demand
Back to Contents | [77 empty] | 90.91% | 82.64% | 75.13% | 68.3% | 56.45% | 42.41% | 31.86% | 19.78% | 12.28% | Cap Cost NPV |  | Cap Cost -- no NPV
|  | Plant Name |  |  |  | FUEL CONSUMPTION | [8 empty] | GENERATION | [8 empty] | FOM (USD/kW-yr | [8 empty] | VOM (USD/MWh) | [8 empty] | Fuel Cost (USD/MWh) | [8 empty] | Available Capacity | [8 empty] | Capacity Factors | [8 empty] | Total Capital Cost | [8 empty] | Total Capital Cost (NPV) | [8 empty] | 1418.0653 | 1778.426 | 2766.7484 | 4375.2206 | Unplanned? | Plant Name
| UnitID |  | Model Region | Fuel Type | Capacity Type | 2017 | 2018 | 2019 | 2020 | 2023 | 2026 | 2030 | 2035 | 2040 | 2017 | 2018 | 2019 | 2020 | 2023 | 2026 | 2030 | 2035 | 2040 | 2017 | 2018 | 2019 | 2020 | 2023 | 2026 | 2030 | 2035 | 2040 | 2017 | 2018 | 2019 | 2020 | 2023 | 2026 | 2030 | 2035 | 2040 | 2017 | 2018 | 2019 | 2020 | 2023 | 2026 | 2030 | 2035 | 2040 | 2017 | 2018 | 2019 | 2020 | 2023 | 2026 | 2030 | 2035 | 2040 | 2017 | 2018 | 2019 | 2020 | 2023 | 2026 | 2030 | 2035 | 2040 | 2017 | 2018 | 2019 | 2020 | 2023 | 2026 | 2030 | 2035 | 2040 | 2017 | 2018 | 2019 | 2020 | 2023 | 2026 | 2030 | 2035 | 2040 | 10-year | 20-year | 10-year | 20-year
| 1 | CENIT | SouthEast Ghana Group | Oil | Oil Combustion | 0 | 0 | 0 | 0 | 0 | 0 | 0 | 0 | 0 | 0 | 0 | 0 | 0 | 0 | 0 | 0 | 0 | 0 | 11.83 | 11.83 | 11.83 | 12.3933 | 11.7943 | 11.7943 | 11.7232 | 0 | 0 | 0 | 0 | 0 | 0 | 0 | 0 | 0 | 0 | 0 | 0 | 0 | 0 | 0 | 0 | 0 | 0 | 0 | 0 | 100 | 100 | 100 | 100 | 100 | 100 | 100 | 0 | 0 | 0% | 0% | 0% | 0% | 0% | 0% | 0% | 0% | 0% | [9 empty] | 0 | 0 | 0 | 0 | 0 | 0 | 0 | 0 | 0 | 0 | 0 | 0 | 0 | Existing & Under Const. Plant
| 2 | Trojan 2B | SouthEast Ghana Group | Oil | Oil Combustion | 0.26958 | 0 | 0 | 0 | 0 | 0 | 0 | 0 | 0 | 31.941 | 0 | 0 | 0 | 0 | 0 | 0 | 0 | 0 | 34 | 34 | 34 | 35.619 | 0 | 0 | 0 | 0 | 0 | 5.5 | 0 | 0 | 0 | 0 | 0 | 0 | 0 | 0 | 0 | 0 | 0 | 0 | 0 | 0 | 0 | 0 | 0 | 16.25 | 16.25 | 16.25 | 16.25 | 0 | 0 | 0 | 0 | 0 | 22.44% | 0% | 0% | 0% | 0% | 0% | 0% | 0% | 0% | [9 empty] | 0 | 0 | 0 | 0 | 0 | 0 | 0 | 0 | 0 | 0 | 0 | 0 | 0 | Existing & Under Const. Plant
| 3 | Trojan 2A | Ashanti Group | Oil | Oil Combustion | 0.26958 | 0 | 0 | 0 | 0 | 0 | 0 | 0 | 0 | 31.941 | 0 | 0 | 0 | 0 | 0 | 0 | 0 | 0 | 34 | 34 | 34 | 35.619 | 0 | 0 | 0 | 0 | 0 | 5.5 | 0 | 0 | 0 | 0 | 0 | 0 | 0 | 0 | 0 | 0 | 0 | 0 | 0 | 0 | 0 | 0 | 0 | 16.25 | 16.25 | 16.25 | 16.25 | 0 | 0 | 0 | 0 | 0 | 22.44% | 0% | 0% | 0% | 0% | 0% | 0% | 0% | 0% | [9 empty] | 0 | 0 | 0 | 0 | 0 | 0 | 0 | 0 | 0 | 0 | 0 | 0 | 0 | Existing & Under Const. Plant
| 4 | GP Tarkwa Plant | SouthWest Ghana Group | Oil | Oil Combustion | 0 | 0 | 0 | 0 | 0 | 0 | 0 | 0.010014 | 0.033561 | 0 | 0 | 0 | 0 | 0 | 0 | 0 | 1.0089 | 3.3811 | 17.5 | 17.5 | 17.5 | 18.3333 | 17.4471 | 17.4471 | 17.3421 | 17.3421 | 15.861 | 0 | 0 | 0 | 0 | 0 | 0 | 0 | 3.5 | 3.5 | 0 | 0 | 0 | 0 | 0 | 0 | 0 | 0 | 0 | 33 | 33 | 33 | 33 | 33 | 33 | 33 | 33 | 33 | 0% | 0% | 0% | 0% | 0% | 0% | 0% | 0.349% | 1.17% | [9 empty] | 0 | 0 | 0 | 0 | 0 | 0 | 0 | 0 | 0 | 0 | 0 | 0 | 0 | Existing & Under Const. Plant
| 5 | GP Chirano Plant | SouthWest Ghana Group | Oil | Oil Combustion | 0 | 0 | 0 | 0 | 0 | 0 | 0 | 0 | 0 | 0 | 0 | 0 | 0 | 0 | 0 | 0 | 0 | 0 | 17.5 | 17.5 | 17.5 | 18.3333 | 17.4471 | 17.4471 | 17.3421 | 17.3421 | 15.861 | 0 | 0 | 0 | 0 | 0 | 0 | 0 | 0 | 0 | 0 | 0 | 0 | 0 | 0 | 0 | 0 | 0 | 0 | 30 | 30 | 30 | 30 | 30 | 30 | 30 | 30 | 30 | 0% | 0% | 0% | 0% | 0% | 0% | 0% | 0% | 0% | [9 empty] | 0 | 0 | 0 | 0 | 0 | 0 | 0 | 0 | 0 | 0 | 0 | 0 | 0 | Existing & Under Const. Plant
| 6 | GP Darmang Plant | SouthWest Ghana Group | Oil | Oil Combustion | 0 | 0 | 0 | 0 | 0 | 0 | 0 | 0 | 0.014503 | 0 | 0 | 0 | 0 | 0 | 0 | 0 | 0 | 1.3643 | 17.5 | 17.5 | 17.5 | 18.3333 | 17.4471 | 17.4471 | 17.3421 | 17.3421 | 15.861 | 0 | 0 | 0 | 0 | 0 | 0 | 0 | 0 | 3.5 | 0 | 0 | 0 | 0 | 0 | 0 | 0 | 0 | 0 | 25.5 | 25.5 | 25.5 | 25.5 | 25.5 | 25.5 | 25.5 | 25.5 | 25.5 | 0% | 0% | 0% | 0% | 0% | 0% | 0% | 0% | 0.6108% | [9 empty] | 0 | 0 | 0 | 0 | 0 | 0 | 0 | 0 | 0 | 0 | 0 | 0 | 0 | Existing & Under Const. Plant
| 7 | SAPP 2 | SouthEast Ghana Group | Oil/Gas | Oil/Gas Combined Cycle | 9.6 | 20.2004 | 0 | 0 | 5.4588 | 6.9559 | 4.2585 | 15.4822 | 23.5117 | 1230.7661 | 2589.7973 | 0 | 0 | 699.8473 | 891.7866 | 545.9676 | 1984.9027 | 3014.316 | 16 | 16 | 16 | 16.7619 | 15.9517 | 15.9517 | 15.8556 | 15.8556 | 14.5015 | 3.5 | 3.5 | 0 | 0 | 3.5 | 3.5 | 3.5 | 3.5 | 3.5 | 0 | 0 | 0 | 0 | 0 | 0 | 0 | 0 | 0 | 370 | 370 | 370 | 370 | 370 | 370 | 370 | 370 | 370 | 37.97% | 79.9% | 0% | 0% | 21.59% | 27.51% | 16.84% | 61.24% | 93% | [9 empty] | 0 | 0 | 0 | 0 | 0 | 0 | 0 | 0 | 0 | 0 | 0 | 0 | 0 | Existing & Under Const. Plant
| 8 | Cenpower | SouthEast Ghana Group | Oil/Gas | Oil/Gas Combined Cycle | 0 | 0 | 0 | 0 | 16.8785 | 21.5055 | 21.6884 | 0 | 20.9118 | 0 | 0 | 0 | 0 | 2155.6198 | 2746.5536 | 2769.912 | 0 | 2670.7277 | 0 | 16 | 16 | 16.7619 | 15.9517 | 15.9517 | 15.8556 | 15.8556 | 14.5015 | 0 | 0 | 0 | 0 | 3.5 | 3.5 | 3.5 | 0 | 3.5 | 0 | 0 | 0 | 0 | 0 | 0 | 0 | 0 | 0 | 0 | 340 | 340 | 340 | 340 | 340 | 340 | 340 | 340 | 0% | 0% | 0% | 0% | 72.38% | 92.22% | 93% | 0% | 89.67% | [9 empty] | 0 | 0 | 0 | 0 | 0 | 0 | 0 | 0 | 0 | 0 | 0 | 0 | 0 | Existing & Under Const. Plant
| 9 | KarpowerShip 1 | SouthEast Ghana Group | Oil/Gas | Oil/Gas Combined Cycle | 14.837 | 0 | 0 | 0 | 0 | 0 | 0 | 0 | 0 | 1942.0128 | 0 | 0 | 0 | 0 | 0 | 0 | 0 | 0 | 177.828 | 0 | 0 | 0 | 0 | 0 | 0 | 0 | 0 | 3.5 | 0 | 0 | 0 | 0 | 0 | 0 | 0 | 0 | 0 | 0 | 0 | 0 | 0 | 0 | 0 | 0 | 0 | 247 | 0 | 0 | 0 | 0 | 0 | 0 | 0 | 0 | 89.75% | 0% | 0% | 0% | 0% | 0% | 0% | 0% | 0% | [9 empty] | 0 | 0 | 0 | 0 | 0 | 0 | 0 | 0 | 0 | 0 | 0 | 0 | 0 | Existing & Under Const. Plant
| 10 | AKSA | SouthEast Ghana Group | Oil/Gas | Oil/Gas Combined Cycle | 10.1595 | 0 | 14.1342 | 13.054 | 25.9679 | 25.9679 | 25.9679 | 0 | 0.13037 | 1195.236 | 0 | 1662.8437 | 1535.7661 | 3055.0496 | 3055.05 | 3055.05 | 0 | 15.3371 | 16 | 16 | 16 | 16.7619 | 15.9517 | 15.9517 | 15.8556 | 15.8556 | 14.5015 | 3.5 | 0 | 3.5 | 3.5 | 3.5 | 3.5 | 3.5 | 0 | 3.5 | 0 | 0 | 0 | 0 | 0 | 0 | 0 | 0 | 0 | 250 | 375 | 375 | 375 | 375 | 375 | 375 | 375 | 375 | 54.58% | 0% | 50.62% | 46.75% | 93% | 93% | 93% | 0% | 0.4669% | [9 empty] | 0 | 0 | 0 | 0 | 0 | 0 | 0 | 0 | 0 | 0 | 0 | 0 | 0 | Existing & Under Const. Plant
| 11 | TAPCO (T1) | SouthWest Ghana Group | Oil/Gas | Oil/Gas Combined Cycle | 11.645 | 17.1872 | 9.5854 | 3.1317 | 0 | 1.9902 | 0 | 4.7138 | 0 | 1496.2087 | 2208.3 | 1231.5794 | 402.3785 | 0 | 255.7156 | 0 | 605.6544 | 0 | 18.7 | 18.7 | 18.7 | 19.5905 | 18.6435 | 18.6435 | 18.5312 | 18.5312 | 16.9486 | 5 | 5 | 5 | 5 | 0 | 5 | 0 | 5 | 0 | 0 | 0 | 0 | 0 | 0 | 0 | 0 | 0 | 0 | 305 | 305 | 305 | 305 | 305 | 305 | 305 | 305 | 305 | 56% | 82.65% | 46.1% | 15.06% | 0% | 9.571% | 0% | 22.67% | 0% | [9 empty] | 0 | 0 | 0 | 0 | 0 | 0 | 0 | 0 | 0 | 0 | 0 | 0 | 0 | Existing & Under Const. Plant
| 12 | TICO (T2) | SouthWest Ghana Group | Oil/Gas | Oil/Gas Combined Cycle | 17.7346 | 17.7346 | 0 | 0 | 0 | 0 | 0 | 17.7346 | 6.3167 | 2382.7203 | 2382.72 | 0 | 0 | 0 | 0 | 0 | 2382.72 | 848.6739 | 30.94 | 30.94 | 30.94 | 32.4133 | 30.8465 | 30.8465 | 30.6608 | 30.6608 | 28.0423 | 4.9 | 4.9 | 0 | 0 | 0 | 0 | 0 | 4.9 | 4.9 | 0 | 0 | 0 | 0 | 0 | 0 | 0 | 0 | 0 | 320 | 320 | 320 | 320 | 320 | 320 | 320 | 320 | 320 | 85% | 85% | 0% | 0% | 0% | 0% | 0% | 85% | 30.28% | [9 empty] | 0 | 0 | 0 | 0 | 0 | 0 | 0 | 0 | 0 | 0 | 0 | 0 | 0 | Existing & Under Const. Plant
| 13 | Amandi | SouthWest Ghana Group | Oil/Gas | Oil/Gas Combined Cycle | 0 | 0 | 8.0946 | 12.0103 | 0 | 12.0103 | 11.4861 | 0 | 0 | 0 | 0 | 987.1488 | 1464.6722 | 0 | 1464.672 | 1400.7388 | 0 | 0 | 0 | 0 | 30.94 | 32.4133 | 30.8465 | 30.8465 | 30.6608 | 30.6608 | 28.0423 | 0 | 0 | 4.9 | 4.9 | 0 | 4.9 | 4.9 | 0 | 0 | 0 | 0 | 0 | 0 | 0 | 0 | 0 | 0 | 0 | 0 | 0 | 190 | 190 | 190 | 190 | 190 | 190 | 190 | 0% | 0% | 59.31% | 88% | 0% | 88% | 84.16% | 0% | 0% | [9 empty] | 0 | 0 | 0 | 0 | 0 | 0 | 0 | 0 | 0 | 0 | 0 | 0 | 0 | Existing & Under Const. Plant
| 14 | KarpowerShip 2 | SouthWest Ghana Group | Oil/Gas | Oil/Gas Combined Cycle | 0 | 24.5592 | 31.8841 | 31.8841 | 31.8841 | 0 | 0 | 0 | 0 | 0 | 2884.5633 | 3744.9 | 3744.9 | 3744.9 | 0 | 0 | 0 | 0 | 0 | 177.828 | 177.828 | 186.296 | 177.2908 | 0 | 0 | 0 | 0 | 0 | 3.5 | 3.5 | 3.5 | 3.5 | 0 | 0 | 0 | 0 | 0 | 0 | 0 | 0 | 0 | 0 | 0 | 0 | 0 | 0 | 450 | 450 | 450 | 450 | 0 | 0 | 0 | 0 | 0% | 73.18% | 95% | 95% | 95% | 0% | 0% | 0% | 0% | [9 empty] | 0 | 0 | 0 | 0 | 0 | 0 | 0 | 0 | 0 | 0 | 0 | 0 | 0 | Existing & Under Const. Plant
| 15 | Early Power | SouthEast Ghana Group | Oil/Gas | Oil/Gas Combustion | 0 | 0 | 0 | 0 | 0 | 0 | 0 | 23.0656 | 23.0656 | 0 | 0 | 0 | 0 | 0 | 0 | 0 | 3075.417 | 3075.417 | 0 | 0 | 16 | 16.7619 | 15.9517 | 15.9517 | 15.8556 | 15.8556 | 14.5015 | 0 | 0 | 0 | 0 | 0 | 0 | 0 | 3.5 | 3.5 | 0 | 0 | 0 | 0 | 0 | 0 | 0 | 0 | 0 | 0 | 0 | 377.5 | 377.5 | 377.5 | 377.5 | 377.5 | 377.5 | 377.5 | 0% | 0% | 0% | 0% | 0% | 0% | 0% | 93% | 93% | [9 empty] | 0 | 0 | 0 | 0 | 0 | 0 | 0 | 0 | 0 | 0 | 0 | 0 | 0 | Existing & Under Const. Plant
| 16 | TT1PP | SouthEast Ghana Group | Oil/Gas | Oil/Gas Combustion | 0 | 0 | 0 | 0 | 0 | 0 | 0 | 0 | 0 | 0 | 0 | 0 | 0 | 0 | 0 | 0 | 0 | 0 | 14.3 | 14.3 | 14.3 | 14.981 | 14.2568 | 14.2568 | 14.1709 | 14.1709 | 12.9607 | 0 | 0 | 0 | 0 | 0 | 0 | 0 | 0 | 0 | 0 | 0 | 0 | 0 | 0 | 0 | 0 | 0 | 0 | 100 | 100 | 100 | 100 | 100 | 100 | 100 | 100 | 100 | 0% | 0% | 0% | 0% | 0% | 0% | 0% | 0% | 0% | [9 empty] | 0 | 0 | 0 | 0 | 0 | 0 | 0 | 0 | 0 | 0 | 0 | 0 | 0 | Existing & Under Const. Plant
| 17 | KTPP | SouthEast Ghana Group | Oil/Gas | Oil/Gas Combustion | 0.33667 | 0 | 17.76 | 17.76 | 17.76 | 17.76 | 17.76 | 0 | 0 | 30.8869 | 0 | 1629.36 | 1629.36 | 1629.36 | 1629.36 | 1629.36 | 0 | 0 | 12.3 | 12.3 | 12.3 | 12.8857 | 12.2628 | 12.2628 | 12.189 | 12.189 | 11.148 | 3.5 | 0 | 3.5 | 3.5 | 3.5 | 3.5 | 3.5 | 0 | 0 | 0 | 0 | 0 | 0 | 0 | 0 | 0 | 0 | 0 | 200 | 200 | 200 | 200 | 200 | 200 | 200 | 200 | 200 | 1.763% | 0% | 93% | 93% | 93% | 93% | 93% | 0% | 0% | [9 empty] | 0 | 0 | 0 | 0 | 0 | 0 | 0 | 0 | 0 | 0 | 0 | 0 | 0 | Existing & Under Const. Plant
| 18 | Trojan 1 | SouthEast Ghana Group | Oil/Gas | Oil/Gas Combustion | 0.41408 | 0 | 0 | 0 | 0 | 0 | 0 | 0 | 0 | 49.0614 | 0 | 0 | 0 | 0 | 0 | 0 | 0 | 0 | 34 | 34 | 34 | 35.619 | 0 | 0 | 0 | 0 | 0 | 5.5 | 0 | 0 | 0 | 0 | 0 | 0 | 0 | 0 | 0 | 0 | 0 | 0 | 0 | 0 | 0 | 0 | 0 | 24.96 | 24.96 | 24.96 | 24.96 | 0 | 0 | 0 | 0 | 0 | 22.44% | 0% | 0% | 0% | 0% | 0% | 0% | 0% | 0% | [9 empty] | 0 | 0 | 0 | 0 | 0 | 0 | 0 | 0 | 0 | 0 | 0 | 0 | 0 | Existing & Under Const. Plant
| 19 | MRP | SouthEast Ghana Group | Oil/Gas | Oil/Gas Combustion | 0 | 0 | 0 | 0 | 0 | 0 | 0 | 0 | 0 | 0 | 0 | 0 | 0 | 0 | 0 | 0 | 0 | 0 | 12.5737 | 12.5737 | 12.5737 | 13.1725 | 12.5357 | 12.5357 | 12.4602 | 12.4602 | 11.3961 | 0 | 0 | 0 | 0 | 0 | 0 | 0 | 0 | 0 | 0 | 0 | 0 | 0 | 0 | 0 | 0 | 0 | 0 | 70 | 70 | 70 | 70 | 70 | 70 | 70 | 70 | 70 | 0% | 0% | 0% | 0% | 0% | 0% | 0% | 0% | 0% | [9 empty] | 0 | 0 | 0 | 0 | 0 | 0 | 0 | 0 | 0 | 0 | 0 | 0 | 0 | Existing & Under Const. Plant
| 20 | Safisana | SouthEast Ghana Group | Biogas | Biogas | 0.010052 | 0 | 0.010052 | 0 | 0.010052 | 0 | 0.010052 | 0.010052 | 0.010052 | 0.7446 | 0 | 0.7446 | 0 | 0.7446 | 0 | 0.7446 | 0.7446 | 0.7446 | 35 | 35 | 35 | 36.6667 | 34.8943 | 34.8943 | 34.6841 | 34.6841 | 31.7221 | 4.2 | 0 | 4.2 | 0 | 4.2 | 0 | 4.2 | 4.2 | 4.2 | 0 | 0 | 0 | 0 | 0 | 0 | 0 | 0 | 0 | 0.1 | 0.1 | 0.1 | 0.1 | 0.1 | 0.1 | 0.1 | 0.1 | 0.1 | 85% | 0% | 85% | 0% | 85% | 0% | 85% | 85% | 85% | [9 empty] | 0 | 0 | 0 | 0 | 0 | 0 | 0 | 0 | 0 | 0 | 0 | 0 | 0 | Existing & Under Const. Plant
| 21 | TT2PP | SouthEast Ghana Group | Gas | Gas Combustion Turbine | 0.53257 | 0 | 0 | 0 | 0 | 0 | 0 | 0 | 0 | 54.7909 | 0 | 0 | 0 | 0 | 0 | 0 | 0 | 0 | 12.1007 | 12.1007 | 12.1007 | 12.6769 | 12.0641 | 12.0641 | 11.9915 | 11.9915 | 10.9674 | 4.5 | 0 | 0 | 0 | 0 | 0 | 0 | 0 | 0 | 0 | 0 | 0 | 0 | 0 | 0 | 0 | 0 | 0 | 45 | 45 | 45 | 45 | 45 | 45 | 45 | 45 | 45 | 13.9% | 0% | 0% | 0% | 0% | 0% | 0% | 0% | 0% | [9 empty] | 0 | 0 | 0 | 0 | 0 | 0 | 0 | 0 | 0 | 0 | 0 | 0 | 0 | Existing & Under Const. Plant
| 22 | SAPP 1 | SouthEast Ghana Group | Gas | Gas Combustion Turbine | 3.0667 | 0 | 0 | 0 | 0 | 0 | 0 | 0 | 0 | 328.6973 | 0 | 0 | 0 | 0 | 0 | 0 | 0 | 0 | 11.83 | 11.83 | 11.83 | 12.3933 | 11.7943 | 11.7943 | 11.7232 | 11.7232 | 10.7221 | 4.5 | 0 | 0 | 0 | 0 | 0 | 0 | 0 | 0 | 0 | 0 | 0 | 0 | 0 | 0 | 0 | 0 | 0 | 180 | 180 | 180 | 180 | 180 | 180 | 180 | 180 | 180 | 20.85% | 0% | 0% | 0% | 0% | 0% | 0% | 0% | 0% | [9 empty] | 0 | 0 | 0 | 0 | 0 | 0 | 0 | 0 | 0 | 0 | 0 | 0 | 0 | Existing & Under Const. Plant
| 23 | Trojan 3 | SouthEast Ghana Group | Gas | Gas Combustion Turbine | 0 | 0 | 0 | 0 | 0 | 0 | 0 | 0 | 0 | 0 | 0 | 0 | 0 | 0 | 0 | 0 | 0 | 0 | 0 | 34 | 34 | 35.619 | 0 | 0 | 0 | 0 | 0 | 0 | 0 | 0 | 0 | 0 | 0 | 0 | 0 | 0 | 0 | 0 | 0 | 0 | 0 | 0 | 0 | 0 | 0 | 0 | 49.92 | 49.92 | 49.92 | 0 | 0 | 0 | 0 | 0 | 0% | 0% | 0% | 0% | 0% | 0% | 0% | 0% | 0% | [9 empty] | 0 | 0 | 0 | 0 | 0 | 0 | 0 | 0 | 0 | 0 | 0 | 0 | 0 | Existing & Under Const. Plant
| 24 | Ameri_2016 | SouthWest Ghana Group | Gas | Gas Combustion Turbine | 0.43824 | 0 | 18.427 | 18.427 | 0 | 0 | 0 | 0 | 0 | 43.1258 | 0 | 1813.32 | 1813.32 | 0 | 0 | 0 | 0 | 0 | 14.54 | 14.54 | 14.54 | 15.2324 | 0 | 0 | 0 | 0 | 0 | 5 | 0 | 5 | 5 | 0 | 0 | 0 | 0 | 0 | 0 | 0 | 0 | 0 | 0 | 0 | 0 | 0 | 0 | 230 | 230 | 230 | 230 | 0 | 0 | 0 | 0 | 0 | 2.14% | 0% | 90% | 90% | 0% | 0% | 0% | 0% | 0% | [9 empty] | 0 | 0 | 0 | 0 | 0 | 0 | 0 | 0 | 0 | 0 | 0 | 0 | 0 | Existing & Under Const. Plant
| 25 | Ameri_2021 | SouthWest Ghana Group | Gas | Gas Combustion Turbine | 0 | 0 | 0 | 0 | 18.4105 | 18.427 | 18.427 | 0 | 0 | 0 | 0 | 0 | 0 | 1811.7047 | 1813.32 | 1813.32 | 0 | 0 | 0 | 0 | 0 | 0 | 14.4961 | 14.4961 | 14.4088 | 14.4088 | 13.1782 | 0 | 0 | 0 | 0 | 4.17 | 4.17 | 4.17 | 0 | 0 | 0 | 0 | 0 | 0 | 0 | 0 | 0 | 0 | 0 | 0 | 0 | 0 | 0 | 230 | 230 | 230 | 230 | 230 | 0% | 0% | 0% | 0% | 89.92% | 90% | 90% | 0% | 0% | [9 empty] | 0 | 0 | 0 | 0 | 0 | 0 | 0 | 0 | 0 | 0 | 0 | 0 | 0 | Existing & Under Const. Plant
| 26 | Bui | Northern Ghana Group | Water | Hydro | 0 | 0 | 0 | 0 | 0 | 0 | 0 | 0 | 0 | 669.5865 | 669.5862 | 0 | 0 | 0 | 0 | 381.199 | 669.5861 | 669.5866 | 27.74 | 27.74 | 27.74 | 29.061 | 27.6562 | 27.6562 | 27.4896 | 27.4896 | 25.142 | 1.63 | 1.63 | 0 | 0 | 0 | 0 | 1.63 | 1.63 | 1.63 | 0 | 0 | 0 | 0 | 0 | 0 | 0 | 0 | 0 | 330 | 330 | 330 | 330 | 330 | 330 | 330 | 330 | 330 | 23.16% | 23.16% | 0% | 0% | 0% | 0% | 13.19% | 23.16% | 23.16% | [9 empty] | 0 | 0 | 0 | 0 | 0 | 0 | 0 | 0 | 0 | 0 | 0 | 0 | 0 | Existing & Under Const. Plant
| 27 | Akosombo | SouthEast Ghana Group | Water | Hydro | 0 | 0 | 0 | 0 | 0 | 0 | 0 | 0 | 0 | 3681.6892 | 3681.6892 | 3679.3579 | 3944.058 | 2366.1296 | 3736.4483 | 4434.762 | 4434.7633 | 4434.7627 | 9.16 | 9.16 | 9.16 | 9.5962 | 9.1323 | 9.1323 | 9.0773 | 9.0773 | 8.3021 | 0.98 | 0.98 | 0.98 | 0.98 | 0.98 | 0.98 | 0.98 | 0.98 | 0.98 | 0 | 0 | 0 | 0 | 0 | 0 | 0 | 0 | 0 | 900 | 900 | 900 | 900 | 900 | 900 | 900 | 900 | 900 | 46.7% | 46.7% | 46.67% | 50.03% | 30.01% | 47.39% | 56.25% | 56.25% | 56.25% | [9 empty] | 0 | 0 | 0 | 0 | 0 | 0 | 0 | 0 | 0 | 0 | 0 | 0 | 0 | Existing & Under Const. Plant
| 28 | Kpong | SouthEast Ghana Group | Water | Hydro | 0 | 0 | 0 | 0 | 0 | 0 | 0 | 0 | 0 | 722.7073 | 722.7073 | 749.626 | 541.4917 | 360.5616 | 574.1468 | 870.5339 | 870.5339 | 870.534 | 9.16 | 9.16 | 9.16 | 9.5962 | 9.1323 | 9.1323 | 9.0773 | 9.0773 | 8.3021 | 0.98 | 0.98 | 0.98 | 0.98 | 0.98 | 0.98 | 0.98 | 0.98 | 0.98 | 0 | 0 | 0 | 0 | 0 | 0 | 0 | 0 | 0 | 140 | 140 | 140 | 140 | 140 | 140 | 140 | 140 | 140 | 58.93% | 58.93% | 61.12% | 44.15% | 29.4% | 46.82% | 70.98% | 70.98% | 70.98% | [9 empty] | 0 | 0 | 0 | 0 | 0 | 0 | 0 | 0 | 0 | 0 | 0 | 0 | 0 | Existing & Under Const. Plant
| 29 | Cote d'Ivoire Dummy | Cote d'Ivoire | Water | Hydro | 0 | 0 | 0 | 0 | 0 | 0 | 0 | 0 | 0 | 814.6799 | 771.5964 | 6 | 5 | 5 | 5 | 5 | 814.6801 | 814.68 | 0 | 0 | 0 | 0 | 0 | 0 | 0 | 0 | 0 | 10 | 10 | 10 | 10 | 10 | 10 | 10 | 10 | 10 | 0 | 0 | 0 | 0 | 0 | 0 | 0 | 0 | 0 | 150 | 150 | 150 | 150 | 150 | 150 | 150 | 150 | 150 | 62% | 58.72% | 0.4566% | 0.3805% | 0.3805% | 0.3805% | 0.3805% | 62% | 62% | [9 empty] | 0 | 0 | 0 | 0 | 0 | 0 | 0 | 0 | 0 | 0 | 0 | 0 | 0 | Existing & Under Const. Plant
| 30 | Burkina Dummy | Burkina Group | Water | Hydro | 0 | 0 | 0 | 0 | 0 | 0 | 0 | 0 | 0 | 0.438 | 0.438 | 0.438 | 0.438 | 4.818 | 4.818 | 4.818 | 4.818 | 4.818 | 0 | 0 | 0 | 0 | 0 | 0 | 0 | 0 | 0 | 10 | 10 | 10 | 10 | 10 | 10 | 10 | 10 | 10 | 0 | 0 | 0 | 0 | 0 | 0 | 0 | 0 | 0 | 10 | 10 | 10 | 10 | 110 | 110 | 110 | 110 | 110 | 0.5% | 0.5% | 0.5% | 0.5% | 0.5% | 0.5% | 0.5% | 0.5% | 0.5% | [9 empty] | 0 | 0 | 0 | 0 | 0 | 0 | 0 | 0 | 0 | 0 | 0 | 0 | 0 | Existing & Under Const. Plant
| 31 | VRA Solar | Northern Ghana Group | Sun | Solar PV | 0 | 0 | 0 | 0 | 0 | 0 | 0 | 0 | 0 | 2.7132 | 2.7132 | 2.7132 | 2.7132 | 2.7132 | 2.7132 | 2.7132 | 2.7132 | 2.7132 | 0 | 0 | 0 | 0 | 0 | 0 | 0 | 0 | 0 | 0 | 0 | 0 | 0 | 0 | 0 | 0 | 0 | 0 | 0 | 0 | 0 | 0 | 0 | 0 | 0 | 0 | 0 | 1.8 | 1.8 | 1.8 | 1.8 | 1.8 | 1.8 | 1.8 | 1.8 | 1.8 | 17.21% | 17.21% | 17.21% | 17.21% | 17.21% | 17.21% | 17.21% | 17.21% | 17.21% | [9 empty] | 0 | 0 | 0 | 0 | 0 | 0 | 0 | 0 | 0 | 0 | 0 | 0 | 0 | Existing & Under Const. Plant
| 32 | BXC Solar | SouthEast Ghana Group | Sun | Solar PV | 0 | 0 | 0 | 0 | 0 | 0 | 0 | 0 | 0 | 24.0159 | 24.0159 | 24.0159 | 24.0159 | 24.0159 | 24.0159 | 24.0159 | 24.0159 | 0 | 0 | 0 | 0 | 0 | 0 | 0 | 0 | 0 | 0 | 0 | 0 | 0 | 0 | 0 | 0 | 0 | 0 | 0 | 0 | 0 | 0 | 0 | 0 | 0 | 0 | 0 | 0 | 18 | 18 | 18 | 18 | 18 | 18 | 18 | 18 | 0 | 15.23% | 15.23% | 15.23% | 15.23% | 15.23% | 15.23% | 15.23% | 15.23% | 0% | [9 empty] | 0 | 0 | 0 | 0 | 0 | 0 | 0 | 0 | 0 | 0 | 0 | 0 | 0 | Existing & Under Const. Plant
| 41 | SOUT COAL STEAM TURBINE 2026 | SouthWest Ghana Group | Coal | Coal Steam Turbine | 0 | 0 | 0 | 0 | 0 | 0 | 0 | 31.5903 | 31.5903 | 0 | 0 | 0 | 0 | 0 | 0 | 0 | 3589.8042 | 3589.8042 | 0 | 0 | 0 | 0 | 0 | 64.8036 | 64.4134 | 64.4134 | 58.9124 | 0 | 0 | 0 | 0 | 0 | 0 | 0 | 6.034 | 6.034 | 0 | 0 | 0 | 0 | 0 | 0 | 0 | 0 | 0 | 0 | 0 | 0 | 0 | 0 | 482.112 | 482.112 | 482.112 | 482.112 | 0% | 0% | 0% | 0% | 0% | 0% | 0% | 85% | 85% | 0 | 0 | 0 | 0 | 0 | 1520.5812 | 0 | 0 | 0 | 0 | 0 | 0 | 0 | 0 | 644.8749 | 0 | 0 | 0 | 709.3624 | 709.3624 | 1520.5812 | 1672.6394 | Unplanned Build | Potential Build Coal2026
| 52 | NORT HYDRO SMALL 2026 | Northern Ghana Group | Water | Hydro | 0 | 0 | 0 | 0 | 0 | 0 | 0 | 0 | 0 | 0 | 0 | 0 | 0 | 0 | 214.2471 | 214.2471 | 214.2471 | 214.2471 | 0 | 0 | 0 | 0 | 0 | 44.864 | 44.5939 | 44.5939 | 40.7855 | 0 | 0 | 0 | 0 | 0 | 3 | 3 | 3 | 3 | 0 | 0 | 0 | 0 | 0 | 0 | 0 | 0 | 0 | 0 | 0 | 0 | 0 | 0 | 57.5469 | 57.5469 | 57.5469 | 57.5469 | 0% | 0% | 0% | 0% | 0% | 42.5% | 42.5% | 42.5% | 42.5% | 0 | 0 | 0 | 0 | 0 | 230.1876 | 0 | 0 | 0 | 0 | 0 | 0 | 0 | 0 | 97.622 | 0 | 0 | 0 | 107.3842 | 107.3842 | 230.1876 | 253.2064 | Unplanned Build | Potential Build Hydro Small2026NORT
| 54 | ASHA INTERRUPTIBLE 2016 | Ashanti Group | Interruptible | Interruptible | 0 | 0 | 0 | 0 | 0 | 0 | 0 | 0 | 0 | 0 | 0 | 0 | 0 | 0 | 0 | 0 | 0 | 0 | 0 | 0 | 0 | 0 | 0 | 0 | 0 | 0 | 0 | 0 | 0 | 0 | 0 | 0 | 0 | 0 | 0 | 0 | 0 | 0 | 0 | 0 | 0 | 0 | 0 | 0 | 0 | 129.301 | 212.753 | 0 | 0 | 0 | 0 | 0 | 0 | 0 | 0% | 0% | 0% | 0% | 0% | 0% | 0% | 0% | 0% | [9 empty] | 0 | 0 | 0 | 0 | 0 | 0 | 0 | 0 | 0 | 0 | 0 | 0 | 0 | Unplanned Build | Potential Build Interruptible2016
| 63 | ASHA SOLAR PV 2020 | Ashanti Group | Sun | Solar PV | 0 | 0 | 0 | 0 | 0 | 0 | 0 | 0 | 0 | 0 | 0 | 0 | 6.3375 | 19.0126 | 19.0126 | 19.0126 | 19.0126 | 19.0126 | 0 | 0 | 0 | 25.981 | 24.7251 | 24.7251 | 24.5762 | 24.5762 | 22.4773 | 0 | 0 | 0 | 0 | 0 | 0 | 0 | 0 | 0 | 0 | 0 | 0 | 0 | 0 | 0 | 0 | 0 | 0 | 0 | 0 | 0 | 5 | 15 | 15 | 15 | 15 | 15 | 0% | 0% | 0% | 14.47% | 14.47% | 14.47% | 14.47% | 14.47% | 14.47% | 0 | 0 | 0 | 5.1 | 10.2 | 0 | 0 | 0 | 0 | 0 | 0 | 0 | 3.4834 | 5.7576 | 0 | 0 | 0 | 0 | 10.1651 | 10.1651 | 15.3 | 16.83 | Unplanned Build | Potential Build Solar PV2020
| 64 | ASHA SOLAR PV 2026 | Ashanti Group | Sun | Solar PV | 0 | 0 | 0 | 0 | 0 | 0 | 0 | 0 | 0 | 0 | 0 | 0 | 0 | 0 | 12.6751 | 38.0252 | 50.7002 | 50.7002 | 0 | 0 | 0 | 0 | 0 | 24.7251 | 24.5762 | 24.5762 | 22.4773 | 0 | 0 | 0 | 0 | 0 | 0 | 0 | 0 | 0 | 0 | 0 | 0 | 0 | 0 | 0 | 0 | 0 | 0 | 0 | 0 | 0 | 0 | 0 | 10 | 30 | 40 | 40 | 0% | 0% | 0% | 0% | 0% | 14.47% | 14.47% | 14.47% | 14.47% | 0 | 0 | 0 | 0 | 0 | 8.95 | 17.9 | 8.95 | 0 | 0 | 0 | 0 | 0 | 0 | 3.7957 | 5.7035 | 1.7707 | 0 | 4.1752 | 12.3969 | 8.95 | 39.38 | Unplanned Build | Potential Build Solar PV2026
| 65 | ASHA SOLAR PV 2035 | Ashanti Group | Sun | Solar PV | 0 | 0 | 0 | 0 | 0 | 0 | 0 | 0 | 0 | 0 | 0 | 0 | 0 | 0 | 0 | 0 | 12.6751 | 69.7128 | 0 | 0 | 0 | 0 | 0 | 0 | 0 | 24.7744 | 22.6586 | 0 | 0 | 0 | 0 | 0 | 0 | 0 | 0 | 0 | 0 | 0 | 0 | 0 | 0 | 0 | 0 | 0 | 0 | 0 | 0 | 0 | 0 | 0 | 0 | 0 | 10 | 55 | 0% | 0% | 0% | 0% | 0% | 0% | 0% | 14.47% | 14.47% | 0 | 0 | 0 | 0 | 0 | 0 | 0 | 7.6 | 34.2 | 0 | 0 | 0 | 0 | 0 | 0 | 0 | 1.5036 | 4.2013 | 0 | 1.654 | 0 | 8.36 | Unplanned Build | Potential Build Solar PV2035
| 66 | SOUT SOLAR PV 2020 | SouthWest Ghana Group | Sun | Solar PV | 0 | 0 | 0 | 0 | 0 | 0 | 0 | 0 | 0 | 0 | 0 | 0 | 0 | 12.6751 | 12.6751 | 12.6751 | 12.6751 | 12.6751 | 0 | 0 | 0 | 0 | 24.7251 | 24.7251 | 24.5762 | 24.5762 | 22.4773 | 0 | 0 | 0 | 0 | 0 | 0 | 0 | 0 | 0 | 0 | 0 | 0 | 0 | 0 | 0 | 0 | 0 | 0 | 0 | 0 | 0 | 0 | 10 | 10 | 10 | 10 | 10 | 0% | 0% | 0% | 0% | 14.47% | 14.47% | 14.47% | 14.47% | 14.47% | 0 | 0 | 0 | 0 | 10.2 | 0 | 0 | 0 | 0 | 0 | 0 | 0 | 0 | 5.7576 | 0 | 0 | 0 | 0 | 6.3334 | 6.3334 | 10.2 | 11.22 | Unplanned Build | Potential Build Solar PV2020
| 67 | SOUT SOLAR PV 2026 | SouthWest Ghana Group | Sun | Solar PV | 0 | 0 | 0 | 0 | 0 | 0 | 0 | 0 | 0 | 0 | 0 | 0 | 0 | 0 | 12.6751 | 25.3501 | 31.6876 | 31.6876 | 0 | 0 | 0 | 0 | 0 | 24.7251 | 24.5762 | 24.5762 | 22.4773 | 0 | 0 | 0 | 0 | 0 | 0 | 0 | 0 | 0 | 0 | 0 | 0 | 0 | 0 | 0 | 0 | 0 | 0 | 0 | 0 | 0 | 0 | 0 | 10 | 20 | 25 | 25 | 0% | 0% | 0% | 0% | 0% | 14.47% | 14.47% | 14.47% | 14.47% | 0 | 0 | 0 | 0 | 0 | 8.95 | 8.95 | 4.475 | 0 | 0 | 0 | 0 | 0 | 0 | 3.7957 | 2.8517 | 0.88535 | 0 | 4.1752 | 8.2861 | 8.95 | 24.6125 | Unplanned Build | Potential Build Solar PV2026
| 68 | SOUT SOLAR PV 2035 | SouthWest Ghana Group | Sun | Solar PV | 0 | 0 | 0 | 0 | 0 | 0 | 0 | 0 | 0 | 0 | 0 | 0 | 0 | 0 | 0 | 0 | 12.6751 | 57.0377 | 0 | 0 | 0 | 0 | 0 | 0 | 0 | 24.7744 | 22.6586 | 0 | 0 | 0 | 0 | 0 | 0 | 0 | 0 | 0 | 0 | 0 | 0 | 0 | 0 | 0 | 0 | 0 | 0 | 0 | 0 | 0 | 0 | 0 | 0 | 0 | 10 | 45 | 0% | 0% | 0% | 0% | 0% | 0% | 0% | 14.47% | 14.47% | 0 | 0 | 0 | 0 | 0 | 0 | 0 | 7.6 | 26.6 | 0 | 0 | 0 | 0 | 0 | 0 | 0 | 1.5036 | 3.2677 | 0 | 1.654 | 0 | 8.36 | Unplanned Build | Potential Build Solar PV2035
| 69 | NORT SOLAR PV 2018 | Northern Ghana Group | Sun | Solar PV | 0 | 0 | 0 | 0 | 0 | 0 | 0 | 0 | 0 | 0 | 0 | 67.5263 | 67.5263 | 67.5263 | 67.5263 | 67.5263 | 67.5263 | 67.5263 | 0 | 0 | 24.8 | 25.981 | 24.7251 | 24.7251 | 24.5762 | 24.5762 | 22.4773 | 0 | 0 | 0 | 0 | 0 | 0 | 0 | 0 | 0 | 0 | 0 | 0 | 0 | 0 | 0 | 0 | 0 | 0 | 0 | 0 | 47.1565 | 47.1565 | 47.1565 | 47.1565 | 47.1565 | 47.1565 | 47.1565 | 0% | 0% | 16.35% | 16.35% | 16.35% | 16.35% | 16.35% | 16.35% | 16.35% | 0 | 0 | 58.6155 | 0 | 0 | 0 | 0 | 0 | 0 | 0 | 0 | 44.0387 | 0 | 0 | 0 | 0 | 0 | 0 | 48.4426 | 48.4426 | 58.6155 | 64.4771 | Unplanned Build | Potential Build Solar PV2018
| 70 | NORT SOLAR PV 2020 | Northern Ghana Group | Sun | Solar PV | 0 | 0 | 0 | 0 | 0 | 0 | 0 | 0 | 0 | 0 | 0 | 0 | 71.598 | 214.7941 | 214.7941 | 214.7941 | 214.7941 | 214.7941 | 0 | 0 | 0 | 25.981 | 24.7251 | 24.7251 | 24.5762 | 24.5762 | 22.4773 | 0 | 0 | 0 | 0 | 0 | 0 | 0 | 0 | 0 | 0 | 0 | 0 | 0 | 0 | 0 | 0 | 0 | 0 | 0 | 0 | 0 | 50 | 150 | 150 | 150 | 150 | 150 | 0% | 0% | 0% | 16.35% | 16.35% | 16.35% | 16.35% | 16.35% | 16.35% | 0 | 0 | 0 | 51 | 102 | 0 | 0 | 0 | 0 | 0 | 0 | 0 | 34.8337 | 57.5763 | 0 | 0 | 0 | 0 | 101.651 | 101.651 | 153 | 168.3 | Unplanned Build | Potential Build Solar PV2020
| 71 | NORT SOLAR PV 2023 | Northern Ghana Group | Sun | Solar PV | 0 | 0 | 0 | 0 | 0 | 0 | 0 | 0 | 0 | 0 | 0 | 0 | 0 | 71.598 | 143.1961 | 143.1961 | 143.1961 | 143.1961 | 0 | 0 | 0 | 0 | 24.7251 | 24.7251 | 24.5762 | 24.5762 | 22.4773 | 0 | 0 | 0 | 0 | 0 | 0 | 0 | 0 | 0 | 0 | 0 | 0 | 0 | 0 | 0 | 0 | 0 | 0 | 0 | 0 | 0 | 0 | 50 | 100 | 100 | 100 | 100 | 0% | 0% | 0% | 0% | 16.35% | 16.35% | 16.35% | 16.35% | 16.35% | 0 | 0 | 0 | 0 | 47.85 | 47.85 | 0 | 0 | 0 | 0 | 0 | 0 | 0 | 27.0101 | 20.2931 | 0 | 0 | 0 | 52.0335 | 52.0335 | 95.7 | 105.27 | Unplanned Build | Potential Build Solar PV2023
| 72 | NORT SOLAR PV 2026 | Northern Ghana Group | Sun | Solar PV | 0 | 0 | 0 | 0 | 0 | 0 | 0 | 0 | 0 | 0 | 0 | 0 | 0 | 0 | 71.598 | 214.7941 | 214.7941 | 214.7941 | 0 | 0 | 0 | 0 | 0 | 24.7251 | 24.5762 | 24.5762 | 22.4773 | 0 | 0 | 0 | 0 | 0 | 0 | 0 | 0 | 0 | 0 | 0 | 0 | 0 | 0 | 0 | 0 | 0 | 0 | 0 | 0 | 0 | 0 | 0 | 50 | 150 | 150 | 150 | 0% | 0% | 0% | 0% | 0% | 16.35% | 16.35% | 16.35% | 16.35% | 0 | 0 | 0 | 0 | 0 | 44.75 | 89.5 | 0 | 0 | 0 | 0 | 0 | 0 | 0 | 18.9784 | 28.5175 | 0 | 0 | 20.8762 | 52.2454 | 44.75 | 147.675 | Unplanned Build | Potential Build Solar PV2026
| 73 | NORT SOLAR PV 2030 | Northern Ghana Group | Sun | Solar PV | 0 | 0 | 0 | 0 | 0 | 0 | 0 | 0 | 0 | 0 | 0 | 0 | 0 | 0 | 0 | 35.799 | 178.9951 | 178.9951 | 0 | 0 | 0 | 0 | 0 | 0 | 24.5762 | 24.5762 | 22.4773 | 0 | 0 | 0 | 0 | 0 | 0 | 0 | 0 | 0 | 0 | 0 | 0 | 0 | 0 | 0 | 0 | 0 | 0 | 0 | 0 | 0 | 0 | 0 | 0 | 25 | 125 | 125 | 0% | 0% | 0% | 0% | 0% | 0% | 16.35% | 16.35% | 16.35% | 0 | 0 | 0 | 0 | 0 | 0 | 20.7 | 82.8 | 0 | 0 | 0 | 0 | 0 | 0 | 0 | 6.5957 | 16.3815 | 0 | 0 | 25.2749 | 0 | 113.85 | Unplanned Build | Potential Build Solar PV2030
| 74 | NORT SOLAR PV 2035 | Northern Ghana Group | Sun | Solar PV | 0 | 0 | 0 | 0 | 0 | 0 | 0 | 0 | 0 | 0 | 0 | 0 | 0 | 0 | 0 | 0 | 71.598 | 429.5883 | 0 | 0 | 0 | 0 | 0 | 0 | 0 | 24.5762 | 22.4773 | 0 | 0 | 0 | 0 | 0 | 0 | 0 | 0 | 0 | 0 | 0 | 0 | 0 | 0 | 0 | 0 | 0 | 0 | 0 | 0 | 0 | 0 | 0 | 0 | 0 | 50 | 300 | 0% | 0% | 0% | 0% | 0% | 0% | 0% | 16.35% | 16.35% | 0 | 0 | 0 | 0 | 0 | 0 | 0 | 38 | 190 | 0 | 0 | 0 | 0 | 0 | 0 | 0 | 7.5181 | 23.3407 | 0 | 8.2699 | 0 | 41.8 | Unplanned Build | Potential Build Solar PV2035
| 76 | SOUT SOLAR PV 2020 | SouthEast Ghana Group | Sun | Solar PV | 0 | 0 | 0 | 0 | 0 | 0 | 0 | 0 | 0 | 0 | 0 | 0 | 1.8814 | 65.2567 | 65.2567 | 65.2567 | 65.2567 | 65.2567 | 0 | 0 | 0 | 25.981 | 24.7251 | 24.7251 | 24.5762 | 24.5762 | 22.4773 | 0 | 0 | 0 | 0 | 0 | 0 | 0 | 0 | 0 | 0 | 0 | 0 | 0 | 0 | 0 | 0 | 0 | 0 | 0 | 0 | 0 | 1.4844 | 51.4843 | 51.4843 | 51.4843 | 51.4843 | 51.4843 | 0% | 0% | 0% | 14.47% | 14.47% | 14.47% | 14.47% | 14.47% | 14.47% | 0 | 0 | 0 | 1.514 | 51 | 0 | 0 | 0 | 0 | 0 | 0 | 0 | 1.0341 | 28.7882 | 0 | 0 | 0 | 0 | 32.8045 | 32.8045 | 52.514 | 57.7654 | Unplanned Build | Potential Build Solar PV2020
| 77 | SOUT SOLAR PV 2026 | SouthEast Ghana Group | Sun | Solar PV | 0 | 0 | 0 | 0 | 0 | 0 | 0 | 0 | 0 | 0 | 0 | 0 | 0 | 0 | 31.6876 | 221.8134 | 285.1886 | 285.1886 | 0 | 0 | 0 | 0 | 0 | 24.7251 | 24.5762 | 24.5762 | 22.4773 | 0 | 0 | 0 | 0 | 0 | 0 | 0 | 0 | 0 | 0 | 0 | 0 | 0 | 0 | 0 | 0 | 0 | 0 | 0 | 0 | 0 | 0 | 0 | 25 | 175 | 225 | 225 | 0% | 0% | 0% | 0% | 0% | 14.47% | 14.47% | 14.47% | 14.47% | 0 | 0 | 0 | 0 | 0 | 22.375 | 134.25 | 44.75 | 0 | 0 | 0 | 0 | 0 | 0 | 9.4892 | 42.7762 | 8.8535 | 0 | 10.4381 | 67.2308 | 22.375 | 221.5125 | Unplanned Build | Potential Build Solar PV2026
| 78 | SOUT SOLAR PV 2035 | SouthEast Ghana Group | Sun | Solar PV | 0 | 0 | 0 | 0 | 0 | 0 | 0 | 0 | 0 | 0 | 0 | 0 | 0 | 0 | 0 | 0 | 63.3753 | 285.1886 | 0 | 0 | 0 | 0 | 0 | 0 | 0 | 24.7744 | 22.6586 | 0 | 0 | 0 | 0 | 0 | 0 | 0 | 0 | 0 | 0 | 0 | 0 | 0 | 0 | 0 | 0 | 0 | 0 | 0 | 0 | 0 | 0 | 0 | 0 | 0 | 50 | 225 | 0% | 0% | 0% | 0% | 0% | 0% | 0% | 14.47% | 14.47% | 0 | 0 | 0 | 0 | 0 | 0 | 0 | 38 | 133 | 0 | 0 | 0 | 0 | 0 | 0 | 0 | 7.5181 | 16.3385 | 0 | 8.2699 | 0 | 41.8 | Unplanned Build | Potential Build Solar PV2035
| 80 | SOUT SOLAR PV 2020 | SouthWest Ghana Group | Sun | Solar PV | 0 | 0 | 0 | 0 | 0 | 0 | 0 | 0 | 0 | 0 | 0 | 0 | 0 | 38.0252 | 76.0503 | 76.0503 | 76.0503 | 76.0503 | 0 | 0 | 0 | 0 | 24.7251 | 24.7251 | 24.5762 | 24.5762 | 22.4773 | 0 | 0 | 0 | 0 | 0 | 0 | 0 | 0 | 0 | 0 | 0 | 0 | 0 | 0 | 0 | 0 | 0 | 0 | 0 | 0 | 0 | 0 | 30 | 60 | 60 | 60 | 60 | 0% | 0% | 0% | 0% | 14.47% | 14.47% | 14.47% | 14.47% | 14.47% | 0 | 0 | 0 | 0 | 30.6 | 30.6 | 0 | 0 | 0 | 0 | 0 | 0 | 0 | 17.2729 | 12.9774 | 0 | 0 | 0 | 33.2753 | 33.2753 | 61.2 | 67.32 | Unplanned Build | Potential Build Solar PV2020
| 81 | SOUT SOLAR PV 2026 | SouthWest Ghana Group | Sun | Solar PV | 0 | 0 | 0 | 0 | 0 | 0 | 0 | 0 | 0 | 0 | 0 | 0 | 0 | 0 | 25.3501 | 126.7505 | 152.1006 | 152.1006 | 0 | 0 | 0 | 0 | 0 | 24.7251 | 24.5762 | 24.5762 | 22.4773 | 0 | 0 | 0 | 0 | 0 | 0 | 0 | 0 | 0 | 0 | 0 | 0 | 0 | 0 | 0 | 0 | 0 | 0 | 0 | 0 | 0 | 0 | 0 | 20 | 100 | 120 | 120 | 0% | 0% | 0% | 0% | 0% | 14.47% | 14.47% | 14.47% | 14.47% | 0 | 0 | 0 | 0 | 0 | 17.9 | 71.6 | 17.9 | 0 | 0 | 0 | 0 | 0 | 0 | 7.5913 | 22.814 | 3.5414 | 0 | 8.3505 | 37.3414 | 17.9 | 118.14 | Unplanned Build | Potential Build Solar PV2026
| 82 | SOUT SOLAR PV 2035 | SouthWest Ghana Group | Sun | Solar PV | 0 | 0 | 0 | 0 | 0 | 0 | 0 | 0 | 0 | 0 | 0 | 0 | 0 | 0 | 0 | 0 | 12.6751 | 152.1006 | 0 | 0 | 0 | 0 | 0 | 0 | 0 | 24.7744 | 22.6586 | 0 | 0 | 0 | 0 | 0 | 0 | 0 | 0 | 0 | 0 | 0 | 0 | 0 | 0 | 0 | 0 | 0 | 0 | 0 | 0 | 0 | 0 | 0 | 0 | 0 | 10 | 120 | 0% | 0% | 0% | 0% | 0% | 0% | 0% | 14.47% | 14.47% | 0 | 0 | 0 | 0 | 0 | 0 | 0 | 7.6 | 83.6 | 0 | 0 | 0 | 0 | 0 | 0 | 0 | 1.5036 | 10.2699 | 0 | 1.654 | 0 | 8.36 | Unplanned Build | Potential Build Solar PV2035
| 84 | SOUT SOLAR PV 2026 | SouthEast Ghana Group | Sun | Solar PV | 0 | 0 | 0 | 0 | 0 | 0 | 0 | 0 | 0 | 0 | 0 | 0 | 0 | 0 | 12.6751 | 25.3501 | 38.0252 | 38.0252 | 0 | 0 | 0 | 0 | 0 | 24.7251 | 24.5762 | 24.5762 | 22.4773 | 0 | 0 | 0 | 0 | 0 | 0 | 0 | 0 | 0 | 0 | 0 | 0 | 0 | 0 | 0 | 0 | 0 | 0 | 0 | 0 | 0 | 0 | 0 | 10 | 20 | 30 | 30 | 0% | 0% | 0% | 0% | 0% | 14.47% | 14.47% | 14.47% | 14.47% | 0 | 0 | 0 | 0 | 0 | 8.95 | 8.95 | 8.95 | 0 | 0 | 0 | 0 | 0 | 0 | 3.7957 | 2.8517 | 1.7707 | 0 | 4.1752 | 9.2599 | 8.95 | 29.535 | Unplanned Build | Potential Build Solar PV2026
| 85 | SOUT SOLAR PV 2035 | SouthEast Ghana Group | Sun | Solar PV | 0 | 0 | 0 | 0 | 0 | 0 | 0 | 0 | 0 | 0 | 0 | 0 | 0 | 0 | 0 | 0 | 12.6751 | 38.0252 | 0 | 0 | 0 | 0 | 0 | 0 | 0 | 24.7744 | 22.6586 | 0 | 0 | 0 | 0 | 0 | 0 | 0 | 0 | 0 | 0 | 0 | 0 | 0 | 0 | 0 | 0 | 0 | 0 | 0 | 0 | 0 | 0 | 0 | 0 | 0 | 10 | 30 | 0% | 0% | 0% | 0% | 0% | 0% | 0% | 14.47% | 14.47% | 0 | 0 | 0 | 0 | 0 | 0 | 0 | 7.6 | 15.2 | 0 | 0 | 0 | 0 | 0 | 0 | 0 | 1.5036 | 1.8673 | 0 | 1.654 | 0 | 8.36 | Unplanned Build | Potential Build Solar PV2035
| 87 | ASHA SOLAR PV WITH STORAGE 2026 | Ashanti Group | Sun + storage | Solar PV + Storage | 0 | 0 | 0 | 0 | 0 | 0 | 0 | 0 | 0 | 0 | 0 | 0 | 0 | 0 | 0 | 12.675 | 12.675 | 12.675 | 0 | 0 | 0 | 0 | 0 | 0 | 27.7473 | 27.7473 | 25.3776 | 0 | 0 | 0 | 0 | 0 | 0 | 0 | 0 | 0 | 0 | 0 | 0 | 0 | 0 | 0 | 0 | 0 | 0 | 0 | 0 | 0 | 0 | 0 | 0 | 10 | 10 | 10 | 0% | 0% | 0% | 0% | 0% | 0% | 14.47% | 14.47% | 14.47% | 0 | 0 | 0 | 0 | 0 | 0 | 12.5 | 0 | 0 | 0 | 0 | 0 | 0 | 0 | 0 | 3.9829 | 0 | 0 | 0 | 4.3812 | 0 | 13.75 | Unplanned Build | Potential Build Solar PV with storage2026
| 90 | SOUT SOLAR PV WITH STORAGE 2026 | SouthWest Ghana Group | Sun + storage | Solar PV + Storage | 0 | 0 | 0 | 0 | 0 | 0 | 0 | 0 | 0 | 0 | 0 | 0 | 0 | 0 | 0 | 6.3375 | 6.3375 | 6.3375 | 0 | 0 | 0 | 0 | 0 | 0 | 27.7473 | 27.7473 | 25.3776 | 0 | 0 | 0 | 0 | 0 | 0 | 0 | 0 | 0 | 0 | 0 | 0 | 0 | 0 | 0 | 0 | 0 | 0 | 0 | 0 | 0 | 0 | 0 | 0 | 5 | 5 | 5 | 0% | 0% | 0% | 0% | 0% | 0% | 14.47% | 14.47% | 14.47% | 0 | 0 | 0 | 0 | 0 | 0 | 6.25 | 0 | 0 | 0 | 0 | 0 | 0 | 0 | 0 | 1.9914 | 0 | 0 | 0 | 2.1906 | 0 | 6.875 | Unplanned Build | Potential Build Solar PV with storage2026
| 93 | NORT SOLAR PV WITH STORAGE 2026 | Northern Ghana Group | Sun + storage | Solar PV + Storage | 0 | 0 | 0 | 0 | 0 | 0 | 0 | 0 | 0 | 0 | 0 | 0 | 0 | 0 | 0 | 63.3752 | 63.3752 | 63.3752 | 0 | 0 | 0 | 0 | 0 | 0 | 27.7473 | 27.7473 | 25.3776 | 0 | 0 | 0 | 0 | 0 | 0 | 0 | 0 | 0 | 0 | 0 | 0 | 0 | 0 | 0 | 0 | 0 | 0 | 0 | 0 | 0 | 0 | 0 | 0 | 50 | 50 | 50 | 0% | 0% | 0% | 0% | 0% | 0% | 14.47% | 14.47% | 14.47% | 0 | 0 | 0 | 0 | 0 | 0 | 62.5 | 0 | 0 | 0 | 0 | 0 | 0 | 0 | 0 | 19.9144 | 0 | 0 | 0 | 21.9059 | 0 | 68.75 | Unplanned Build | Potential Build Solar PV with storage2026
| 96 | SOUT SOLAR PV WITH STORAGE 2026 | SouthEast Ghana Group | Sun + storage | Solar PV + Storage | 0 | 0 | 0 | 0 | 0 | 0 | 0 | 0 | 0 | 0 | 0 | 0 | 0 | 0 | 0 | 95.0629 | 95.0629 | 95.0629 | 0 | 0 | 0 | 0 | 0 | 0 | 27.7473 | 27.7473 | 25.3776 | 0 | 0 | 0 | 0 | 0 | 0 | 0 | 0 | 0 | 0 | 0 | 0 | 0 | 0 | 0 | 0 | 0 | 0 | 0 | 0 | 0 | 0 | 0 | 0 | 75 | 75 | 75 | 0% | 0% | 0% | 0% | 0% | 0% | 14.47% | 14.47% | 14.47% | 0 | 0 | 0 | 0 | 0 | 0 | 93.75 | 0 | 0 | 0 | 0 | 0 | 0 | 0 | 0 | 29.8716 | 0 | 0 | 0 | 32.8588 | 0 | 103.125 | Unplanned Build | Potential Build Solar PV with storage2026
| 99 | SOUT SOLAR PV WITH STORAGE 2026 | SouthWest Ghana Group | Sun + storage | Solar PV + Storage | 0 | 0 | 0 | 0 | 0 | 0 | 0 | 0 | 0 | 0 | 0 | 0 | 0 | 0 | 0 | 50.7001 | 50.7001 | 50.7001 | 0 | 0 | 0 | 0 | 0 | 0 | 27.7473 | 27.7473 | 25.3776 | 0 | 0 | 0 | 0 | 0 | 0 | 0 | 0 | 0 | 0 | 0 | 0 | 0 | 0 | 0 | 0 | 0 | 0 | 0 | 0 | 0 | 0 | 0 | 0 | 39.9999 | 39.9999 | 39.9999 | 0% | 0% | 0% | 0% | 0% | 0% | 14.47% | 14.47% | 14.47% | 0 | 0 | 0 | 0 | 0 | 0 | 49.9999 | 0 | 0 | 0 | 0 | 0 | 0 | 0 | 0 | 15.9315 | 0 | 0 | 0 | 17.5247 | 0 | 54.9999 | Unplanned Build | Potential Build Solar PV with storage2026
| 102 | SOUT SOLAR PV WITH STORAGE 2026 | SouthEast Ghana Group | Sun + storage | Solar PV + Storage | 0 | 0 | 0 | 0 | 0 | 0 | 0 | 0 | 0 | 0 | 0 | 0 | 0 | 0 | 0 | 6.3375 | 6.3375 | 6.3375 | 0 | 0 | 0 | 0 | 0 | 0 | 27.7473 | 27.7473 | 25.3776 | 0 | 0 | 0 | 0 | 0 | 0 | 0 | 0 | 0 | 0 | 0 | 0 | 0 | 0 | 0 | 0 | 0 | 0 | 0 | 0 | 0 | 0 | 0 | 0 | 5 | 5 | 5 | 0% | 0% | 0% | 0% | 0% | 0% | 14.47% | 14.47% | 14.47% | 0 | 0 | 0 | 0 | 0 | 0 | 6.25 | 0 | 0 | 0 | 0 | 0 | 0 | 0 | 0 | 1.9914 | 0 | 0 | 0 | 2.1906 | 0 | 6.875 | Unplanned Build | Potential Build Solar PV with storage2026
| 104 | SOUT WIND TURBINE 2020 | SouthEast Ghana Group | Wind | Wind | 0 | 0 | 0 | 0 | 0 | 0 | 0 | 0 | 0 | 0 | 0 | 0 | 175.1525 | 350.305 | 525.4575 | 525.4575 | 525.4575 | 525.4575 | 0 | 0 | 0 | 48.9343 | 46.5689 | 46.5689 | 46.2884 | 46.2884 | 42.3353 | 0 | 0 | 0 | 0 | 0 | 0 | 0 | 0 | 0 | 0 | 0 | 0 | 0 | 0 | 0 | 0 | 0 | 0 | 0 | 0 | 0 | 75 | 150 | 225 | 225 | 225 | 225 | 0% | 0% | 0% | 26.66% | 26.66% | 26.66% | 26.66% | 26.66% | 26.66% | 0 | 0 | 0 | 116.025 | 116.025 | 116.025 | 0 | 0 | 0 | 0 | 0 | 0 | 79.2466 | 65.4931 | 49.2059 | 0 | 0 | 0 | 213.3402 | 213.3402 | 348.075 | 382.8825 | Unplanned Build | Potential Build Wind2020
| 105 | SOUT WIND TURBINE 2026 | SouthEast Ghana Group | Wind | Wind | 0 | 0 | 0 | 0 | 0 | 0 | 0 | 0 | 0 | 0 | 0 | 0 | 0 | 0 | 175.1525 | 408.6892 | 525.4575 | 525.4575 | 0 | 0 | 0 | 0 | 0 | 46.5689 | 46.2884 | 46.2884 | 42.3353 | 0 | 0 | 0 | 0 | 0 | 0 | 0 | 0 | 0 | 0 | 0 | 0 | 0 | 0 | 0 | 0 | 0 | 0 | 0 | 0 | 0 | 0 | 0 | 75 | 175 | 225 | 225 | 0% | 0% | 0% | 0% | 0% | 26.66% | 26.66% | 26.66% | 26.66% | 0 | 0 | 0 | 0 | 0 | 109.5 | 146 | 73 | 0 | 0 | 0 | 0 | 0 | 0 | 46.4387 | 46.5201 | 14.4427 | 0 | 51.0826 | 118.1416 | 109.5 | 361.35 | Unplanned Build | Potential Build Wind2026
| 106 | SOUT WIND TURBINE 2035 | SouthEast Ghana Group | Wind | Wind | 0 | 0 | 0 | 0 | 0 | 0 | 0 | 0 | 0 | 0 | 0 | 0 | 0 | 0 | 0 | 0 | 233.5367 | 233.5367 | 0 | 0 | 0 | 0 | 0 | 0 | 0 | 46.5758 | 42.5982 | 0 | 0 | 0 | 0 | 0 | 0 | 0 | 0 | 0 | 0 | 0 | 0 | 0 | 0 | 0 | 0 | 0 | 0 | 0 | 0 | 0 | 0 | 0 | 0 | 0 | 100 | 100 | 0% | 0% | 0% | 0% | 0% | 0% | 0% | 26.66% | 26.66% | 0 | 0 | 0 | 0 | 0 | 0 | 0 | 134.4 | 0 | 0 | 0 | 0 | 0 | 0 | 0 | 0 | 26.5903 | 0 | 0 | 29.2494 | 0 | 147.84 | Unplanned Build | Potential Build Wind2035
[6 empty] | 0 | 0 | 0 | 0 | 0 | 0 | 0 |  |  | 0 | 0 | 0 | 0 | 0 | 0 | 0 |  |  | 0 | 0 | 0 | 0 | 0 | 0 | 0 |  |  | 0 | 0 | 0 | 0 | 0 | 0 | 0 |  |  | 0 | 0 | 0 | 0 | 0 | 0 | 0 |  |  | 0 | 0 | 0 | 0 | 0 | 0 | 0 |  |  | 0 | 0 | 0 | 0 | 0 | 0 | 0

## HighFuelPrice
Back to Contents
|  | Plant Name |  |  |  | FUEL CONSUMPTION | [8 empty] | GENERATION | [8 empty] | FOM (USD/kW-yr | [8 empty] | VOM (USD/MWh) | [8 empty] | Fuel Cost (USD/MWh) | [8 empty] | Available Capacity | [8 empty] | Capacity Factors
| UnitID |  | Model Region | Fuel Type | Capacity Type | 2017 | 2018 | 2019 | 2020 | 2023 | 2026 | 2030 | 2035 | 2040 | 2017 | 2018 | 2019 | 2020 | 2023 | 2026 | 2030 | 2035 | 2040 | 2017 | 2018 | 2019 | 2020 | 2023 | 2026 | 2030 | 2035 | 2040 | 2017 | 2018 | 2019 | 2020 | 2023 | 2026 | 2030 | 2035 | 2040 | 2017 | 2018 | 2019 | 2020 | 2023 | 2026 | 2030 | 2035 | 2040 | 2017 | 2018 | 2019 | 2020 | 2023 | 2026 | 2030 | 2035 | 2040 | 2017 | 2018 | 2019 | 2020 | 2023 | 2026 | 2030 | 2035 | 2040
| 1 | CENIT | SouthEast Ghana Group | Oil | Oil Combustion | 0 | 0 | 0 | 0 | 0 | 0 | 0 | 0 | 0 | 0 | 0 | 0 | 0 | 0 | 0 | 0 | 0 | 0 | 11.83 | 11.83 | 11.83 | 12.3933 | 11.7943 | 11.7943 | 11.7232 | 0 | 0 | 0 | 0 | 0 | 0 | 0 | 0 | 0 | 0 | 0 | 0 | 0 | 0 | 0 | 0 | 0 | 0 | 0 | 0 | 100 | 100 | 100 | 100 | 100 | 100 | 100 |  |  | 0% | 0% | 0% | 0% | 0% | 0% | 0% |  |  | CENIT
| 2 | Trojan 2B | SouthEast Ghana Group | Oil | Oil Combustion | 0.26958 | 0 | 0 | 0 | 0 | 0 | 0 | 0 | 0 | 31.941 | 0 | 0 | 0 | 0 | 0 | 0 | 0 | 0 | 34 | 34 | 34 | 35.619 | 0 | 0 | 0 | 0 | 0 | 5.5 | 0 | 0 | 0 | 0 | 0 | 0 | 0 | 0 | 0 | 0 | 0 | 0 | 0 | 0 | 0 | 0 | 0 | 16.25 | 16.25 | 16.25 | 16.25 | [5 empty] | 22.44% | 0% | 0% | 0% | [5 empty] | Trojan 2B
| 3 | Trojan 2A | Ashanti Group | Oil | Oil Combustion | 0.26958 | 0 | 0 | 0 | 0 | 0 | 0 | 0 | 0 | 31.941 | 0 | 0 | 0 | 0 | 0 | 0 | 0 | 0 | 34 | 34 | 34 | 35.619 | 0 | 0 | 0 | 0 | 0 | 5.5 | 0 | 0 | 0 | 0 | 0 | 0 | 0 | 0 | 0 | 0 | 0 | 0 | 0 | 0 | 0 | 0 | 0 | 16.25 | 16.25 | 16.25 | 16.25 | [5 empty] | 22.44% | 0% | 0% | 0% | [5 empty] | Trojan 2A
| 4 | GP Tarkwa Plant | SouthWest Ghana Group | Oil | Oil Combustion | 0 | 0 | 0 | 0 | 0 | 0 | 0 | 0 | 0.001409 | 0 | 0 | 0 | 0 | 0 | 0 | 0 | 0 | 0.14195 | 17.5 | 17.5 | 17.5 | 18.3333 | 17.4471 | 17.4471 | 17.3421 | 17.3421 | 15.861 | 0 | 0 | 0 | 0 | 0 | 0 | 0 | 0 | 3.5 | 0 | 0 | 0 | 0 | 0 | 0 | 0 | 0 | 0 | 33 | 33 | 33 | 33 | 33 | 33 | 33 | 33 | 33 | 0% | 0% | 0% | 0% | 0% | 0% | 0% | 0% | 0.04911% | GP Tarkwa Plant
| 5 | GP Chirano Plant | SouthWest Ghana Group | Oil | Oil Combustion | 0 | 0 | 0 | 0 | 0 | 0 | 0 | 0 | 0 | 0 | 0 | 0 | 0 | 0 | 0 | 0 | 0 | 0 | 17.5 | 17.5 | 17.5 | 18.3333 | 17.4471 | 17.4471 | 17.3421 | 17.3421 | 15.861 | 0 | 0 | 0 | 0 | 0 | 0 | 0 | 0 | 0 | 0 | 0 | 0 | 0 | 0 | 0 | 0 | 0 | 0 | 30 | 30 | 30 | 30 | 30 | 30 | 30 | 30 | 30 | 0% | 0% | 0% | 0% | 0% | 0% | 0% | 0% | 0% | GP Chirano Plant
| 6 | GP Darmang Plant | SouthWest Ghana Group | Oil | Oil Combustion | 0 | 0 | 0 | 0 | 0 | 0 | 0 | 0 | 0 | 0 | 0 | 0 | 0 | 0 | 0 | 0 | 0 | 0 | 17.5 | 17.5 | 17.5 | 18.3333 | 17.4471 | 17.4471 | 17.3421 | 17.3421 | 15.861 | 0 | 0 | 0 | 0 | 0 | 0 | 0 | 0 | 0 | 0 | 0 | 0 | 0 | 0 | 0 | 0 | 0 | 0 | 25.5 | 25.5 | 25.5 | 25.5 | 25.5 | 25.5 | 25.5 | 25.5 | 25.5 | 0% | 0% | 0% | 0% | 0% | 0% | 0% | 0% | 0% | GP Darmang Plant
| 7 | SAPP 2 | SouthEast Ghana Group | Oil/Gas | Oil/Gas Combined Cycle | 9.6772 | 23.2536 | 21.995 | 8.5583 | 23.5117 | 23.5117 | 23.5117 | 23.5117 | 23.4267 | 1240.6694 | 2981.237 | 2819.8707 | 1097.2139 | 3014.316 | 3014.316 | 3014.3157 | 3014.316 | 3003.4187 | 16 | 16 | 16 | 16.7619 | 15.9517 | 15.9517 | 15.8556 | 15.8556 | 14.5015 | 3.5 | 3.5 | 3.5 | 3.5 | 3.5 | 3.5 | 3.5 | 3.5 | 3.5 | 0 | 0 | 0 | 0 | 0 | 0 | 0 | 0 | 0 | 370 | 370 | 370 | 370 | 370 | 370 | 370 | 370 | 370 | 38.28% | 91.98% | 87% | 33.85% | 93% | 93% | 93% | 93% | 92.66% | SAPP 2
| 8 | Cenpower | SouthEast Ghana Group | Oil/Gas | Oil/Gas Combined Cycle | 0 | 0.13838 | 2.1896 | 0 | 21.6884 | 21.6884 | 21.6884 | 21.6726 | 19.4673 | 0 | 17.6725 | 279.6412 | 0 | 2769.9116 | 2769.9123 | 2769.912 | 2767.8966 | 2486.2416 | 0 | 16 | 16 | 16.7619 | 15.9517 | 15.9517 | 15.8556 | 15.8556 | 14.5015 | 0 | 3.5 | 3.5 | 0 | 3.5 | 3.5 | 3.5 | 3.5 | 3.5 | 0 | 0 | 0 | 0 | 0 | 0 | 0 | 0 | 0 |  | 340 | 340 | 340 | 340 | 340 | 340 | 340 | 340 |  | 0.5934% | 9.389% | 0% | 93% | 93% | 93% | 92.93% | 83.48% | Cenpower
| 9 | KarpowerShip 1 | SouthEast Ghana Group | Oil/Gas | Oil/Gas Combined Cycle | 14.837 | 0 | 0 | 0 | 0 | 0 | 0 | 0 | 0 | 1942.0128 | 0 | 0 | 0 | 0 | 0 | 0 | 0 | 0 | 177.828 | 0 | 0 | 0 | 0 | 0 | 0 | 0 | 0 | 3.5 | 0 | 0 | 0 | 0 | 0 | 0 | 0 | 0 | 0 | 0 | 0 | 0 | 0 | 0 | 0 | 0 | 0 | 247 | [8 empty] | 89.75% | [8 empty] | KarpowerShip 1
| 10 | AKSA | SouthEast Ghana Group | Oil/Gas | Oil/Gas Combined Cycle | 10.1595 | 0 | 0 | 0 | 18.3824 | 6.911 | 3.7408 | 2.7332 | 8.9536 | 1195.236 | 0 | 0 | 0 | 2162.6371 | 813.0545 | 440.0936 | 321.5471 | 1053.3619 | 16 | 16 | 16 | 16.7619 | 15.9517 | 15.9517 | 15.8556 | 15.8556 | 14.5015 | 3.5 | 0 | 0 | 0 | 3.5 | 3.5 | 3.5 | 3.5 | 3.5 | 0 | 0 | 0 | 0 | 0 | 0 | 0 | 0 | 0 | 250 | 375 | 375 | 375 | 375 | 375 | 375 | 375 | 375 | 54.58% | 0% | 0% | 0% | 65.83% | 24.75% | 13.4% | 9.788% | 32.07% | AKSA
| 11 | TAPCO (T1) | SouthWest Ghana Group | Oil/Gas | Oil/Gas Combined Cycle | 11.645 | 17.1872 | 0 | 17.1872 | 17.1872 | 17.1872 | 17.171 | 15.6158 | 0.75143 | 1496.2075 | 2208.3 | 0 | 2208.2998 | 2208.3 | 2208.3 | 2206.2226 | 2006.3987 | 96.5472 | 18.7 | 18.7 | 18.7 | 19.5905 | 18.6435 | 18.6435 | 18.5312 | 18.5312 | 16.9486 | 5 | 5 | 0 | 5 | 5 | 5 | 5 | 5 | 5 | 0 | 0 | 0 | 0 | 0 | 0 | 0 | 0 | 0 | 305 | 305 | 305 | 305 | 305 | 305 | 305 | 305 | 305 | 56% | 82.65% | 0% | 82.65% | 82.65% | 82.65% | 82.57% | 75.1% | 3.614% | TAPCO (T1)
| 12 | TICO (T2) | SouthWest Ghana Group | Oil/Gas | Oil/Gas Combined Cycle | 17.7346 | 17.7346 | 10.5327 | 17.7346 | 17.7346 | 17.7346 | 17.7346 | 17.7346 | 5.5653 | 2382.7201 | 2382.72 | 1415.1185 | 2382.7199 | 2382.7199 | 2382.72 | 2382.72 | 2382.72 | 747.7163 | 30.94 | 30.94 | 30.94 | 32.4133 | 30.8465 | 30.8465 | 30.6608 | 30.6608 | 28.0423 | 4.9 | 4.9 | 4.9 | 4.9 | 4.9 | 4.9 | 4.9 | 4.9 | 4.9 | 0 | 0 | 0 | 0 | 0 | 0 | 0 | 0 | 0 | 320 | 320 | 320 | 320 | 320 | 320 | 320 | 320 | 320 | 85% | 85% | 50.48% | 85% | 85% | 85% | 85% | 85% | 26.67% | TICO (T2)
| 13 | Amandi | SouthWest Ghana Group | Oil/Gas | Oil/Gas Combined Cycle | 0 | 0 | 8.0946 | 12.0103 | 12.0103 | 11.7388 | 9.895 | 6.6734 | 0.17303 | 0 | 0 | 987.1488 | 1464.672 | 1464.672 | 1431.5576 | 1206.7121 | 813.8247 | 21.1012 | 0 | 0 | 30.94 | 32.4133 | 30.8465 | 30.8465 | 30.6608 | 30.6608 | 28.0423 | 0 | 0 | 4.9 | 4.9 | 4.9 | 4.9 | 4.9 | 4.9 | 4.9 | 0 | 0 | 0 | 0 | 0 | 0 | 0 | 0 | 0 |  |  | 190 | 190 | 190 | 190 | 190 | 190 | 190 |  |  | 59.31% | 88% | 88% | 86.01% | 72.5% | 48.9% | 1.268% | Amandi
| 14 | KarpowerShip 2 | SouthWest Ghana Group | Oil/Gas | Oil/Gas Combined Cycle | 0 | 24.5592 | 31.8841 | 18.521 | 0 | 0 | 0 | 0 | 0 | 0 | 2884.5632 | 3744.9 | 2175.3541 | 0 | 0 | 0 | 0 | 0 | 0 | 177.828 | 177.828 | 186.296 | 177.2908 | 0 | 0 | 0 | 0 | 0 | 3.5 | 3.5 | 3.5 | 0 | 0 | 0 | 0 | 0 | 0 | 0 | 0 | 0 | 0 | 0 | 0 | 0 | 0 |  | 450 | 450 | 450 | 450 | [5 empty] | 73.18% | 95% | 55.18% | 0% |  |  |  |  | KarpowerShip 2
| 15 | Early Power | SouthEast Ghana Group | Oil/Gas | Oil/Gas Combustion | 0 | 0 | 7.7096 | 23.0656 | 23.0656 | 23.0656 | 23.0656 | 23.0656 | 23.0656 | 0 | 0 | 1027.9476 | 3075.4173 | 3075.4173 | 3075.417 | 3075.417 | 3075.417 | 3075.417 | 0 | 0 | 16 | 16.7619 | 15.9517 | 15.9517 | 15.8556 | 15.8556 | 14.5015 | 0 | 0 | 3.5 | 3.5 | 3.5 | 3.5 | 3.5 | 3.5 | 3.5 | 0 | 0 | 0 | 0 | 0 | 0 | 0 | 0 | 0 |  |  | 377.5 | 377.5 | 377.5 | 377.5 | 377.5 | 377.5 | 377.5 |  |  | 31.08% | 93% | 93% | 93% | 93% | 93% | 93% | Early Power
| 16 | TT1PP | SouthEast Ghana Group | Oil/Gas | Oil/Gas Combustion | 0 | 0 | 0 | 0 | 0 | 0 | 0 | 0 | 0 | 0 | 0 | 0 | 0 | 0 | 0 | 0 | 0 | 0 | 14.3 | 14.3 | 14.3 | 14.981 | 14.2568 | 14.2568 | 14.1709 | 14.1709 | 12.9607 | 0 | 0 | 0 | 0 | 0 | 0 | 0 | 0 | 0 | 0 | 0 | 0 | 0 | 0 | 0 | 0 | 0 | 0 | 100 | 100 | 100 | 100 | 100 | 100 | 100 | 100 | 100 | 0% | 0% | 0% | 0% | 0% | 0% | 0% | 0% | 0% | TT1PP
| 17 | KTPP | SouthEast Ghana Group | Oil/Gas | Oil/Gas Combustion | 0.31622 | 0 | 0 | 0 | 0 | 0 | 0 | 0 | 0 | 29.0113 | 0 | 0 | 0 | 0 | 0 | 0 | 0 | 0 | 12.3 | 12.3 | 12.3 | 12.8857 | 12.2628 | 12.2628 | 12.189 | 12.189 | 11.148 | 3.5 | 0 | 0 | 0 | 0 | 0 | 0 | 0 | 0 | 0 | 0 | 0 | 0 | 0 | 0 | 0 | 0 | 0 | 200 | 200 | 200 | 200 | 200 | 200 | 200 | 200 | 200 | 1.656% | 0% | 0% | 0% | 0% | 0% | 0% | 0% | 0% | KTPP
| 18 | Trojan 1 | SouthEast Ghana Group | Oil/Gas | Oil/Gas Combustion | 0.41408 | 0 | 0 | 0 | 0 | 0 | 0 | 0 | 0 | 49.0614 | 0 | 0 | 0 | 0 | 0 | 0 | 0 | 0 | 34 | 34 | 34 | 35.619 | 0 | 0 | 0 | 0 | 0 | 5.5 | 0 | 0 | 0 | 0 | 0 | 0 | 0 | 0 | 0 | 0 | 0 | 0 | 0 | 0 | 0 | 0 | 0 | 24.96 | 24.96 | 24.96 | 24.96 | [5 empty] | 22.44% | 0% | 0% | 0% | [5 empty] | Trojan 1
| 19 | MRP | SouthEast Ghana Group | Oil/Gas | Oil/Gas Combustion | 0 | 0 | 0 | 0 | 0 | 0 | 0 | 0 | 0 | 0 | 0 | 0 | 0 | 0 | 0 | 0 | 0 | 0 | 12.5737 | 12.5737 | 12.5737 | 13.1725 | 12.5357 | 12.5357 | 12.4602 | 12.4602 | 11.3961 | 0 | 0 | 0 | 0 | 0 | 0 | 0 | 0 | 0 | 0 | 0 | 0 | 0 | 0 | 0 | 0 | 0 | 0 | 70 | 70 | 70 | 70 | 70 | 70 | 70 | 70 | 70 | 0% | 0% | 0% | 0% | 0% | 0% | 0% | 0% | 0% | MRP
| 20 | Safisana | SouthEast Ghana Group | Biogas | Biogas | 0.010052 | 0.010052 | 0.010052 | 0.010052 | 0.010052 | 0.010052 | 0.010052 | 0.010052 | 0.010052 | 0.7446 | 0.7446 | 0.7446 | 0.7446 | 0.7446 | 0.7446 | 0.7446 | 0.7446 | 0.7446 | 35 | 35 | 35 | 36.6667 | 34.8943 | 34.8943 | 34.6841 | 34.6841 | 31.7221 | 4.2 | 4.2 | 4.2 | 4.2 | 4.2 | 4.2 | 4.2 | 4.2 | 4.2 | 0 | 0 | 0 | 0 | 0 | 0 | 0 | 0 | 0 | 0.1 | 0.1 | 0.1 | 0.1 | 0.1 | 0.1 | 0.1 | 0.1 | 0.1 | 85% | 85% | 85% | 85% | 85% | 85% | 85% | 85% | 85% | Safisana
| 21 | TT2PP | SouthEast Ghana Group | Gas | Gas Combustion Turbine | 0.5098 | 0 | 0 | 0 | 0 | 0 | 0 | 0.0083587 | 0.0027862 | 52.4483 | 0 | 0 | 0 | 0 | 0 | 0 | 0.85995 | 0.28665 | 12.1007 | 12.1007 | 12.1007 | 12.6769 | 12.0641 | 12.0641 | 11.9915 | 11.9915 | 10.9674 | 4.5 | 0 | 0 | 0 | 0 | 0 | 0 | 4.5 | 4.5 | 0 | 0 | 0 | 0 | 0 | 0 | 0 | 0 | 0 | 45 | 45 | 45 | 45 | 45 | 45 | 45 | 45 | 45 | 13.31% | 0% | 0% | 0% | 0% | 0% | 0% | 0.2182% | 0.07272% | TT2PP
| 22 | SAPP 1 | SouthEast Ghana Group | Gas | Gas Combustion Turbine | 3.0298 | 0 | 0 | 0 | 0 | 0 | 0.0011123 | 0.14325 | 0.052103 | 324.7325 | 0 | 0 | 0 | 0 | 0 | 0.11922 | 15.3533 | 5.5844 | 11.83 | 11.83 | 11.83 | 12.3933 | 11.7943 | 11.7943 | 11.7232 | 11.7232 | 10.7221 | 4.5 | 0 | 0 | 0 | 0 | 0 | 4.5 | 4.5 | 4.5 | 0 | 0 | 0 | 0 | 0 | 0 | 0 | 0 | 0 | 180 | 180 | 180 | 180 | 180 | 180 | 180 | 180 | 180 | 20.59% | 0% | 0% | 0% | 0% | 0% | 0.007561% | 0.9737% | 0.3542% | SAPP 1
| 23 | Trojan 3 | SouthEast Ghana Group | Gas | Gas Combustion Turbine | 0 | 0 | 0 | 0 | 0 | 0 | 0 | 0 | 0 | 0 | 0 | 0 | 0 | 0 | 0 | 0 | 0 | 0 | 0 | 34 | 34 | 35.619 | 0 | 0 | 0 | 0 | 0 | 0 | 0 | 0 | 0 | 0 | 0 | 0 | 0 | 0 | 0 | 0 | 0 | 0 | 0 | 0 | 0 | 0 | 0 |  | 49.92 | 49.92 | 49.92 | [6 empty] | 0% | 0% | 0% | [5 empty] | Trojan 3
| 24 | Ameri_2016 | SouthWest Ghana Group | Gas | Gas Combustion Turbine | 0.42075 | 0 | 17.4796 | 0 | 0 | 0 | 0 | 0 | 0 | 41.4045 | 0 | 1720.0962 | 0 | 0 | 0 | 0 | 0 | 0 | 14.54 | 14.54 | 14.54 | 15.2324 | 0 | 0 | 0 | 0 | 0 | 5 | 0 | 5 | 0 | 0 | 0 | 0 | 0 | 0 | 0 | 0 | 0 | 0 | 0 | 0 | 0 | 0 | 0 | 230 | 230 | 230 | 230 | [5 empty] | 2.055% | 0% | 85.37% | 0% | [5 empty] | Ameri_2016
| 25 | Ameri_2021 | SouthWest Ghana Group | Gas | Gas Combustion Turbine | 0 | 0 | 0 | 0 | 0 | 0 | 0 | 0.0079014 | 0 | 0 | 0 | 0 | 0 | 0 | 0 | 0 | 0.77754 | 0 | 0 | 0 | 0 | 0 | 14.4961 | 14.4961 | 14.4088 | 14.4088 | 13.1782 | 0 | 0 | 0 | 0 | 0 | 0 | 0 | 4.17 | 0 | 0 | 0 | 0 | 0 | 0 | 0 | 0 | 0 | 0 |  |  |  |  | 230 | 230 | 230 | 230 | 230 |  |  |  |  | 0% | 0% | 0% | 0.03859% | 0% | Ameri_2021
| 26 | Bui | Northern Ghana Group | Water | Hydro | 0 | 0 | 0 | 0 | 0 | 0 | 0 | 0 | 0 | 669.5865 | 669.5869 | 669.5863 | 669.5866 | 669.5866 | 669.5864 | 669.5867 | 669.5861 | 669.5864 | 27.74 | 27.74 | 27.74 | 29.061 | 27.6562 | 27.6562 | 27.4896 | 27.4896 | 25.142 | 1.63 | 1.63 | 1.63 | 1.63 | 1.63 | 1.63 | 1.63 | 1.63 | 1.63 | 0 | 0 | 0 | 0 | 0 | 0 | 0 | 0 | 0 | 330 | 330 | 330 | 330 | 330 | 330 | 330 | 330 | 330 | 23.16% | 23.16% | 23.16% | 23.16% | 23.16% | 23.16% | 23.16% | 23.16% | 23.16% | Bui
| 27 | Akosombo | SouthEast Ghana Group | Water | Hydro | 0 | 0 | 0 | 0 | 0 | 0 | 0 | 0 | 0 | 3681.6892 | 3681.6898 | 4016.3884 | 4016.3879 | 4434.7632 | 4434.7618 | 4434.7633 | 4434.7624 | 4434.7615 | 9.16 | 9.16 | 9.16 | 9.5962 | 9.1323 | 9.1323 | 9.0773 | 9.0773 | 8.3021 | 0.98 | 0.98 | 0.98 | 0.98 | 0.98 | 0.98 | 0.98 | 0.98 | 0.98 | 0 | 0 | 0 | 0 | 0 | 0 | 0 | 0 | 0 | 900 | 900 | 900 | 900 | 900 | 900 | 900 | 900 | 900 | 46.7% | 46.7% | 50.94% | 50.94% | 56.25% | 56.25% | 56.25% | 56.25% | 56.25% | Akosombo
| 28 | Kpong | SouthEast Ghana Group | Water | Hydro | 0 | 0 | 0 | 0 | 0 | 0 | 0 | 0 | 0 | 722.7076 | 722.7074 | 788.4081 | 788.4082 | 870.534 | 870.5339 | 870.5338 | 870.5339 | 870.5339 | 9.16 | 9.16 | 9.16 | 9.5962 | 9.1323 | 9.1323 | 9.0773 | 9.0773 | 8.3021 | 0.98 | 0.98 | 0.98 | 0.98 | 0.98 | 0.98 | 0.98 | 0.98 | 0.98 | 0 | 0 | 0 | 0 | 0 | 0 | 0 | 0 | 0 | 140 | 140 | 140 | 140 | 140 | 140 | 140 | 140 | 140 | 58.93% | 58.93% | 64.29% | 64.29% | 70.98% | 70.98% | 70.98% | 70.98% | 70.98% | Kpong
| 29 | Cote d'Ivoire Dummy | Cote d'Ivoire | Water | Hydro | 0 | 0 | 0 | 0 | 0 | 0 | 0 | 0 | 0 | 814.6801 | 814.6801 | 14 | 814.68 | 814.6797 | 814.6797 | 814.6799 | 814.6798 | 814.68 | 0 | 0 | 0 | 0 | 0 | 0 | 0 | 0 | 0 | 10 | 10 | 10 | 10 | 10 | 10 | 10 | 10 | 10 | 0 | 0 | 0 | 0 | 0 | 0 | 0 | 0 | 0 | 150 | 150 | 150 | 150 | 150 | 150 | 150 | 150 | 150 | 62% | 62% | 1.065% | 62% | 62% | 62% | 62% | 62% | 62% | Cote d'Ivoire Dummy
| 30 | Burkina Dummy | Burkina Group | Water | Hydro | 0 | 0 | 0 | 0 | 0 | 0 | 0 | 0 | 0 | 0.438 | 0.438 | 0.438 | 0.438 | 4.818 | 4.818 | 4.818 | 4.818 | 4.818 | 0 | 0 | 0 | 0 | 0 | 0 | 0 | 0 | 0 | 10 | 10 | 10 | 10 | 10 | 10 | 10 | 10 | 10 | 0 | 0 | 0 | 0 | 0 | 0 | 0 | 0 | 0 | 10 | 10 | 10 | 10 | 110 | 110 | 110 | 110 | 110 | 0.5% | 0.5% | 0.5% | 0.5% | 0.5% | 0.5% | 0.5% | 0.5% | 0.5% | Burkina Dummy
| 31 | VRA Solar | Northern Ghana Group | Sun | Solar PV | 0 | 0 | 0 | 0 | 0 | 0 | 0 | 0 | 0 | 2.7132 | 2.7132 | 2.7132 | 2.7132 | 2.7132 | 2.7132 | 2.7132 | 2.7132 | 2.7132 | 0 | 0 | 0 | 0 | 0 | 0 | 0 | 0 | 0 | 0 | 0 | 0 | 0 | 0 | 0 | 0 | 0 | 0 | 0 | 0 | 0 | 0 | 0 | 0 | 0 | 0 | 0 | 1.8 | 1.8 | 1.8 | 1.8 | 1.8 | 1.8 | 1.8 | 1.8 | 1.8 | 17.21% | 17.21% | 17.21% | 17.21% | 17.21% | 17.21% | 17.21% | 17.21% | 17.21% | VRA Solar
| 32 | BXC Solar | SouthEast Ghana Group | Sun | Solar PV | 0 | 0 | 0 | 0 | 0 | 0 | 0 | 0 | 0 | 24.0159 | 24.0159 | 24.0159 | 24.0159 | 24.0159 | 24.0159 | 24.0159 | 24.0159 | 0 | 0 | 0 | 0 | 0 | 0 | 0 | 0 | 0 | 0 | 0 | 0 | 0 | 0 | 0 | 0 | 0 | 0 | 0 | 0 | 0 | 0 | 0 | 0 | 0 | 0 | 0 | 0 | 18 | 18 | 18 | 18 | 18 | 18 | 18 | 18 |  | 15.23% | 15.23% | 15.23% | 15.23% | 15.23% | 15.23% | 15.23% | 15.23% |  | BXC Solar
| 41 | SOUT COAL STEAM TURBINE 2026 | SouthWest Ghana Group | Coal | Coal Steam Turbine | 0 | 0 | 0 | 0 | 0 | 31.5903 | 70.1425 | 70.1425 | 70.1425 | 0 | 0 | 0 | 0 | 0 | 3589.8042 | 7970.7415 | 7970.7415 | 7970.7415 | 0 | 0 | 0 | 0 | 0 | 64.8036 | 64.4134 | 64.4134 | 58.9124 | 0 | 0 | 0 | 0 | 0 | 6.034 | 6.034 | 6.034 | 6.034 | 0 | 0 | 0 | 0 | 0 | 0 | 0 | 0 | 0 | [5 empty] | 482.112 | 1070.473 | 1070.473 | 1070.473 | [5 empty] | 85% | 85% | 85% | 85% | SOUT COAL STEAM TURBINE 2026
| 43 | SOUT COMBINED CYCLE 2020 | SouthWest Ghana Group | Oil/Gas | Oil/Gas Combined Cycle | 0 | 0 | 0 | 0 | 0 | 0 | 0 | 0 | 35.4326 | 0 | 0 | 0 | 0 | 0 | 0 | 0 | 0 | 4887.2506 | 0 | 0 | 0 | 0 | 0 | 0 | 0 | 0 | 13.5952 | 0 | 0 | 0 | 0 | 0 | 0 | 0 | 0 | 3.48 | 0 | 0 | 0 | 0 | 0 | 0 | 0 | 0 | 0 | 0 | 0 | 0 | 0 | 0 | 0 | 0 | 0 | 619.895 | 0% | 0% | 0% | 0% | 0% | 0% | 0% | 0% | 90% | SOUT COMBINED CYCLE 2020
| 45 | SOUT COMBINED CYCLE 2019 | SouthEast Ghana Group | Oil/Gas | Oil/Gas Combined Cycle | 0 | 0 | 0 | 0 | 0 | 0 | 0 | 48.8112 | 95.7642 | 0 | 0 | 0 | 0 | 0 | 0 | 0 | 6732.5856 | 13208.8529 | 0 | 0 | 0 | 0 | 0 | 0 | 0 | 14.8646 | 13.5952 | 0 | 0 | 0 | 0 | 0 | 0 | 0 | 3.48 | 3.48 | 0 | 0 | 0 | 0 | 0 | 0 | 0 | 0 | 0 | 0 | 0 | 0 | 0 | 0 | 0 | 0 | 853.955 | 1675.399 | 0% | 0% | 0% | 0% | 0% | 0% | 0% | 90% | 90% | SOUT COMBINED CYCLE 2019
| 52 | NORT HYDRO SMALL 2026 | Northern Ghana Group | Water | Hydro | 0 | 0 | 0 | 0 | 0 | 0 | 0 | 0 | 0 | 0 | 0 | 0 | 0 | 0 | 214.2471 | 214.2471 | 214.2471 | 214.2471 | 0 | 0 | 0 | 0 | 0 | 44.864 | 44.5939 | 44.5939 | 40.7855 | 0 | 0 | 0 | 0 | 0 | 3 | 3 | 3 | 3 | 0 | 0 | 0 | 0 | 0 | 0 | 0 | 0 | 0 | [5 empty] | 57.5469 | 57.5469 | 57.5469 | 57.5469 | [5 empty] | 42.5% | 42.5% | 42.5% | 42.5% | NORT HYDRO SMALL 2026
| 54 | ASHA INTERRUPTIBLE 2016 | Ashanti Group | Interruptible | Interruptible | 0 | 0 | 0 | 0 | 0 | 0 | 0 | 0 | 0 | 0 | 0 | 0 | 0 | 0 | 0 | 0 | 0 | 0 | 0 | 0 | 0 | 0 | 0 | 0 | 0 | 0 | 0 | 0 | 0 | 0 | 0 | 0 | 0 | 0 | 0 | 0 | 0 | 0 | 0 | 0 | 0 | 0 | 0 | 0 | 0 | 129.301 | 217.102 | [7 empty] | 0% | 0% | [7 empty] | ASHA INTERRUPTIBLE 2016
| 63 | ASHA SOLAR PV 2020 | Ashanti Group | Sun | Solar PV | 0 | 0 | 0 | 0 | 0 | 0 | 0 | 0 | 0 | 0 | 0 | 0 | 6.3375 | 19.0126 | 19.0126 | 19.0126 | 19.0126 | 19.0126 | 0 | 0 | 0 | 25.981 | 24.7251 | 24.7251 | 24.5762 | 24.5762 | 22.4773 | 0 | 0 | 0 | 0 | 0 | 0 | 0 | 0 | 0 | 0 | 0 | 0 | 0 | 0 | 0 | 0 | 0 | 0 | 0 | 0 | 0 | 5 | 15 | 15 | 15 | 15 | 15 | 0% | 0% | 0% | 14.47% | 14.47% | 14.47% | 14.47% | 14.47% | 14.47% | ASHA SOLAR PV 2020
| 64 | ASHA SOLAR PV 2026 | Ashanti Group | Sun | Solar PV | 0 | 0 | 0 | 0 | 0 | 0 | 0 | 0 | 0 | 0 | 0 | 0 | 0 | 0 | 12.6751 | 38.0252 | 50.7002 | 50.7002 | 0 | 0 | 0 | 0 | 0 | 24.7251 | 24.5762 | 24.5762 | 22.4773 | 0 | 0 | 0 | 0 | 0 | 0 | 0 | 0 | 0 | 0 | 0 | 0 | 0 | 0 | 0 | 0 | 0 | 0 | 0 | 0 | 0 | 0 | 0 | 10 | 30 | 40 | 40 | 0% | 0% | 0% | 0% | 0% | 14.47% | 14.47% | 14.47% | 14.47% | ASHA SOLAR PV 2026
| 65 | ASHA SOLAR PV 2035 | Ashanti Group | Sun | Solar PV | 0 | 0 | 0 | 0 | 0 | 0 | 0 | 0 | 0 | 0 | 0 | 0 | 0 | 0 | 0 | 0 | 12.6751 | 69.7128 | 0 | 0 | 0 | 0 | 0 | 0 | 0 | 24.7744 | 22.6586 | 0 | 0 | 0 | 0 | 0 | 0 | 0 | 0 | 0 | 0 | 0 | 0 | 0 | 0 | 0 | 0 | 0 | 0 | 0 | 0 | 0 | 0 | 0 | 0 | 0 | 10 | 55 | 0% | 0% | 0% | 0% | 0% | 0% | 0% | 14.47% | 14.47% | ASHA SOLAR PV 2035
| 66 | SOUT SOLAR PV 2020 | SouthWest Ghana Group | Sun | Solar PV | 0 | 0 | 0 | 0 | 0 | 0 | 0 | 0 | 0 | 0 | 0 | 0 | 0 | 12.6751 | 12.6751 | 12.6751 | 12.6751 | 12.6751 | 0 | 0 | 0 | 0 | 24.7251 | 24.7251 | 24.5762 | 24.5762 | 22.4773 | 0 | 0 | 0 | 0 | 0 | 0 | 0 | 0 | 0 | 0 | 0 | 0 | 0 | 0 | 0 | 0 | 0 | 0 | 0 | 0 | 0 | 0 | 10 | 10 | 10 | 10 | 10 | 0% | 0% | 0% | 0% | 14.47% | 14.47% | 14.47% | 14.47% | 14.47% | SOUT SOLAR PV 2020
| 67 | SOUT SOLAR PV 2026 | SouthWest Ghana Group | Sun | Solar PV | 0 | 0 | 0 | 0 | 0 | 0 | 0 | 0 | 0 | 0 | 0 | 0 | 0 | 0 | 12.6751 | 25.3501 | 31.6876 | 31.6876 | 0 | 0 | 0 | 0 | 0 | 24.7251 | 24.5762 | 24.5762 | 22.4773 | 0 | 0 | 0 | 0 | 0 | 0 | 0 | 0 | 0 | 0 | 0 | 0 | 0 | 0 | 0 | 0 | 0 | 0 | [5 empty] | 10 | 20 | 25 | 25 | [5 empty] | 14.47% | 14.47% | 14.47% | 14.47% | SOUT SOLAR PV 2026
| 68 | SOUT SOLAR PV 2035 | SouthWest Ghana Group | Sun | Solar PV | 0 | 0 | 0 | 0 | 0 | 0 | 0 | 0 | 0 | 0 | 0 | 0 | 0 | 0 | 0 | 0 | 12.6751 | 57.0377 | 0 | 0 | 0 | 0 | 0 | 0 | 0 | 24.7744 | 22.6586 | 0 | 0 | 0 | 0 | 0 | 0 | 0 | 0 | 0 | 0 | 0 | 0 | 0 | 0 | 0 | 0 | 0 | 0 | 0 | 0 | 0 | 0 | 0 | 0 | 0 | 10 | 45 | 0% | 0% | 0% | 0% | 0% | 0% | 0% | 14.47% | 14.47% | SOUT SOLAR PV 2035
| 69 | NORT SOLAR PV 2018 | Northern Ghana Group | Sun | Solar PV | 0 | 0 | 0 | 0 | 0 | 0 | 0 | 0 | 0 | 0 | 0 | 67.5263 | 67.5263 | 67.5263 | 67.5263 | 67.5263 | 67.5263 | 67.5263 | 0 | 0 | 24.8 | 25.981 | 24.7251 | 24.7251 | 24.5762 | 24.5762 | 22.4773 | 0 | 0 | 0 | 0 | 0 | 0 | 0 | 0 | 0 | 0 | 0 | 0 | 0 | 0 | 0 | 0 | 0 | 0 |  |  | 47.1565 | 47.1565 | 47.1565 | 47.1565 | 47.1565 | 47.1565 | 47.1565 |  |  | 16.35% | 16.35% | 16.35% | 16.35% | 16.35% | 16.35% | 16.35% | NORT SOLAR PV 2018
| 70 | NORT SOLAR PV 2020 | Northern Ghana Group | Sun | Solar PV | 0 | 0 | 0 | 0 | 0 | 0 | 0 | 0 | 0 | 0 | 0 | 0 | 71.598 | 214.7941 | 214.7941 | 214.7941 | 214.7941 | 214.7941 | 0 | 0 | 0 | 25.981 | 24.7251 | 24.7251 | 24.5762 | 24.5762 | 22.4773 | 0 | 0 | 0 | 0 | 0 | 0 | 0 | 0 | 0 | 0 | 0 | 0 | 0 | 0 | 0 | 0 | 0 | 0 | 0 | 0 | 0 | 50 | 150 | 150 | 150 | 150 | 150 | 0% | 0% | 0% | 16.35% | 16.35% | 16.35% | 16.35% | 16.35% | 16.35% | NORT SOLAR PV 2020
| 71 | NORT SOLAR PV 2023 | Northern Ghana Group | Sun | Solar PV | 0 | 0 | 0 | 0 | 0 | 0 | 0 | 0 | 0 | 0 | 0 | 0 | 0 | 71.598 | 143.1961 | 143.1961 | 143.1961 | 143.1961 | 0 | 0 | 0 | 0 | 24.7251 | 24.7251 | 24.5762 | 24.5762 | 22.4773 | 0 | 0 | 0 | 0 | 0 | 0 | 0 | 0 | 0 | 0 | 0 | 0 | 0 | 0 | 0 | 0 | 0 | 0 | 0 | 0 | 0 | 0 | 50 | 100 | 100 | 100 | 100 | 0% | 0% | 0% | 0% | 16.35% | 16.35% | 16.35% | 16.35% | 16.35% | NORT SOLAR PV 2023
| 72 | NORT SOLAR PV 2026 | Northern Ghana Group | Sun | Solar PV | 0 | 0 | 0 | 0 | 0 | 0 | 0 | 0 | 0 | 0 | 0 | 0 | 0 | 0 | 71.598 | 214.7941 | 214.7941 | 214.7941 | 0 | 0 | 0 | 0 | 0 | 24.7251 | 24.5762 | 24.5762 | 22.4773 | 0 | 0 | 0 | 0 | 0 | 0 | 0 | 0 | 0 | 0 | 0 | 0 | 0 | 0 | 0 | 0 | 0 | 0 | 0 | 0 | 0 | 0 | 0 | 50 | 150 | 150 | 150 | 0% | 0% | 0% | 0% | 0% | 16.35% | 16.35% | 16.35% | 16.35% | NORT SOLAR PV 2026
| 73 | NORT SOLAR PV 2030 | Northern Ghana Group | Sun | Solar PV | 0 | 0 | 0 | 0 | 0 | 0 | 0 | 0 | 0 | 0 | 0 | 0 | 0 | 0 | 0 | 35.799 | 178.9951 | 178.9951 | 0 | 0 | 0 | 0 | 0 | 0 | 24.5762 | 24.5762 | 22.4773 | 0 | 0 | 0 | 0 | 0 | 0 | 0 | 0 | 0 | 0 | 0 | 0 | 0 | 0 | 0 | 0 | 0 | 0 | 0 | 0 | 0 | 0 | 0 | 0 | 25 | 125 | 125 | 0% | 0% | 0% | 0% | 0% | 0% | 16.35% | 16.35% | 16.35% | NORT SOLAR PV 2030
| 74 | NORT SOLAR PV 2035 | Northern Ghana Group | Sun | Solar PV | 0 | 0 | 0 | 0 | 0 | 0 | 0 | 0 | 0 | 0 | 0 | 0 | 0 | 0 | 0 | 0 | 71.598 | 429.5883 | 0 | 0 | 0 | 0 | 0 | 0 | 0 | 24.5762 | 22.4773 | 0 | 0 | 0 | 0 | 0 | 0 | 0 | 0 | 0 | 0 | 0 | 0 | 0 | 0 | 0 | 0 | 0 | 0 | 0 | 0 | 0 | 0 | 0 | 0 | 0 | 50 | 300 | 0% | 0% | 0% | 0% | 0% | 0% | 0% | 16.35% | 16.35% | NORT SOLAR PV 2035
| 76 | SOUT SOLAR PV 2020 | SouthEast Ghana Group | Sun | Solar PV | 0 | 0 | 0 | 0 | 0 | 0 | 0 | 0 | 0 | 0 | 0 | 0 | 1.8814 | 65.2567 | 65.2567 | 65.2567 | 65.2567 | 65.2567 | 0 | 0 | 0 | 25.981 | 24.7251 | 24.7251 | 24.5762 | 24.5762 | 22.4773 | 0 | 0 | 0 | 0 | 0 | 0 | 0 | 0 | 0 | 0 | 0 | 0 | 0 | 0 | 0 | 0 | 0 | 0 | 0 | 0 | 0 | 1.4844 | 51.4843 | 51.4843 | 51.4843 | 51.4843 | 51.4843 | 0% | 0% | 0% | 14.47% | 14.47% | 14.47% | 14.47% | 14.47% | 14.47% | SOUT SOLAR PV 2020
| 77 | SOUT SOLAR PV 2026 | SouthEast Ghana Group | Sun | Solar PV | 0 | 0 | 0 | 0 | 0 | 0 | 0 | 0 | 0 | 0 | 0 | 0 | 0 | 0 | 31.6876 | 221.8134 | 285.1886 | 285.1886 | 0 | 0 | 0 | 0 | 0 | 24.7251 | 24.5762 | 24.5762 | 22.4773 | 0 | 0 | 0 | 0 | 0 | 0 | 0 | 0 | 0 | 0 | 0 | 0 | 0 | 0 | 0 | 0 | 0 | 0 | 0 | 0 | 0 | 0 | 0 | 25 | 175 | 225 | 225 | 0% | 0% | 0% | 0% | 0% | 14.47% | 14.47% | 14.47% | 14.47% | SOUT SOLAR PV 2026
| 78 | SOUT SOLAR PV 2035 | SouthEast Ghana Group | Sun | Solar PV | 0 | 0 | 0 | 0 | 0 | 0 | 0 | 0 | 0 | 0 | 0 | 0 | 0 | 0 | 0 | 0 | 63.3753 | 285.1886 | 0 | 0 | 0 | 0 | 0 | 0 | 0 | 24.7744 | 22.6586 | 0 | 0 | 0 | 0 | 0 | 0 | 0 | 0 | 0 | 0 | 0 | 0 | 0 | 0 | 0 | 0 | 0 | 0 | 0 | 0 | 0 | 0 | 0 | 0 | 0 | 50 | 225 | 0% | 0% | 0% | 0% | 0% | 0% | 0% | 14.47% | 14.47% | SOUT SOLAR PV 2035
| 80 | SOUT SOLAR PV 2020 | SouthWest Ghana Group | Sun | Solar PV | 0 | 0 | 0 | 0 | 0 | 0 | 0 | 0 | 0 | 0 | 0 | 0 | 0 | 38.0252 | 76.0503 | 76.0503 | 76.0503 | 76.0503 | 0 | 0 | 0 | 0 | 24.7251 | 24.7251 | 24.5762 | 24.5762 | 22.4773 | 0 | 0 | 0 | 0 | 0 | 0 | 0 | 0 | 0 | 0 | 0 | 0 | 0 | 0 | 0 | 0 | 0 | 0 | 0 | 0 | 0 | 0 | 30 | 60 | 60 | 60 | 60 | 0% | 0% | 0% | 0% | 14.47% | 14.47% | 14.47% | 14.47% | 14.47% | SOUT SOLAR PV 2020
| 81 | SOUT SOLAR PV 2026 | SouthWest Ghana Group | Sun | Solar PV | 0 | 0 | 0 | 0 | 0 | 0 | 0 | 0 | 0 | 0 | 0 | 0 | 0 | 0 | 25.3501 | 126.7505 | 152.1006 | 152.1006 | 0 | 0 | 0 | 0 | 0 | 24.7251 | 24.5762 | 24.5762 | 22.4773 | 0 | 0 | 0 | 0 | 0 | 0 | 0 | 0 | 0 | 0 | 0 | 0 | 0 | 0 | 0 | 0 | 0 | 0 | 0 | 0 | 0 | 0 | 0 | 20 | 100 | 120 | 120 | 0% | 0% | 0% | 0% | 0% | 14.47% | 14.47% | 14.47% | 14.47% | SOUT SOLAR PV 2026
| 82 | SOUT SOLAR PV 2035 | SouthWest Ghana Group | Sun | Solar PV | 0 | 0 | 0 | 0 | 0 | 0 | 0 | 0 | 0 | 0 | 0 | 0 | 0 | 0 | 0 | 0 | 12.6751 | 152.1006 | 0 | 0 | 0 | 0 | 0 | 0 | 0 | 24.7744 | 22.6586 | 0 | 0 | 0 | 0 | 0 | 0 | 0 | 0 | 0 | 0 | 0 | 0 | 0 | 0 | 0 | 0 | 0 | 0 | 0 | 0 | 0 | 0 | 0 | 0 | 0 | 10 | 120 | 0% | 0% | 0% | 0% | 0% | 0% | 0% | 14.47% | 14.47% | SOUT SOLAR PV 2035
| 84 | SOUT SOLAR PV 2026 | SouthEast Ghana Group | Sun | Solar PV | 0 | 0 | 0 | 0 | 0 | 0 | 0 | 0 | 0 | 0 | 0 | 0 | 0 | 0 | 12.6751 | 25.3501 | 38.0252 | 38.0252 | 0 | 0 | 0 | 0 | 0 | 24.7251 | 24.5762 | 24.5762 | 22.4773 | 0 | 0 | 0 | 0 | 0 | 0 | 0 | 0 | 0 | 0 | 0 | 0 | 0 | 0 | 0 | 0 | 0 | 0 | 0 | 0 | 0 | 0 | 0 | 10 | 20 | 30 | 30 | 0% | 0% | 0% | 0% | 0% | 14.47% | 14.47% | 14.47% | 14.47% | SOUT SOLAR PV 2026
| 85 | SOUT SOLAR PV 2035 | SouthEast Ghana Group | Sun | Solar PV | 0 | 0 | 0 | 0 | 0 | 0 | 0 | 0 | 0 | 0 | 0 | 0 | 0 | 0 | 0 | 0 | 12.6751 | 38.0252 | 0 | 0 | 0 | 0 | 0 | 0 | 0 | 24.7744 | 22.6586 | 0 | 0 | 0 | 0 | 0 | 0 | 0 | 0 | 0 | 0 | 0 | 0 | 0 | 0 | 0 | 0 | 0 | 0 | 0 | 0 | 0 | 0 | 0 | 0 | 0 | 10 | 30 | 0% | 0% | 0% | 0% | 0% | 0% | 0% | 14.47% | 14.47% | SOUT SOLAR PV 2035
| 87 | ASHA SOLAR PV WITH STORAGE 2026 | Ashanti Group | Sun + storage | Solar PV + Storage | 0 | 0 | 0 | 0 | 0 | 0 | 0 | 0 | 0 | 0 | 0 | 0 | 0 | 0 | 0 | 12.675 | 12.675 | 12.675 | 0 | 0 | 0 | 0 | 0 | 0 | 27.7473 | 27.7473 | 25.3776 | 0 | 0 | 0 | 0 | 0 | 0 | 0 | 0 | 0 | 0 | 0 | 0 | 0 | 0 | 0 | 0 | 0 | 0 | 0 | 0 | 0 | 0 | 0 | 0 | 10 | 10 | 10 | 0% | 0% | 0% | 0% | 0% | 0% | 14.47% | 14.47% | 14.47% | ASHA SOLAR PV WITH STORAGE 2026
| 88 | ASHA SOLAR PV WITH STORAGE 2035 | Ashanti Group | Sun + storage | Solar PV + Storage | 0 | 0 | 0 | 0 | 0 | 0 | 0 | 0 | 0 | 0 | 0 | 0 | 0 | 0 | 0 | 0 | 0 | 31.6876 | 0 | 0 | 0 | 0 | 0 | 0 | 0 | 0 | 25.3776 | 0 | 0 | 0 | 0 | 0 | 0 | 0 | 0 | 0 | 0 | 0 | 0 | 0 | 0 | 0 | 0 | 0 | 0 | 0 | 0 | 0 | 0 | 0 | 0 | 0 | 0 | 25 | 0% | 0% | 0% | 0% | 0% | 0% | 0% | 0% | 14.47% | ASHA SOLAR PV WITH STORAGE 2035
| 90 | SOUT SOLAR PV WITH STORAGE 2026 | SouthWest Ghana Group | Sun + storage | Solar PV + Storage | 0 | 0 | 0 | 0 | 0 | 0 | 0 | 0 | 0 | 0 | 0 | 0 | 0 | 0 | 0 | 6.3375 | 6.3375 | 6.3375 | 0 | 0 | 0 | 0 | 0 | 0 | 27.7473 | 27.7473 | 25.3776 | 0 | 0 | 0 | 0 | 0 | 0 | 0 | 0 | 0 | 0 | 0 | 0 | 0 | 0 | 0 | 0 | 0 | 0 | 0 | 0 | 0 | 0 | 0 | 0 | 5 | 5 | 5 | 0% | 0% | 0% | 0% | 0% | 0% | 14.47% | 14.47% | 14.47% | SOUT SOLAR PV WITH STORAGE 2026
| 93 | NORT SOLAR PV WITH STORAGE 2026 | Northern Ghana Group | Sun + storage | Solar PV + Storage | 0 | 0 | 0 | 0 | 0 | 0 | 0 | 0 | 0 | 0 | 0 | 0 | 0 | 0 | 0 | 63.3752 | 63.3752 | 63.3752 | 0 | 0 | 0 | 0 | 0 | 0 | 27.7473 | 27.7473 | 25.3776 | 0 | 0 | 0 | 0 | 0 | 0 | 0 | 0 | 0 | 0 | 0 | 0 | 0 | 0 | 0 | 0 | 0 | 0 | 0 | 0 | 0 | 0 | 0 | 0 | 50 | 50 | 50 | 0% | 0% | 0% | 0% | 0% | 0% | 14.47% | 14.47% | 14.47% | NORT SOLAR PV WITH STORAGE 2026
| 94 | NORT SOLAR PV WITH STORAGE 2035 | Northern Ghana Group | Sun + storage | Solar PV + Storage | 0 | 0 | 0 | 0 | 0 | 0 | 0 | 0 | 0 | 0 | 0 | 0 | 0 | 0 | 0 | 0 | 0 | 158.4381 | 0 | 0 | 0 | 0 | 0 | 0 | 0 | 0 | 25.3776 | 0 | 0 | 0 | 0 | 0 | 0 | 0 | 0 | 0 | 0 | 0 | 0 | 0 | 0 | 0 | 0 | 0 | 0 | 0 | 0 | 0 | 0 | 0 | 0 | 0 | 0 | 125 | 0% | 0% | 0% | 0% | 0% | 0% | 0% | 0% | 14.47% | NORT SOLAR PV WITH STORAGE 2035
| 96 | SOUT SOLAR PV WITH STORAGE 2026 | SouthEast Ghana Group | Sun + storage | Solar PV + Storage | 0 | 0 | 0 | 0 | 0 | 0 | 0 | 0 | 0 | 0 | 0 | 0 | 0 | 0 | 0 | 95.0629 | 95.0629 | 95.0629 | 0 | 0 | 0 | 0 | 0 | 0 | 27.7473 | 27.7473 | 25.3776 | 0 | 0 | 0 | 0 | 0 | 0 | 0 | 0 | 0 | 0 | 0 | 0 | 0 | 0 | 0 | 0 | 0 | 0 | 0 | 0 | 0 | 0 | 0 | 0 | 75 | 75 | 75 | 0% | 0% | 0% | 0% | 0% | 0% | 14.47% | 14.47% | 14.47% | SOUT SOLAR PV WITH STORAGE 2026
| 99 | SOUT SOLAR PV WITH STORAGE 2026 | SouthWest Ghana Group | Sun + storage | Solar PV + Storage | 0 | 0 | 0 | 0 | 0 | 0 | 0 | 0 | 0 | 0 | 0 | 0 | 0 | 0 | 0 | 50.7002 | 50.7002 | 50.7002 | 0 | 0 | 0 | 0 | 0 | 0 | 27.7473 | 27.7473 | 25.3776 | 0 | 0 | 0 | 0 | 0 | 0 | 0 | 0 | 0 | 0 | 0 | 0 | 0 | 0 | 0 | 0 | 0 | 0 | 0 | 0 | 0 | 0 | 0 | 0 | 40 | 40 | 40 | 0% | 0% | 0% | 0% | 0% | 0% | 14.47% | 14.47% | 14.47% | SOUT SOLAR PV WITH STORAGE 2026
| 102 | SOUT SOLAR PV WITH STORAGE 2026 | SouthEast Ghana Group | Sun + storage | Solar PV + Storage | 0 | 0 | 0 | 0 | 0 | 0 | 0 | 0 | 0 | 0 | 0 | 0 | 0 | 0 | 0 | 6.3375 | 6.3375 | 6.3375 | 0 | 0 | 0 | 0 | 0 | 0 | 27.7473 | 27.7473 | 25.3776 | 0 | 0 | 0 | 0 | 0 | 0 | 0 | 0 | 0 | 0 | 0 | 0 | 0 | 0 | 0 | 0 | 0 | 0 | 0 | 0 | 0 | 0 | 0 | 0 | 5 | 5 | 5 | 0% | 0% | 0% | 0% | 0% | 0% | 14.47% | 14.47% | 14.47% | SOUT SOLAR PV WITH STORAGE 2026
| 104 | SOUT WIND TURBINE 2020 | SouthEast Ghana Group | Wind | Wind | 0 | 0 | 0 | 0 | 0 | 0 | 0 | 0 | 0 | 0 | 0 | 0 | 175.1525 | 350.305 | 525.4575 | 525.4575 | 525.4575 | 525.4575 | 0 | 0 | 0 | 48.9343 | 46.5689 | 46.5689 | 46.2884 | 46.2884 | 42.3353 | 0 | 0 | 0 | 0 | 0 | 0 | 0 | 0 | 0 | 0 | 0 | 0 | 0 | 0 | 0 | 0 | 0 | 0 | 0 | 0 | 0 | 75 | 150 | 225 | 225 | 225 | 225 | 0% | 0% | 0% | 26.66% | 26.66% | 26.66% | 26.66% | 26.66% | 26.66% | SOUT WIND TURBINE 2020
| 105 | SOUT WIND TURBINE 2026 | SouthEast Ghana Group | Wind | Wind | 0 | 0 | 0 | 0 | 0 | 0 | 0 | 0 | 0 | 0 | 0 | 0 | 0 | 0 | 175.1525 | 408.6892 | 525.4575 | 525.4575 | 0 | 0 | 0 | 0 | 0 | 46.5689 | 46.2884 | 46.2884 | 42.3353 | 0 | 0 | 0 | 0 | 0 | 0 | 0 | 0 | 0 | 0 | 0 | 0 | 0 | 0 | 0 | 0 | 0 | 0 | 0 | 0 | 0 | 0 | 0 | 75 | 175 | 225 | 225 | 0% | 0% | 0% | 0% | 0% | 26.66% | 26.66% | 26.66% | 26.66% | SOUT WIND TURBINE 2026
| 106 | SOUT WIND TURBINE 2035 | SouthEast Ghana Group | Wind | Wind | 0 | 0 | 0 | 0 | 0 | 0 | 0 | 0 | 0 | 0 | 0 | 0 | 0 | 0 | 0 | 0 | 233.5367 | 233.5367 | 0 | 0 | 0 | 0 | 0 | 0 | 0 | 46.5758 | 42.5982 | 0 | 0 | 0 | 0 | 0 | 0 | 0 | 0 | 0 | 0 | 0 | 0 | 0 | 0 | 0 | 0 | 0 | 0 | 0 | 0 | 0 | 0 | 0 | 0 | 0 | 100 | 100 | 0% | 0% | 0% | 0% | 0% | 0% | 0% | 26.66% | 26.66% | SOUT WIND TURBINE 2035
[6 empty] | 0 | 0 | 0 | 0 | 0 | 0 | 0 |  |  | 0 | 0 | 0 | 0 | 0 | 0 | 0 |  |  | 0 | 0 | 0 | 0 | 0 | 0 | 0 |  |  | 0 | 0 | 0 | 0 | 0 | 0 | 0 |  |  | 0 | 0 | 0 | 0 | 0 | 0 | 0 |  |  | 0 | 0 | 0 | 0 | 0 | 0 | 0 |  |  | 0 | 0 | 0 | 0 | 0 | 0 | 0

## LowFuelPrice
Back to Contents
|  | Plant Name |  |  |  | FUEL CONSUMPTION | [8 empty] | GENERATION | [8 empty] | FOM (USD/kW-yr | [8 empty] | VOM (USD/MWh) | [8 empty] | Fuel Cost (USD/MWh) | [8 empty] | Available Capacity | [8 empty] | Capacity Factors
| UnitID |  | Model Region | Fuel Type | Capacity Type | 2017 | 2018 | 2019 | 2020 | 2023 | 2026 | 2030 | 2035 | 2040 | 2017 | 2018 | 2019 | 2020 | 2023 | 2026 | 2030 | 2035 | 2040 | 2017 | 2018 | 2019 | 2020 | 2023 | 2026 | 2030 | 2035 | 2040 | 2017 | 2018 | 2019 | 2020 | 2023 | 2026 | 2030 | 2035 | 2040 | 2017 | 2018 | 2019 | 2020 | 2023 | 2026 | 2030 | 2035 | 2040 | 2017 | 2018 | 2019 | 2020 | 2023 | 2026 | 2030 | 2035 | 2040 | 2017 | 2018 | 2019 | 2020 | 2023 | 2026 | 2030 | 2035 | 2040
| 1 | CENIT | SouthEast Ghana Group | Oil | Oil Combustion | 0 | 0 | 0 | 0 | 0 | 0 | 0 | 0 | 0 | 0 | 0 | 0 | 0 | 0 | 0 | 0 | 0 | 0 | 11.83 | 11.83 | 11.83 | 12.3933 | 11.7943 | 11.7943 | 11.7232 | 0 | 0 | 0 | 0 | 0 | 0 | 0 | 0 | 0 | 0 | 0 | 0 | 0 | 0 | 0 | 0 | 0 | 0 | 0 | 0 | 100 | 100 | 100 | 100 | 100 | 100 | 100 |  |  | 0% | 0% | 0% | 0% | 0% | 0% | 0% |  |  | CENIT
| 2 | Trojan 2B | SouthEast Ghana Group | Oil | Oil Combustion | 0.26958 | 0 | 0 | 0 | 0 | 0 | 0 | 0 | 0 | 31.941 | 0 | 0 | 0 | 0 | 0 | 0 | 0 | 0 | 34 | 34 | 34 | 35.619 | 0 | 0 | 0 | 0 | 0 | 5.5 | 0 | 0 | 0 | 0 | 0 | 0 | 0 | 0 | 0 | 0 | 0 | 0 | 0 | 0 | 0 | 0 | 0 | 16.25 | 16.25 | 16.25 | 16.25 | [5 empty] | 22.44% | 0% | 0% | 0% | [5 empty] | Trojan 2B
| 3 | Trojan 2A | Ashanti Group | Oil | Oil Combustion | 0.26958 | 0 | 0 | 0 | 0 | 0 | 0 | 0 | 0 | 31.941 | 0 | 0 | 0 | 0 | 0 | 0 | 0 | 0 | 34 | 34 | 34 | 35.619 | 0 | 0 | 0 | 0 | 0 | 5.5 | 0 | 0 | 0 | 0 | 0 | 0 | 0 | 0 | 0 | 0 | 0 | 0 | 0 | 0 | 0 | 0 | 0 | 16.25 | 16.25 | 16.25 | 16.25 | [5 empty] | 22.44% | 0% | 0% | 0% | [5 empty] | Trojan 2A
| 4 | GP Tarkwa Plant | SouthWest Ghana Group | Oil | Oil Combustion | 0 | 0 | 0 | 0 | 0 | 0 | 0 | 0 | 0 | 0 | 0 | 0 | 0 | 0 | 0 | 0 | 0 | 0 | 17.5 | 17.5 | 17.5 | 18.3333 | 17.4471 | 17.4471 | 17.3421 | 17.3421 | 15.861 | 0 | 0 | 0 | 0 | 0 | 0 | 0 | 0 | 0 | 0 | 0 | 0 | 0 | 0 | 0 | 0 | 0 | 0 | 33 | 33 | 33 | 33 | 33 | 33 | 33 | 33 | 33 | 0% | 0% | 0% | 0% | 0% | 0% | 0% | 0% | 0% | GP Tarkwa Plant
| 5 | GP Chirano Plant | SouthWest Ghana Group | Oil | Oil Combustion | 0 | 0 | 0 | 0 | 0 | 0 | 0 | 0 | 0 | 0 | 0 | 0 | 0 | 0 | 0 | 0 | 0 | 0 | 17.5 | 17.5 | 17.5 | 18.3333 | 17.4471 | 17.4471 | 17.3421 | 17.3421 | 15.861 | 0 | 0 | 0 | 0 | 0 | 0 | 0 | 0 | 0 | 0 | 0 | 0 | 0 | 0 | 0 | 0 | 0 | 0 | 30 | 30 | 30 | 30 | 30 | 30 | 30 | 30 | 30 | 0% | 0% | 0% | 0% | 0% | 0% | 0% | 0% | 0% | GP Chirano Plant
| 6 | GP Darmang Plant | SouthWest Ghana Group | Oil | Oil Combustion | 0 | 0 | 0 | 0 | 0 | 0 | 0 | 0 | 0 | 0 | 0 | 0 | 0 | 0 | 0 | 0 | 0 | 0 | 17.5 | 17.5 | 17.5 | 18.3333 | 17.4471 | 17.4471 | 17.3421 | 17.3421 | 15.861 | 0 | 0 | 0 | 0 | 0 | 0 | 0 | 0 | 0 | 0 | 0 | 0 | 0 | 0 | 0 | 0 | 0 | 0 | 25.5 | 25.5 | 25.5 | 25.5 | 25.5 | 25.5 | 25.5 | 25.5 | 25.5 | 0% | 0% | 0% | 0% | 0% | 0% | 0% | 0% | 0% | GP Darmang Plant
| 7 | SAPP 2 | SouthEast Ghana Group | Oil/Gas | Oil/Gas Combined Cycle | 9.6772 | 20.0616 | 21.995 | 8.9854 | 23.5117 | 23.5117 | 23.5117 | 23.5117 | 23.4267 | 1240.6703 | 2571.9943 | 2819.8709 | 1151.9765 | 3014.316 | 3014.316 | 3014.316 | 3014.316 | 3003.4187 | 16 | 16 | 16 | 16.7619 | 15.9517 | 15.9517 | 15.8556 | 15.8556 | 14.5015 | 3.5 | 3.5 | 3.5 | 3.5 | 3.5 | 3.5 | 3.5 | 3.5 | 3.5 | 0 | 0 | 0 | 0 | 0 | 0 | 0 | 0 | 0 | 370 | 370 | 370 | 370 | 370 | 370 | 370 | 370 | 370 | 38.28% | 79.35% | 87% | 35.54% | 93% | 93% | 93% | 93% | 92.66% | SAPP 2
| 8 | Cenpower | SouthEast Ghana Group | Oil/Gas | Oil/Gas Combined Cycle | 0 | 0.13885 | 2.1896 | 0 | 21.6884 | 21.6884 | 21.6884 | 21.6726 | 19.4673 | 0 | 17.7337 | 279.6412 | 0 | 2769.9119 | 2769.912 | 2769.9122 | 2767.8968 | 2486.2417 | 0 | 16 | 16 | 16.7619 | 15.9517 | 15.9517 | 15.8556 | 15.8556 | 14.5015 | 0 | 3.5 | 3.5 | 0 | 3.5 | 3.5 | 3.5 | 3.5 | 3.5 | 0 | 0 | 0 | 0 | 0 | 0 | 0 | 0 | 0 |  | 340 | 340 | 340 | 340 | 340 | 340 | 340 | 340 |  | 0.5954% | 9.389% | 0% | 93% | 93% | 93% | 92.93% | 83.48% | Cenpower
| 9 | KarpowerShip 1 | SouthEast Ghana Group | Oil/Gas | Oil/Gas Combined Cycle | 14.837 | 0 | 0 | 0 | 0 | 0 | 0 | 0 | 0 | 1942.0128 | 0 | 0 | 0 | 0 | 0 | 0 | 0 | 0 | 177.828 | 0 | 0 | 0 | 0 | 0 | 0 | 0 | 0 | 3.5 | 0 | 0 | 0 | 0 | 0 | 0 | 0 | 0 | 0 | 0 | 0 | 0 | 0 | 0 | 0 | 0 | 0 | 247 | [8 empty] | 89.75% | [8 empty] | KarpowerShip 1
| 10 | AKSA | SouthEast Ghana Group | Oil/Gas | Oil/Gas Combined Cycle | 10.1595 | 0 | 0 | 0 | 18.3824 | 6.911 | 3.7408 | 2.7332 | 9.1512 | 1195.236 | 0 | 0 | 0 | 2162.637 | 813.0542 | 440.0936 | 321.5471 | 1076.6085 | 16 | 16 | 16 | 16.7619 | 15.9517 | 15.9517 | 15.8556 | 15.8556 | 14.5015 | 3.5 | 0 | 0 | 0 | 3.5 | 3.5 | 3.5 | 3.5 | 3.5 | 0 | 0 | 0 | 0 | 0 | 0 | 0 | 0 | 0 | 250 | 375 | 375 | 375 | 375 | 375 | 375 | 375 | 375 | 54.58% | 0% | 0% | 0% | 65.83% | 24.75% | 13.4% | 9.788% | 32.77% | AKSA
| 11 | TAPCO (T1) | SouthWest Ghana Group | Oil/Gas | Oil/Gas Combined Cycle | 11.645 | 17.1872 | 0 | 17.1872 | 17.1872 | 17.1872 | 17.171 | 15.6158 | 0.75143 | 1496.2078 | 2208.3 | 0 | 2208.3 | 2208.3 | 2208.3 | 2206.2222 | 2006.3984 | 96.5472 | 18.7 | 18.7 | 18.7 | 19.5905 | 18.6435 | 18.6435 | 18.5312 | 18.5312 | 16.9486 | 5 | 5 | 0 | 5 | 5 | 5 | 5 | 5 | 5 | 0 | 0 | 0 | 0 | 0 | 0 | 0 | 0 | 0 | 305 | 305 | 305 | 305 | 305 | 305 | 305 | 305 | 305 | 56% | 82.65% | 0% | 82.65% | 82.65% | 82.65% | 82.57% | 75.1% | 3.614% | TAPCO (T1)
| 12 | TICO (T2) | SouthWest Ghana Group | Oil/Gas | Oil/Gas Combined Cycle | 17.7346 | 17.7346 | 10.5327 | 17.7346 | 17.7346 | 17.7346 | 17.7346 | 17.7346 | 5.3922 | 2382.7196 | 2382.7204 | 1415.1182 | 2382.72 | 2382.72 | 2382.7197 | 2382.7202 | 2382.72 | 724.469 | 30.94 | 30.94 | 30.94 | 32.4133 | 30.8465 | 30.8465 | 30.6608 | 30.6608 | 28.0423 | 4.9 | 4.9 | 4.9 | 4.9 | 4.9 | 4.9 | 4.9 | 4.9 | 4.9 | 0 | 0 | 0 | 0 | 0 | 0 | 0 | 0 | 0 | 320 | 320 | 320 | 320 | 320 | 320 | 320 | 320 | 320 | 85% | 85% | 50.48% | 85% | 85% | 85% | 85% | 85% | 25.84% | TICO (T2)
| 13 | Amandi | SouthWest Ghana Group | Oil/Gas | Oil/Gas Combined Cycle | 0 | 0 | 8.0946 | 0 | 12.0103 | 11.7388 | 9.895 | 6.6734 | 0.17303 | 0 | 0 | 987.1488 | 0 | 1464.672 | 1431.5571 | 1206.7119 | 813.8238 | 21.1012 | 0 | 0 | 30.94 | 32.4133 | 30.8465 | 30.8465 | 30.6608 | 30.6608 | 28.0423 | 0 | 0 | 4.9 | 0 | 4.9 | 4.9 | 4.9 | 4.9 | 4.9 | 0 | 0 | 0 | 0 | 0 | 0 | 0 | 0 | 0 |  |  | 190 | 190 | 190 | 190 | 190 | 190 | 190 |  |  | 59.31% | 0% | 88% | 86.01% | 72.5% | 48.9% | 1.268% | Amandi
| 14 | KarpowerShip 2 | SouthWest Ghana Group | Oil/Gas | Oil/Gas Combined Cycle | 0 | 28.0493 | 31.8841 | 30.5313 | 0 | 0 | 0 | 0 | 0 | 0 | 3294.4889 | 3744.9 | 3586.0086 | 0 | 0 | 0 | 0 | 0 | 0 | 177.828 | 177.828 | 186.296 | 177.2908 | 0 | 0 | 0 | 0 | 0 | 3.5 | 3.5 | 3.5 | 0 | 0 | 0 | 0 | 0 | 0 | 0 | 0 | 0 | 0 | 0 | 0 | 0 | 0 |  | 450 | 450 | 450 | 450 | [5 empty] | 83.57% | 95% | 90.97% | 0% |  |  |  |  | KarpowerShip 2
| 15 | Early Power | SouthEast Ghana Group | Oil/Gas | Oil/Gas Combustion | 0 | 0 | 7.7096 | 23.0656 | 23.0656 | 23.0656 | 23.0656 | 23.0656 | 23.0656 | 0 | 0 | 1027.9476 | 3075.417 | 3075.4172 | 3075.417 | 3075.417 | 3075.417 | 3075.417 | 0 | 0 | 16 | 16.7619 | 15.9517 | 15.9517 | 15.8556 | 15.8556 | 14.5015 | 0 | 0 | 3.5 | 3.5 | 3.5 | 3.5 | 3.5 | 3.5 | 3.5 | 0 | 0 | 0 | 0 | 0 | 0 | 0 | 0 | 0 |  |  | 377.5 | 377.5 | 377.5 | 377.5 | 377.5 | 377.5 | 377.5 |  |  | 31.08% | 93% | 93% | 93% | 93% | 93% | 93% | Early Power
| 16 | TT1PP | SouthEast Ghana Group | Oil/Gas | Oil/Gas Combustion | 0 | 0 | 0 | 0 | 0 | 0 | 0 | 0 | 0 | 0 | 0 | 0 | 0 | 0 | 0 | 0 | 0 | 0 | 14.3 | 14.3 | 14.3 | 14.981 | 14.2568 | 14.2568 | 14.1709 | 14.1709 | 12.9607 | 0 | 0 | 0 | 0 | 0 | 0 | 0 | 0 | 0 | 0 | 0 | 0 | 0 | 0 | 0 | 0 | 0 | 0 | 100 | 100 | 100 | 100 | 100 | 100 | 100 | 100 | 100 | 0% | 0% | 0% | 0% | 0% | 0% | 0% | 0% | 0% | TT1PP
| 17 | KTPP | SouthEast Ghana Group | Oil/Gas | Oil/Gas Combustion | 0.31622 | 0 | 0 | 0 | 0 | 0 | 0 | 0 | 0.0015473 | 29.0114 | 0 | 0 | 0 | 0 | 0 | 0 | 0 | 0.14195 | 12.3 | 12.3 | 12.3 | 12.8857 | 12.2628 | 12.2628 | 12.189 | 12.189 | 11.148 | 3.5 | 0 | 0 | 0 | 0 | 0 | 0 | 0 | 3.5 | 0 | 0 | 0 | 0 | 0 | 0 | 0 | 0 | 0 | 200 | 200 | 200 | 200 | 200 | 200 | 200 | 200 | 200 | 1.656% | 0% | 0% | 0% | 0% | 0% | 0% | 0% | 0.008102% | KTPP
| 18 | Trojan 1 | SouthEast Ghana Group | Oil/Gas | Oil/Gas Combustion | 0.41408 | 0 | 0 | 0 | 0 | 0 | 0 | 0 | 0 | 49.0614 | 0 | 0 | 0 | 0 | 0 | 0 | 0 | 0 | 34 | 34 | 34 | 35.619 | 0 | 0 | 0 | 0 | 0 | 5.5 | 0 | 0 | 0 | 0 | 0 | 0 | 0 | 0 | 0 | 0 | 0 | 0 | 0 | 0 | 0 | 0 | 0 | 24.96 | 24.96 | 24.96 | 24.96 | [5 empty] | 22.44% | 0% | 0% | 0% | [5 empty] | Trojan 1
| 19 | MRP | SouthEast Ghana Group | Oil/Gas | Oil/Gas Combustion | 0 | 0 | 0 | 0 | 0 | 0 | 0 | 0 | 0 | 0 | 0 | 0 | 0 | 0 | 0 | 0 | 0 | 0 | 12.5737 | 12.5737 | 12.5737 | 13.1725 | 12.5357 | 12.5357 | 12.4602 | 12.4602 | 11.3961 | 0 | 0 | 0 | 0 | 0 | 0 | 0 | 0 | 0 | 0 | 0 | 0 | 0 | 0 | 0 | 0 | 0 | 0 | 70 | 70 | 70 | 70 | 70 | 70 | 70 | 70 | 70 | 0% | 0% | 0% | 0% | 0% | 0% | 0% | 0% | 0% | MRP
| 20 | Safisana | SouthEast Ghana Group | Biogas | Biogas | 0.010052 | 0 | 0.010052 | 0 | 0.010052 | 0.010052 | 0.010052 | 0.010052 | 0.010052 | 0.7446 | 0 | 0.7446 | 0 | 0.7446 | 0.7446 | 0.7446 | 0.7446 | 0.7446 | 35 | 35 | 35 | 36.6667 | 34.8943 | 34.8943 | 34.6841 | 34.6841 | 31.7221 | 4.2 | 0 | 4.2 | 0 | 4.2 | 4.2 | 4.2 | 4.2 | 4.2 | 0 | 0 | 0 | 0 | 0 | 0 | 0 | 0 | 0 | 0.1 | 0.1 | 0.1 | 0.1 | 0.1 | 0.1 | 0.1 | 0.1 | 0.1 | 85% | 0% | 85% | 0% | 85% | 85% | 85% | 85% | 85% | Safisana
| 21 | TT2PP | SouthEast Ghana Group | Gas | Gas Combustion Turbine | 0.5098 | 0 | 0 | 0 | 0 | 0 | 0 | 0.0083587 | 0.0027862 | 52.4483 | 0 | 0 | 0 | 0 | 0 | 0 | 0.85995 | 0.28665 | 12.1007 | 12.1007 | 12.1007 | 12.6769 | 12.0641 | 12.0641 | 11.9915 | 11.9915 | 10.9674 | 4.5 | 0 | 0 | 0 | 0 | 0 | 0 | 4.5 | 4.5 | 0 | 0 | 0 | 0 | 0 | 0 | 0 | 0 | 0 | 45 | 45 | 45 | 45 | 45 | 45 | 45 | 45 | 45 | 13.31% | 0% | 0% | 0% | 0% | 0% | 0% | 0.2182% | 0.07272% | TT2PP
| 22 | SAPP 1 | SouthEast Ghana Group | Gas | Gas Combustion Turbine | 3.0298 | 0 | 0 | 0 | 0 | 0 | 0.0011123 | 0.14325 | 0.052103 | 324.7328 | 0 | 0 | 0 | 0 | 0 | 0.11922 | 15.3533 | 5.5844 | 11.83 | 11.83 | 11.83 | 12.3933 | 11.7943 | 11.7943 | 11.7232 | 11.7232 | 10.7221 | 4.5 | 0 | 0 | 0 | 0 | 0 | 4.5 | 4.5 | 4.5 | 0 | 0 | 0 | 0 | 0 | 0 | 0 | 0 | 0 | 180 | 180 | 180 | 180 | 180 | 180 | 180 | 180 | 180 | 20.59% | 0% | 0% | 0% | 0% | 0% | 0.007561% | 0.9737% | 0.3542% | SAPP 1
| 23 | Trojan 3 | SouthEast Ghana Group | Gas | Gas Combustion Turbine | 0 | 0 | 0 | 0 | 0 | 0 | 0 | 0 | 0 | 0 | 0 | 0 | 0 | 0 | 0 | 0 | 0 | 0 | 0 | 34 | 34 | 35.619 | 0 | 0 | 0 | 0 | 0 | 0 | 0 | 0 | 0 | 0 | 0 | 0 | 0 | 0 | 0 | 0 | 0 | 0 | 0 | 0 | 0 | 0 | 0 |  | 49.92 | 49.92 | 49.92 | [6 empty] | 0% | 0% | 0% | [5 empty] | Trojan 3
| 24 | Ameri_2016 | SouthWest Ghana Group | Gas | Gas Combustion Turbine | 0.42075 | 0 | 17.4796 | 0 | 0 | 0 | 0 | 0 | 0 | 41.4045 | 0 | 1720.0966 | 0 | 0 | 0 | 0 | 0 | 0 | 14.54 | 14.54 | 14.54 | 15.2324 | 0 | 0 | 0 | 0 | 0 | 5 | 0 | 5 | 0 | 0 | 0 | 0 | 0 | 0 | 0 | 0 | 0 | 0 | 0 | 0 | 0 | 0 | 0 | 230 | 230 | 230 | 230 | [5 empty] | 2.055% | 0% | 85.37% | 0% | [5 empty] | Ameri_2016
| 25 | Ameri_2021 | SouthWest Ghana Group | Gas | Gas Combustion Turbine | 0 | 0 | 0 | 0 | 0 | 0 | 0 | 0.0079014 | 0 | 0 | 0 | 0 | 0 | 0 | 0 | 0 | 0.77754 | 0 | 0 | 0 | 0 | 0 | 14.4961 | 14.4961 | 14.4088 | 14.4088 | 13.1782 | 0 | 0 | 0 | 0 | 0 | 0 | 0 | 4.17 | 0 | 0 | 0 | 0 | 0 | 0 | 0 | 0 | 0 | 0 |  |  |  |  | 230 | 230 | 230 | 230 | 230 |  |  |  |  | 0% | 0% | 0% | 0.03859% | 0% | Ameri_2021
| 26 | Bui | Northern Ghana Group | Water | Hydro | 0 | 0 | 0 | 0 | 0 | 0 | 0 | 0 | 0 | 669.5863 | 669.5867 | 669.5862 | 669.5866 | 669.5866 | 669.5864 | 669.5866 | 669.5864 | 669.5865 | 27.74 | 27.74 | 27.74 | 29.061 | 27.6562 | 27.6562 | 27.4896 | 27.4896 | 25.142 | 1.63 | 1.63 | 1.63 | 1.63 | 1.63 | 1.63 | 1.63 | 1.63 | 1.63 | 0 | 0 | 0 | 0 | 0 | 0 | 0 | 0 | 0 | 330 | 330 | 330 | 330 | 330 | 330 | 330 | 330 | 330 | 23.16% | 23.16% | 23.16% | 23.16% | 23.16% | 23.16% | 23.16% | 23.16% | 23.16% | Bui
| 27 | Akosombo | SouthEast Ghana Group | Water | Hydro | 0 | 0 | 0 | 0 | 0 | 0 | 0 | 0 | 0 | 3681.6881 | 3681.6889 | 4016.3884 | 4016.3888 | 4434.7632 | 4434.7613 | 4434.7614 | 4434.7621 | 4434.7624 | 9.16 | 9.16 | 9.16 | 9.5962 | 9.1323 | 9.1323 | 9.0773 | 9.0773 | 8.3021 | 0.98 | 0.98 | 0.98 | 0.98 | 0.98 | 0.98 | 0.98 | 0.98 | 0.98 | 0 | 0 | 0 | 0 | 0 | 0 | 0 | 0 | 0 | 900 | 900 | 900 | 900 | 900 | 900 | 900 | 900 | 900 | 46.7% | 46.7% | 50.94% | 50.94% | 56.25% | 56.25% | 56.25% | 56.25% | 56.25% | Akosombo
| 28 | Kpong | SouthEast Ghana Group | Water | Hydro | 0 | 0 | 0 | 0 | 0 | 0 | 0 | 0 | 0 | 722.7074 | 722.7074 | 788.4081 | 788.4081 | 870.534 | 870.534 | 870.5338 | 870.5339 | 870.5339 | 9.16 | 9.16 | 9.16 | 9.5962 | 9.1323 | 9.1323 | 9.0773 | 9.0773 | 8.3021 | 0.98 | 0.98 | 0.98 | 0.98 | 0.98 | 0.98 | 0.98 | 0.98 | 0.98 | 0 | 0 | 0 | 0 | 0 | 0 | 0 | 0 | 0 | 140 | 140 | 140 | 140 | 140 | 140 | 140 | 140 | 140 | 58.93% | 58.93% | 64.29% | 64.29% | 70.98% | 70.98% | 70.98% | 70.98% | 70.98% | Kpong
| 29 | Cote d'Ivoire Dummy | Cote d'Ivoire | Water | Hydro | 0 | 0 | 0 | 0 | 0 | 0 | 0 | 0 | 0 | 814.68 | 814.6801 | 14 | 814.6801 | 814.6799 | 814.6799 | 814.6804 | 814.6802 | 814.6797 | 0 | 0 | 0 | 0 | 0 | 0 | 0 | 0 | 0 | 10 | 10 | 10 | 10 | 10 | 10 | 10 | 10 | 10 | 0 | 0 | 0 | 0 | 0 | 0 | 0 | 0 | 0 | 150 | 150 | 150 | 150 | 150 | 150 | 150 | 150 | 150 | 62% | 62% | 1.065% | 62% | 62% | 62% | 62% | 62% | 62% | Cote d'Ivoire Dummy
| 30 | Burkina Dummy | Burkina Group | Water | Hydro | 0 | 0 | 0 | 0 | 0 | 0 | 0 | 0 | 0 | 0.438 | 0.438 | 0.438 | 0.438 | 4.818 | 4.818 | 4.818 | 4.818 | 4.818 | 0 | 0 | 0 | 0 | 0 | 0 | 0 | 0 | 0 | 10 | 10 | 10 | 10 | 10 | 10 | 10 | 10 | 10 | 0 | 0 | 0 | 0 | 0 | 0 | 0 | 0 | 0 | 10 | 10 | 10 | 10 | 110 | 110 | 110 | 110 | 110 | 0.5% | 0.5% | 0.5% | 0.5% | 0.5% | 0.5% | 0.5% | 0.5% | 0.5% | Burkina Dummy
| 31 | VRA Solar | Northern Ghana Group | Sun | Solar PV | 0 | 0 | 0 | 0 | 0 | 0 | 0 | 0 | 0 | 2.7132 | 2.7132 | 2.7132 | 2.7132 | 2.7132 | 2.7132 | 2.7132 | 2.7132 | 2.7132 | 0 | 0 | 0 | 0 | 0 | 0 | 0 | 0 | 0 | 0 | 0 | 0 | 0 | 0 | 0 | 0 | 0 | 0 | 0 | 0 | 0 | 0 | 0 | 0 | 0 | 0 | 0 | 1.8 | 1.8 | 1.8 | 1.8 | 1.8 | 1.8 | 1.8 | 1.8 | 1.8 | 17.21% | 17.21% | 17.21% | 17.21% | 17.21% | 17.21% | 17.21% | 17.21% | 17.21% | VRA Solar
| 32 | BXC Solar | SouthEast Ghana Group | Sun | Solar PV | 0 | 0 | 0 | 0 | 0 | 0 | 0 | 0 | 0 | 24.0159 | 24.0159 | 24.0159 | 24.0159 | 24.0159 | 24.0159 | 24.0159 | 24.0159 | 0 | 0 | 0 | 0 | 0 | 0 | 0 | 0 | 0 | 0 | 0 | 0 | 0 | 0 | 0 | 0 | 0 | 0 | 0 | 0 | 0 | 0 | 0 | 0 | 0 | 0 | 0 | 0 | 18 | 18 | 18 | 18 | 18 | 18 | 18 | 18 |  | 15.23% | 15.23% | 15.23% | 15.23% | 15.23% | 15.23% | 15.23% | 15.23% |  | BXC Solar
| 41 | SOUT COAL STEAM TURBINE 2026 | SouthWest Ghana Group | Coal | Coal Steam Turbine | 0 | 0 | 0 | 0 | 0 | 31.5903 | 70.1425 | 70.1425 | 70.1425 | 0 | 0 | 0 | 0 | 0 | 3589.8042 | 7970.7415 | 7970.7415 | 7970.7415 | 0 | 0 | 0 | 0 | 0 | 64.8036 | 64.4134 | 64.4134 | 58.9124 | 0 | 0 | 0 | 0 | 0 | 6.034 | 6.034 | 6.034 | 6.034 | 0 | 0 | 0 | 0 | 0 | 0 | 0 | 0 | 0 | [5 empty] | 482.112 | 1070.473 | 1070.473 | 1070.473 | [5 empty] | 85% | 85% | 85% | 85% | SOUT COAL STEAM TURBINE 2026
| 43 | SOUT COMBINED CYCLE 2020 | SouthWest Ghana Group | Oil/Gas | Oil/Gas Combined Cycle | 0 | 0 | 0 | 0 | 0 | 0 | 0 | 0 | 35.4326 | 0 | 0 | 0 | 0 | 0 | 0 | 0 | 0 | 4887.2506 | 0 | 0 | 0 | 0 | 0 | 0 | 0 | 0 | 13.5952 | 0 | 0 | 0 | 0 | 0 | 0 | 0 | 0 | 3.48 | 0 | 0 | 0 | 0 | 0 | 0 | 0 | 0 | 0 | 0 | 0 | 0 | 0 | 0 | 0 | 0 | 0 | 619.895 | 0% | 0% | 0% | 0% | 0% | 0% | 0% | 0% | 90% | SOUT COMBINED CYCLE 2020
| 45 | SOUT COMBINED CYCLE 2019 | SouthEast Ghana Group | Oil/Gas | Oil/Gas Combined Cycle | 0 | 0 | 0 | 0 | 0 | 0 | 0 | 48.8112 | 95.7642 | 0 | 0 | 0 | 0 | 0 | 0 | 0 | 6732.5849 | 13208.8536 | 0 | 0 | 0 | 0 | 0 | 0 | 0 | 14.8646 | 13.5952 | 0 | 0 | 0 | 0 | 0 | 0 | 0 | 3.48 | 3.48 | 0 | 0 | 0 | 0 | 0 | 0 | 0 | 0 | 0 | 0 | 0 | 0 | 0 | 0 | 0 | 0 | 853.955 | 1675.399 | 0% | 0% | 0% | 0% | 0% | 0% | 0% | 90% | 90% | SOUT COMBINED CYCLE 2019
| 52 | NORT HYDRO SMALL 2026 | Northern Ghana Group | Water | Hydro | 0 | 0 | 0 | 0 | 0 | 0 | 0 | 0 | 0 | 0 | 0 | 0 | 0 | 0 | 214.2471 | 214.2471 | 214.2471 | 214.2471 | 0 | 0 | 0 | 0 | 0 | 44.864 | 44.5939 | 44.5939 | 40.7855 | 0 | 0 | 0 | 0 | 0 | 3 | 3 | 3 | 3 | 0 | 0 | 0 | 0 | 0 | 0 | 0 | 0 | 0 | [5 empty] | 57.5469 | 57.5469 | 57.5469 | 57.5469 | [5 empty] | 42.5% | 42.5% | 42.5% | 42.5% | NORT HYDRO SMALL 2026
| 54 | ASHA INTERRUPTIBLE 2016 | Ashanti Group | Interruptible | Interruptible | 0 | 0 | 0 | 0 | 0 | 0 | 0 | 0 | 0 | 0 | 0 | 0 | 0 | 0 | 0 | 0 | 0 | 0 | 0 | 0 | 0 | 0 | 0 | 0 | 0 | 0 | 0 | 0 | 0 | 0 | 0 | 0 | 0 | 0 | 0 | 0 | 0 | 0 | 0 | 0 | 0 | 0 | 0 | 0 | 0 | 129.301 | 217.102 | [7 empty] | 0% | 0% | [7 empty] | ASHA INTERRUPTIBLE 2016
| 63 | ASHA SOLAR PV 2020 | Ashanti Group | Sun | Solar PV | 0 | 0 | 0 | 0 | 0 | 0 | 0 | 0 | 0 | 0 | 0 | 0 | 6.3375 | 19.0126 | 19.0126 | 19.0126 | 19.0126 | 19.0126 | 0 | 0 | 0 | 25.981 | 24.7251 | 24.7251 | 24.5762 | 24.5762 | 22.4773 | 0 | 0 | 0 | 0 | 0 | 0 | 0 | 0 | 0 | 0 | 0 | 0 | 0 | 0 | 0 | 0 | 0 | 0 | 0 | 0 | 0 | 5 | 15 | 15 | 15 | 15 | 15 | 0% | 0% | 0% | 14.47% | 14.47% | 14.47% | 14.47% | 14.47% | 14.47% | ASHA SOLAR PV 2020
| 64 | ASHA SOLAR PV 2026 | Ashanti Group | Sun | Solar PV | 0 | 0 | 0 | 0 | 0 | 0 | 0 | 0 | 0 | 0 | 0 | 0 | 0 | 0 | 12.6751 | 38.0252 | 50.7002 | 50.7002 | 0 | 0 | 0 | 0 | 0 | 24.7251 | 24.5762 | 24.5762 | 22.4773 | 0 | 0 | 0 | 0 | 0 | 0 | 0 | 0 | 0 | 0 | 0 | 0 | 0 | 0 | 0 | 0 | 0 | 0 | 0 | 0 | 0 | 0 | 0 | 10 | 30 | 40 | 40 | 0% | 0% | 0% | 0% | 0% | 14.47% | 14.47% | 14.47% | 14.47% | ASHA SOLAR PV 2026
| 65 | ASHA SOLAR PV 2035 | Ashanti Group | Sun | Solar PV | 0 | 0 | 0 | 0 | 0 | 0 | 0 | 0 | 0 | 0 | 0 | 0 | 0 | 0 | 0 | 0 | 12.6751 | 69.7128 | 0 | 0 | 0 | 0 | 0 | 0 | 0 | 24.7744 | 22.6586 | 0 | 0 | 0 | 0 | 0 | 0 | 0 | 0 | 0 | 0 | 0 | 0 | 0 | 0 | 0 | 0 | 0 | 0 | 0 | 0 | 0 | 0 | 0 | 0 | 0 | 10 | 55 | 0% | 0% | 0% | 0% | 0% | 0% | 0% | 14.47% | 14.47% | ASHA SOLAR PV 2035
| 66 | SOUT SOLAR PV 2020 | SouthWest Ghana Group | Sun | Solar PV | 0 | 0 | 0 | 0 | 0 | 0 | 0 | 0 | 0 | 0 | 0 | 0 | 0 | 12.6751 | 12.6751 | 12.6751 | 12.6751 | 12.6751 | 0 | 0 | 0 | 0 | 24.7251 | 24.7251 | 24.5762 | 24.5762 | 22.4773 | 0 | 0 | 0 | 0 | 0 | 0 | 0 | 0 | 0 | 0 | 0 | 0 | 0 | 0 | 0 | 0 | 0 | 0 | 0 | 0 | 0 | 0 | 10 | 10 | 10 | 10 | 10 | 0% | 0% | 0% | 0% | 14.47% | 14.47% | 14.47% | 14.47% | 14.47% | SOUT SOLAR PV 2020
| 67 | SOUT SOLAR PV 2026 | SouthWest Ghana Group | Sun | Solar PV | 0 | 0 | 0 | 0 | 0 | 0 | 0 | 0 | 0 | 0 | 0 | 0 | 0 | 0 | 12.6751 | 25.3501 | 31.6876 | 31.6876 | 0 | 0 | 0 | 0 | 0 | 24.7251 | 24.5762 | 24.5762 | 22.4773 | 0 | 0 | 0 | 0 | 0 | 0 | 0 | 0 | 0 | 0 | 0 | 0 | 0 | 0 | 0 | 0 | 0 | 0 | [5 empty] | 10 | 20 | 25 | 25 | [5 empty] | 14.47% | 14.47% | 14.47% | 14.47% | SOUT SOLAR PV 2026
| 68 | SOUT SOLAR PV 2035 | SouthWest Ghana Group | Sun | Solar PV | 0 | 0 | 0 | 0 | 0 | 0 | 0 | 0 | 0 | 0 | 0 | 0 | 0 | 0 | 0 | 0 | 12.6751 | 57.0377 | 0 | 0 | 0 | 0 | 0 | 0 | 0 | 24.7744 | 22.6586 | 0 | 0 | 0 | 0 | 0 | 0 | 0 | 0 | 0 | 0 | 0 | 0 | 0 | 0 | 0 | 0 | 0 | 0 | 0 | 0 | 0 | 0 | 0 | 0 | 0 | 10 | 45 | 0% | 0% | 0% | 0% | 0% | 0% | 0% | 14.47% | 14.47% | SOUT SOLAR PV 2035
| 69 | NORT SOLAR PV 2018 | Northern Ghana Group | Sun | Solar PV | 0 | 0 | 0 | 0 | 0 | 0 | 0 | 0 | 0 | 0 | 0 | 67.5263 | 67.5263 | 67.5263 | 67.5263 | 67.5263 | 67.5263 | 67.5263 | 0 | 0 | 24.8 | 25.981 | 24.7251 | 24.7251 | 24.5762 | 24.5762 | 22.4773 | 0 | 0 | 0 | 0 | 0 | 0 | 0 | 0 | 0 | 0 | 0 | 0 | 0 | 0 | 0 | 0 | 0 | 0 |  |  | 47.1565 | 47.1565 | 47.1565 | 47.1565 | 47.1565 | 47.1565 | 47.1565 |  |  | 16.35% | 16.35% | 16.35% | 16.35% | 16.35% | 16.35% | 16.35% | NORT SOLAR PV 2018
| 70 | NORT SOLAR PV 2020 | Northern Ghana Group | Sun | Solar PV | 0 | 0 | 0 | 0 | 0 | 0 | 0 | 0 | 0 | 0 | 0 | 0 | 71.598 | 214.7941 | 214.7941 | 214.7941 | 214.7941 | 214.7941 | 0 | 0 | 0 | 25.981 | 24.7251 | 24.7251 | 24.5762 | 24.5762 | 22.4773 | 0 | 0 | 0 | 0 | 0 | 0 | 0 | 0 | 0 | 0 | 0 | 0 | 0 | 0 | 0 | 0 | 0 | 0 | 0 | 0 | 0 | 50 | 150 | 150 | 150 | 150 | 150 | 0% | 0% | 0% | 16.35% | 16.35% | 16.35% | 16.35% | 16.35% | 16.35% | NORT SOLAR PV 2020
| 71 | NORT SOLAR PV 2023 | Northern Ghana Group | Sun | Solar PV | 0 | 0 | 0 | 0 | 0 | 0 | 0 | 0 | 0 | 0 | 0 | 0 | 0 | 71.598 | 143.1961 | 143.1961 | 143.1961 | 143.1961 | 0 | 0 | 0 | 0 | 24.7251 | 24.7251 | 24.5762 | 24.5762 | 22.4773 | 0 | 0 | 0 | 0 | 0 | 0 | 0 | 0 | 0 | 0 | 0 | 0 | 0 | 0 | 0 | 0 | 0 | 0 | 0 | 0 | 0 | 0 | 50 | 100 | 100 | 100 | 100 | 0% | 0% | 0% | 0% | 16.35% | 16.35% | 16.35% | 16.35% | 16.35% | NORT SOLAR PV 2023
| 72 | NORT SOLAR PV 2026 | Northern Ghana Group | Sun | Solar PV | 0 | 0 | 0 | 0 | 0 | 0 | 0 | 0 | 0 | 0 | 0 | 0 | 0 | 0 | 71.598 | 214.7941 | 214.7941 | 214.7941 | 0 | 0 | 0 | 0 | 0 | 24.7251 | 24.5762 | 24.5762 | 22.4773 | 0 | 0 | 0 | 0 | 0 | 0 | 0 | 0 | 0 | 0 | 0 | 0 | 0 | 0 | 0 | 0 | 0 | 0 | 0 | 0 | 0 | 0 | 0 | 50 | 150 | 150 | 150 | 0% | 0% | 0% | 0% | 0% | 16.35% | 16.35% | 16.35% | 16.35% | NORT SOLAR PV 2026
| 73 | NORT SOLAR PV 2030 | Northern Ghana Group | Sun | Solar PV | 0 | 0 | 0 | 0 | 0 | 0 | 0 | 0 | 0 | 0 | 0 | 0 | 0 | 0 | 0 | 35.799 | 178.9951 | 178.9951 | 0 | 0 | 0 | 0 | 0 | 0 | 24.5762 | 24.5762 | 22.4773 | 0 | 0 | 0 | 0 | 0 | 0 | 0 | 0 | 0 | 0 | 0 | 0 | 0 | 0 | 0 | 0 | 0 | 0 | 0 | 0 | 0 | 0 | 0 | 0 | 25 | 125 | 125 | 0% | 0% | 0% | 0% | 0% | 0% | 16.35% | 16.35% | 16.35% | NORT SOLAR PV 2030
| 74 | NORT SOLAR PV 2035 | Northern Ghana Group | Sun | Solar PV | 0 | 0 | 0 | 0 | 0 | 0 | 0 | 0 | 0 | 0 | 0 | 0 | 0 | 0 | 0 | 0 | 71.598 | 429.5883 | 0 | 0 | 0 | 0 | 0 | 0 | 0 | 24.5762 | 22.4773 | 0 | 0 | 0 | 0 | 0 | 0 | 0 | 0 | 0 | 0 | 0 | 0 | 0 | 0 | 0 | 0 | 0 | 0 | 0 | 0 | 0 | 0 | 0 | 0 | 0 | 50 | 300 | 0% | 0% | 0% | 0% | 0% | 0% | 0% | 16.35% | 16.35% | NORT SOLAR PV 2035
| 76 | SOUT SOLAR PV 2020 | SouthEast Ghana Group | Sun | Solar PV | 0 | 0 | 0 | 0 | 0 | 0 | 0 | 0 | 0 | 0 | 0 | 0 | 0 | 63.3753 | 63.3753 | 63.3753 | 63.3753 | 63.3753 | 0 | 0 | 0 | 0 | 24.7251 | 24.7251 | 24.5762 | 24.5762 | 22.4773 | 0 | 0 | 0 | 0 | 0 | 0 | 0 | 0 | 0 | 0 | 0 | 0 | 0 | 0 | 0 | 0 | 0 | 0 | 0 | 0 | 0 | 0 | 50 | 50 | 50 | 50 | 50 | 0% | 0% | 0% | 0% | 14.47% | 14.47% | 14.47% | 14.47% | 14.47% | SOUT SOLAR PV 2020
| 77 | SOUT SOLAR PV 2026 | SouthEast Ghana Group | Sun | Solar PV | 0 | 0 | 0 | 0 | 0 | 0 | 0 | 0 | 0 | 0 | 0 | 0 | 0 | 0 | 31.6876 | 221.8134 | 285.1886 | 285.1886 | 0 | 0 | 0 | 0 | 0 | 24.7251 | 24.5762 | 24.5762 | 22.4773 | 0 | 0 | 0 | 0 | 0 | 0 | 0 | 0 | 0 | 0 | 0 | 0 | 0 | 0 | 0 | 0 | 0 | 0 | 0 | 0 | 0 | 0 | 0 | 25 | 175 | 225 | 225 | 0% | 0% | 0% | 0% | 0% | 14.47% | 14.47% | 14.47% | 14.47% | SOUT SOLAR PV 2026
| 78 | SOUT SOLAR PV 2035 | SouthEast Ghana Group | Sun | Solar PV | 0 | 0 | 0 | 0 | 0 | 0 | 0 | 0 | 0 | 0 | 0 | 0 | 0 | 0 | 0 | 0 | 63.3753 | 285.1886 | 0 | 0 | 0 | 0 | 0 | 0 | 0 | 24.7744 | 22.6586 | 0 | 0 | 0 | 0 | 0 | 0 | 0 | 0 | 0 | 0 | 0 | 0 | 0 | 0 | 0 | 0 | 0 | 0 | 0 | 0 | 0 | 0 | 0 | 0 | 0 | 50 | 225 | 0% | 0% | 0% | 0% | 0% | 0% | 0% | 14.47% | 14.47% | SOUT SOLAR PV 2035
| 80 | SOUT SOLAR PV 2020 | SouthWest Ghana Group | Sun | Solar PV | 0 | 0 | 0 | 0 | 0 | 0 | 0 | 0 | 0 | 0 | 0 | 0 | 0 | 38.0252 | 76.0503 | 76.0503 | 76.0503 | 76.0503 | 0 | 0 | 0 | 0 | 24.7251 | 24.7251 | 24.5762 | 24.5762 | 22.4773 | 0 | 0 | 0 | 0 | 0 | 0 | 0 | 0 | 0 | 0 | 0 | 0 | 0 | 0 | 0 | 0 | 0 | 0 | 0 | 0 | 0 | 0 | 30 | 60 | 60 | 60 | 60 | 0% | 0% | 0% | 0% | 14.47% | 14.47% | 14.47% | 14.47% | 14.47% | SOUT SOLAR PV 2020
| 81 | SOUT SOLAR PV 2026 | SouthWest Ghana Group | Sun | Solar PV | 0 | 0 | 0 | 0 | 0 | 0 | 0 | 0 | 0 | 0 | 0 | 0 | 0 | 0 | 25.3501 | 126.7505 | 152.1006 | 152.1006 | 0 | 0 | 0 | 0 | 0 | 24.7251 | 24.5762 | 24.5762 | 22.4773 | 0 | 0 | 0 | 0 | 0 | 0 | 0 | 0 | 0 | 0 | 0 | 0 | 0 | 0 | 0 | 0 | 0 | 0 | 0 | 0 | 0 | 0 | 0 | 20 | 100 | 120 | 120 | 0% | 0% | 0% | 0% | 0% | 14.47% | 14.47% | 14.47% | 14.47% | SOUT SOLAR PV 2026
| 82 | SOUT SOLAR PV 2035 | SouthWest Ghana Group | Sun | Solar PV | 0 | 0 | 0 | 0 | 0 | 0 | 0 | 0 | 0 | 0 | 0 | 0 | 0 | 0 | 0 | 0 | 12.6751 | 152.1006 | 0 | 0 | 0 | 0 | 0 | 0 | 0 | 24.7744 | 22.6586 | 0 | 0 | 0 | 0 | 0 | 0 | 0 | 0 | 0 | 0 | 0 | 0 | 0 | 0 | 0 | 0 | 0 | 0 | 0 | 0 | 0 | 0 | 0 | 0 | 0 | 10 | 120 | 0% | 0% | 0% | 0% | 0% | 0% | 0% | 14.47% | 14.47% | SOUT SOLAR PV 2035
| 83 | SOUT SOLAR PV 2020 | SouthEast Ghana Group | Sun | Solar PV | 0 | 0 | 0 | 0 | 0 | 0 | 0 | 0 | 0 | 0 | 0 | 0 | 1.8814 | 1.8814 | 1.8814 | 1.8814 | 1.8814 | 1.8814 | 0 | 0 | 0 | 25.981 | 24.7251 | 24.7251 | 24.5762 | 24.5762 | 22.4773 | 0 | 0 | 0 | 0 | 0 | 0 | 0 | 0 | 0 | 0 | 0 | 0 | 0 | 0 | 0 | 0 | 0 | 0 | 0 | 0 | 0 | 1.4844 | 1.4844 | 1.4844 | 1.4844 | 1.4844 | 1.4844 | 0% | 0% | 0% | 14.47% | 14.47% | 14.47% | 14.47% | 14.47% | 14.47% | SOUT SOLAR PV 2020
| 84 | SOUT SOLAR PV 2026 | SouthEast Ghana Group | Sun | Solar PV | 0 | 0 | 0 | 0 | 0 | 0 | 0 | 0 | 0 | 0 | 0 | 0 | 0 | 0 | 12.6751 | 25.3501 | 38.0252 | 38.0252 | 0 | 0 | 0 | 0 | 0 | 24.7251 | 24.5762 | 24.5762 | 22.4773 | 0 | 0 | 0 | 0 | 0 | 0 | 0 | 0 | 0 | 0 | 0 | 0 | 0 | 0 | 0 | 0 | 0 | 0 | 0 | 0 | 0 | 0 | 0 | 10 | 20 | 30 | 30 | 0% | 0% | 0% | 0% | 0% | 14.47% | 14.47% | 14.47% | 14.47% | SOUT SOLAR PV 2026
| 85 | SOUT SOLAR PV 2035 | SouthEast Ghana Group | Sun | Solar PV | 0 | 0 | 0 | 0 | 0 | 0 | 0 | 0 | 0 | 0 | 0 | 0 | 0 | 0 | 0 | 0 | 12.6751 | 38.0252 | 0 | 0 | 0 | 0 | 0 | 0 | 0 | 24.7744 | 22.6586 | 0 | 0 | 0 | 0 | 0 | 0 | 0 | 0 | 0 | 0 | 0 | 0 | 0 | 0 | 0 | 0 | 0 | 0 | 0 | 0 | 0 | 0 | 0 | 0 | 0 | 10 | 30 | 0% | 0% | 0% | 0% | 0% | 0% | 0% | 14.47% | 14.47% | SOUT SOLAR PV 2035
| 87 | ASHA SOLAR PV WITH STORAGE 2026 | Ashanti Group | Sun + storage | Solar PV + Storage | 0 | 0 | 0 | 0 | 0 | 0 | 0 | 0 | 0 | 0 | 0 | 0 | 0 | 0 | 0 | 12.675 | 12.675 | 12.675 | 0 | 0 | 0 | 0 | 0 | 0 | 27.7473 | 27.7473 | 25.3776 | 0 | 0 | 0 | 0 | 0 | 0 | 0 | 0 | 0 | 0 | 0 | 0 | 0 | 0 | 0 | 0 | 0 | 0 | 0 | 0 | 0 | 0 | 0 | 0 | 10 | 10 | 10 | 0% | 0% | 0% | 0% | 0% | 0% | 14.47% | 14.47% | 14.47% | ASHA SOLAR PV WITH STORAGE 2026
| 88 | ASHA SOLAR PV WITH STORAGE 2035 | Ashanti Group | Sun + storage | Solar PV + Storage | 0 | 0 | 0 | 0 | 0 | 0 | 0 | 0 | 0 | 0 | 0 | 0 | 0 | 0 | 0 | 0 | 0 | 31.6876 | 0 | 0 | 0 | 0 | 0 | 0 | 0 | 0 | 25.3776 | 0 | 0 | 0 | 0 | 0 | 0 | 0 | 0 | 0 | 0 | 0 | 0 | 0 | 0 | 0 | 0 | 0 | 0 | 0 | 0 | 0 | 0 | 0 | 0 | 0 | 0 | 25 | 0% | 0% | 0% | 0% | 0% | 0% | 0% | 0% | 14.47% | ASHA SOLAR PV WITH STORAGE 2035
| 90 | SOUT SOLAR PV WITH STORAGE 2026 | SouthWest Ghana Group | Sun + storage | Solar PV + Storage | 0 | 0 | 0 | 0 | 0 | 0 | 0 | 0 | 0 | 0 | 0 | 0 | 0 | 0 | 0 | 6.3375 | 6.3375 | 6.3375 | 0 | 0 | 0 | 0 | 0 | 0 | 27.7473 | 27.7473 | 25.3776 | 0 | 0 | 0 | 0 | 0 | 0 | 0 | 0 | 0 | 0 | 0 | 0 | 0 | 0 | 0 | 0 | 0 | 0 | 0 | 0 | 0 | 0 | 0 | 0 | 5 | 5 | 5 | 0% | 0% | 0% | 0% | 0% | 0% | 14.47% | 14.47% | 14.47% | SOUT SOLAR PV WITH STORAGE 2026
| 93 | NORT SOLAR PV WITH STORAGE 2026 | Northern Ghana Group | Sun + storage | Solar PV + Storage | 0 | 0 | 0 | 0 | 0 | 0 | 0 | 0 | 0 | 0 | 0 | 0 | 0 | 0 | 0 | 63.3752 | 63.3752 | 63.3752 | 0 | 0 | 0 | 0 | 0 | 0 | 27.7473 | 27.7473 | 25.3776 | 0 | 0 | 0 | 0 | 0 | 0 | 0 | 0 | 0 | 0 | 0 | 0 | 0 | 0 | 0 | 0 | 0 | 0 | 0 | 0 | 0 | 0 | 0 | 0 | 50 | 50 | 50 | 0% | 0% | 0% | 0% | 0% | 0% | 14.47% | 14.47% | 14.47% | NORT SOLAR PV WITH STORAGE 2026
| 96 | SOUT SOLAR PV WITH STORAGE 2026 | SouthEast Ghana Group | Sun + storage | Solar PV + Storage | 0 | 0 | 0 | 0 | 0 | 0 | 0 | 0 | 0 | 0 | 0 | 0 | 0 | 0 | 0 | 95.0629 | 95.0629 | 95.0629 | 0 | 0 | 0 | 0 | 0 | 0 | 27.7473 | 27.7473 | 25.3776 | 0 | 0 | 0 | 0 | 0 | 0 | 0 | 0 | 0 | 0 | 0 | 0 | 0 | 0 | 0 | 0 | 0 | 0 | 0 | 0 | 0 | 0 | 0 | 0 | 75 | 75 | 75 | 0% | 0% | 0% | 0% | 0% | 0% | 14.47% | 14.47% | 14.47% | SOUT SOLAR PV WITH STORAGE 2026
| 99 | SOUT SOLAR PV WITH STORAGE 2026 | SouthWest Ghana Group | Sun + storage | Solar PV + Storage | 0 | 0 | 0 | 0 | 0 | 0 | 0 | 0 | 0 | 0 | 0 | 0 | 0 | 0 | 0 | 50.7002 | 50.7002 | 50.7002 | 0 | 0 | 0 | 0 | 0 | 0 | 27.7473 | 27.7473 | 25.3776 | 0 | 0 | 0 | 0 | 0 | 0 | 0 | 0 | 0 | 0 | 0 | 0 | 0 | 0 | 0 | 0 | 0 | 0 | 0 | 0 | 0 | 0 | 0 | 0 | 40 | 40 | 40 | 0% | 0% | 0% | 0% | 0% | 0% | 14.47% | 14.47% | 14.47% | SOUT SOLAR PV WITH STORAGE 2026
| 102 | SOUT SOLAR PV WITH STORAGE 2026 | SouthEast Ghana Group | Sun + storage | Solar PV + Storage | 0 | 0 | 0 | 0 | 0 | 0 | 0 | 0 | 0 | 0 | 0 | 0 | 0 | 0 | 0 | 6.3375 | 6.3375 | 6.3375 | 0 | 0 | 0 | 0 | 0 | 0 | 27.7473 | 27.7473 | 25.3776 | 0 | 0 | 0 | 0 | 0 | 0 | 0 | 0 | 0 | 0 | 0 | 0 | 0 | 0 | 0 | 0 | 0 | 0 | 0 | 0 | 0 | 0 | 0 | 0 | 5 | 5 | 5 | 0% | 0% | 0% | 0% | 0% | 0% | 14.47% | 14.47% | 14.47% | SOUT SOLAR PV WITH STORAGE 2026
| 104 | SOUT WIND TURBINE 2020 | SouthEast Ghana Group | Wind | Wind | 0 | 0 | 0 | 0 | 0 | 0 | 0 | 0 | 0 | 0 | 0 | 0 | 175.1525 | 350.305 | 525.4575 | 525.4575 | 525.4575 | 525.4575 | 0 | 0 | 0 | 48.9343 | 46.5689 | 46.5689 | 46.2884 | 46.2884 | 42.3353 | 0 | 0 | 0 | 0 | 0 | 0 | 0 | 0 | 0 | 0 | 0 | 0 | 0 | 0 | 0 | 0 | 0 | 0 | 0 | 0 | 0 | 75 | 150 | 225 | 225 | 225 | 225 | 0% | 0% | 0% | 26.66% | 26.66% | 26.66% | 26.66% | 26.66% | 26.66% | SOUT WIND TURBINE 2020
| 105 | SOUT WIND TURBINE 2026 | SouthEast Ghana Group | Wind | Wind | 0 | 0 | 0 | 0 | 0 | 0 | 0 | 0 | 0 | 0 | 0 | 0 | 0 | 0 | 175.1525 | 408.6892 | 525.4575 | 525.4575 | 0 | 0 | 0 | 0 | 0 | 46.5689 | 46.2884 | 46.2884 | 42.3353 | 0 | 0 | 0 | 0 | 0 | 0 | 0 | 0 | 0 | 0 | 0 | 0 | 0 | 0 | 0 | 0 | 0 | 0 | 0 | 0 | 0 | 0 | 0 | 75 | 175 | 225 | 225 | 0% | 0% | 0% | 0% | 0% | 26.66% | 26.66% | 26.66% | 26.66% | SOUT WIND TURBINE 2026
| 106 | SOUT WIND TURBINE 2035 | SouthEast Ghana Group | Wind | Wind | 0 | 0 | 0 | 0 | 0 | 0 | 0 | 0 | 0 | 0 | 0 | 0 | 0 | 0 | 0 | 0 | 233.5367 | 233.5367 | 0 | 0 | 0 | 0 | 0 | 0 | 0 | 46.5758 | 42.5982 | 0 | 0 | 0 | 0 | 0 | 0 | 0 | 0 | 0 | 0 | 0 | 0 | 0 | 0 | 0 | 0 | 0 | 0 | 0 | 0 | 0 | 0 | 0 | 0 | 0 | 100 | 100 | 0% | 0% | 0% | 0% | 0% | 0% | 0% | 26.66% | 26.66% | SOUT WIND TURBINE 2035
[6 empty] | 0 | 0 | 0 | 0 | 0 | 0 | 0 |  |  | 0 | 0 | 0 | 0 | 0 | 0 | 0 |  |  | 0 | 0 | 0 | 0 | 0 | 0 | 0 |  |  | 0 | 0 | 0 | 0 | 0 | 0 | 0 |  |  | 0 | 0 | 0 | 0 | 0 | 0 | 0 |  |  | 0 | 0 | 0 | 0 | 0 | 0 | 0 |  |  | 0 | 0 | 0 | 0 | 0 | 0 | 0

## LtdFuelSupply
Back to Contents
|  | Plant Name |  |  |  | FUEL CONSUMPTION | [8 empty] | GENERATION | [8 empty] | FOM (USD/kW-yr | [8 empty] | VOM (USD/MWh) | [8 empty] | Fuel Cost (USD/MWh) | [8 empty] | Available Capacity | [8 empty] | Capacity Factors
| UnitID |  | Model Region | Fuel Type | Capacity Type | 2017 | 2018 | 2019 | 2020 | 2023 | 2026 | 2030 | 2035 | 2040 | 2017 | 2018 | 2019 | 2020 | 2023 | 2026 | 2030 | 2035 | 2040 | 2017 | 2018 | 2019 | 2020 | 2023 | 2026 | 2030 | 2035 | 2040 | 2017 | 2018 | 2019 | 2020 | 2023 | 2026 | 2030 | 2035 | 2040 | 2017 | 2018 | 2019 | 2020 | 2023 | 2026 | 2030 | 2035 | 2040 | 2017 | 2018 | 2019 | 2020 | 2023 | 2026 | 2030 | 2035 | 2040 | 2017 | 2018 | 2019 | 2020 | 2023 | 2026 | 2030 | 2035 | 2040
| 1 | CENIT | SouthEast Ghana Group | Oil | Oil Combustion | 0 | 0 | 0 | 0 | 0 | 0 | 0 | 0 | 0 | 0 | 0 | 0 | 0 | 0 | 0 | 0 | 0 | 0 | 11.83 | 11.83 | 11.83 | 12.3933 | 11.7943 | 11.7943 | 11.7232 | 0 | 0 | 0 | 0 | 0 | 0 | 0 | 0 | 0 | 0 | 0 | 0 | 0 | 0 | 0 | 0 | 0 | 0 | 0 | 0 | 100 | 100 | 100 | 100 | 100 | 100 | 100 |  |  | 0% | 0% | 0% | 0% | 0% | 0% | 0% |  |  | CENIT
| 2 | Trojan 2B | SouthEast Ghana Group | Oil | Oil Combustion | 1.0933 | 0 | 0 | 0 | 0 | 0 | 0 | 0 | 0 | 129.5385 | 0 | 0 | 0 | 0 | 0 | 0 | 0 | 0 | 34 | 34 | 34 | 35.619 | 0 | 0 | 0 | 0 | 0 | 5.5 | 0 | 0 | 0 | 0 | 0 | 0 | 0 | 0 | 0 | 0 | 0 | 0 | 0 | 0 | 0 | 0 | 0 | 16.25 | 16.25 | 16.25 | 16.25 | [5 empty] | 91% | 0% | 0% | 0% | [5 empty] | Trojan 2B
| 3 | Trojan 2A | Ashanti Group | Oil | Oil Combustion | 0.26958 | 0 | 0 | 0 | 0 | 0 | 0 | 0 | 0 | 31.941 | 0 | 0 | 0 | 0 | 0 | 0 | 0 | 0 | 34 | 34 | 34 | 35.619 | 0 | 0 | 0 | 0 | 0 | 5.5 | 0 | 0 | 0 | 0 | 0 | 0 | 0 | 0 | 0 | 0 | 0 | 0 | 0 | 0 | 0 | 0 | 0 | 16.25 | 16.25 | 16.25 | 16.25 | [5 empty] | 22.44% | 0% | 0% | 0% | [5 empty] | Trojan 2A
| 4 | GP Tarkwa Plant | SouthWest Ghana Group | Oil | Oil Combustion | 0 | 0 | 0 | 0 | 0 | 0 | 0 | 0 | 0 | 0 | 0 | 0 | 0 | 0 | 0 | 0 | 0 | 0 | 17.5 | 17.5 | 17.5 | 18.3333 | 17.4471 | 17.4471 | 17.3421 | 17.3421 | 15.861 | 0 | 0 | 0 | 0 | 0 | 0 | 0 | 0 | 0 | 0 | 0 | 0 | 0 | 0 | 0 | 0 | 0 | 0 | 33 | 33 | 33 | 33 | 33 | 33 | 33 | 33 | 33 | 0% | 0% | 0% | 0% | 0% | 0% | 0% | 0% | 0% | GP Tarkwa Plant
| 5 | GP Chirano Plant | SouthWest Ghana Group | Oil | Oil Combustion | 0 | 0 | 0 | 0 | 0 | 0 | 0 | 0 | 0 | 0 | 0 | 0 | 0 | 0 | 0 | 0 | 0 | 0 | 17.5 | 17.5 | 17.5 | 18.3333 | 17.4471 | 17.4471 | 17.3421 | 17.3421 | 15.861 | 0 | 0 | 0 | 0 | 0 | 0 | 0 | 0 | 0 | 0 | 0 | 0 | 0 | 0 | 0 | 0 | 0 | 0 | 30 | 30 | 30 | 30 | 30 | 30 | 30 | 30 | 30 | 0% | 0% | 0% | 0% | 0% | 0% | 0% | 0% | 0% | GP Chirano Plant
| 6 | GP Darmang Plant | SouthWest Ghana Group | Oil | Oil Combustion | 0 | 0 | 0 | 0 | 0 | 0 | 0 | 0 | 0 | 0 | 0 | 0 | 0 | 0 | 0 | 0 | 0 | 0 | 17.5 | 17.5 | 17.5 | 18.3333 | 17.4471 | 17.4471 | 17.3421 | 17.3421 | 15.861 | 0 | 0 | 0 | 0 | 0 | 0 | 0 | 0 | 0 | 0 | 0 | 0 | 0 | 0 | 0 | 0 | 0 | 0 | 25.5 | 25.5 | 25.5 | 25.5 | 25.5 | 25.5 | 25.5 | 25.5 | 25.5 | 0% | 0% | 0% | 0% | 0% | 0% | 0% | 0% | 0% | GP Darmang Plant
| 7 | SAPP 2 | SouthEast Ghana Group | Oil/Gas | Oil/Gas Combined Cycle | 7.7467 | 23.5117 | 21.9285 | 13.6024 | 23.5117 | 23.5117 | 23.4688 | 21.2102 | 7.831 | 993.1626 | 3014.3161 | 2811.3446 | 1743.8924 | 3014.316 | 3014.316 | 3008.8206 | 2719.252 | 1003.9725 | 16 | 16 | 16 | 16.7619 | 15.9517 | 15.9517 | 15.8556 | 15.8556 | 14.5015 | 3.5 | 3.5 | 3.5 | 3.5 | 3.5 | 3.5 | 3.5 | 3.5 | 3.5 | 0 | 0 | 0 | 0 | 0 | 0 | 0 | 0 | 0 | 370 | 370 | 370 | 370 | 370 | 370 | 370 | 370 | 370 | 30.64% | 93% | 86.74% | 53.8% | 93% | 93% | 92.83% | 83.9% | 30.98% | SAPP 2
| 8 | Cenpower | SouthEast Ghana Group | Oil/Gas | Oil/Gas Combined Cycle | 0 | 3.4883 | 6.1469 | 0 | 4.2373 | 15.2491 | 10.5958 | 7.0058 | 1.0542 | 0 | 445.5085 | 785.0444 | 0 | 541.1596 | 1947.5285 | 1353.2335 | 894.7367 | 134.6399 | 0 | 16 | 16 | 16.7619 | 15.9517 | 15.9517 | 15.8556 | 15.8556 | 14.5015 | 0 | 3.5 | 3.5 | 0 | 3.5 | 3.5 | 3.5 | 3.5 | 3.5 | 0 | 0 | 0 | 0 | 0 | 0 | 0 | 0 | 0 |  | 340 | 340 | 340 | 340 | 340 | 340 | 340 | 340 |  | 14.96% | 26.36% | 0% | 18.17% | 65.39% | 45.43% | 30.04% | 4.521% | Cenpower
| 9 | KarpowerShip 1 | SouthEast Ghana Group | Oil/Gas | Oil/Gas Combined Cycle | 14.837 | 0 | 0 | 0 | 0 | 0 | 0 | 0 | 0 | 1942.0128 | 0 | 0 | 0 | 0 | 0 | 0 | 0 | 0 | 177.828 | 0 | 0 | 0 | 0 | 0 | 0 | 0 | 0 | 3.5 | 0 | 0 | 0 | 0 | 0 | 0 | 0 | 0 | 0 | 0 | 0 | 0 | 0 | 0 | 0 | 0 | 0 | 247 | [8 empty] | 89.75% | [8 empty] | KarpowerShip 1
| 10 | AKSA | SouthEast Ghana Group | Oil/Gas | Oil/Gas Combined Cycle | 10.1595 | 0 | 0 | 0 | 17.2232 | 25.9679 | 25.9679 | 25.9679 | 25.9679 | 1195.236 | 0 | 0 | 0 | 2026.2603 | 3055.05 | 3055.05 | 3055.05 | 3055.05 | 16 | 16 | 16 | 16.7619 | 15.9517 | 15.9517 | 15.8556 | 15.8556 | 14.5015 | 3.5 | 0 | 0 | 0 | 3.5 | 3.5 | 3.5 | 3.5 | 3.5 | 0 | 0 | 0 | 0 | 0 | 0 | 0 | 0 | 0 | 250 | 375 | 375 | 375 | 375 | 375 | 375 | 375 | 375 | 54.58% | 0% | 0% | 0% | 61.68% | 93% | 93% | 93% | 93% | AKSA
| 11 | TAPCO (T1) | SouthWest Ghana Group | Oil/Gas | Oil/Gas Combined Cycle | 11.645 | 17.1872 | 17.1872 | 17.1872 | 17.1872 | 17.1872 | 17.1872 | 17.1872 | 16.43 | 1496.2076 | 2208.3 | 2208.3 | 2208.3 | 2208.2999 | 2208.2999 | 2208.2997 | 2208.2999 | 2111.0093 | 18.7 | 18.7 | 18.7 | 19.5905 | 18.6435 | 18.6435 | 18.5312 | 18.5312 | 16.9486 | 5 | 5 | 5 | 5 | 5 | 5 | 5 | 5 | 5 | 0 | 0 | 0 | 0 | 0 | 0 | 0 | 0 | 0 | 305 | 305 | 305 | 305 | 305 | 305 | 305 | 305 | 305 | 56% | 82.65% | 82.65% | 82.65% | 82.65% | 82.65% | 82.65% | 82.65% | 79.01% | TAPCO (T1)
| 12 | TICO (T2) | SouthWest Ghana Group | Oil/Gas | Oil/Gas Combined Cycle | 17.7346 | 17.7346 | 17.7346 | 17.7346 | 17.7346 | 17.7346 | 17.7346 | 17.7346 | 17.7346 | 2382.7199 | 2382.72 | 2382.72 | 2382.72 | 2382.72 | 2382.72 | 2382.72 | 2382.72 | 2382.72 | 30.94 | 30.94 | 30.94 | 32.4133 | 30.8465 | 30.8465 | 30.6608 | 30.6608 | 28.0423 | 4.9 | 4.9 | 4.9 | 4.9 | 4.9 | 4.9 | 4.9 | 4.9 | 4.9 | 0 | 0 | 0 | 0 | 0 | 0 | 0 | 0 | 0 | 320 | 320 | 320 | 320 | 320 | 320 | 320 | 320 | 320 | 85% | 85% | 85% | 85% | 85% | 85% | 85% | 85% | 85% | TICO (T2)
| 13 | Amandi | SouthWest Ghana Group | Oil/Gas | Oil/Gas Combined Cycle | 0 | 0 | 8.0946 | 12.0103 | 0.6962 | 0.09796 | 0.097189 | 0.38249 | 0.17303 | 0 | 0 | 987.1488 | 1464.672 | 84.902 | 11.9463 | 11.8523 | 46.6454 | 21.1012 | 0 | 0 | 30.94 | 32.4133 | 30.8465 | 30.8465 | 30.6608 | 30.6608 | 28.0423 | 0 | 0 | 4.9 | 4.9 | 4.9 | 4.9 | 4.9 | 4.9 | 4.9 | 0 | 0 | 0 | 0 | 0 | 0 | 0 | 0 | 0 |  |  | 190 | 190 | 190 | 190 | 190 | 190 | 190 |  |  | 59.31% | 88% | 5.101% | 0.7178% | 0.7121% | 2.803% | 1.268% | Amandi
| 14 | KarpowerShip 2 | SouthWest Ghana Group | Oil/Gas | Oil/Gas Combined Cycle | 0 | 20.6349 | 8.4419 | 13.0151 | 31.8841 | 0 | 0 | 0 | 0 | 0 | 2423.6481 | 991.5366 | 1528.6754 | 3744.9 | 0 | 0 | 0 | 0 | 0 | 177.828 | 177.828 | 186.296 | 177.2908 | 0 | 0 | 0 | 0 | 0 | 3.5 | 3.5 | 3.5 | 3.5 | 0 | 0 | 0 | 0 | 0 | 0 | 0 | 0 | 0 | 0 | 0 | 0 | 0 |  | 450 | 450 | 450 | 450 | [5 empty] | 61.48% | 25.15% | 38.78% | 95% |  |  |  |  | KarpowerShip 2
| 15 | Early Power | SouthEast Ghana Group | Oil/Gas | Oil/Gas Combustion | 0 | 0 | 7.7096 | 23.0656 | 23.0656 | 23.0656 | 23.0656 | 23.0656 | 13.3148 | 0 | 0 | 1027.9476 | 3075.4172 | 3075.417 | 3075.417 | 3075.417 | 3075.417 | 1775.3103 | 0 | 0 | 16 | 16.7619 | 15.9517 | 15.9517 | 15.8556 | 15.8556 | 14.5015 | 0 | 0 | 3.5 | 3.5 | 3.5 | 3.5 | 3.5 | 3.5 | 3.5 | 0 | 0 | 0 | 0 | 0 | 0 | 0 | 0 | 0 |  |  | 377.5 | 377.5 | 377.5 | 377.5 | 377.5 | 377.5 | 377.5 |  |  | 31.08% | 93% | 93% | 93% | 93% | 93% | 53.69% | Early Power
| 16 | TT1PP | SouthEast Ghana Group | Oil/Gas | Oil/Gas Combustion | 0 | 0 | 0 | 0 | 0 | 0 | 0 | 0 | 0 | 0 | 0 | 0 | 0 | 0 | 0 | 0 | 0 | 0 | 14.3 | 14.3 | 14.3 | 14.981 | 14.2568 | 14.2568 | 14.1709 | 14.1709 | 12.9607 | 0 | 0 | 0 | 0 | 0 | 0 | 0 | 0 | 0 | 0 | 0 | 0 | 0 | 0 | 0 | 0 | 0 | 0 | 100 | 100 | 100 | 100 | 100 | 100 | 100 | 100 | 100 | 0% | 0% | 0% | 0% | 0% | 0% | 0% | 0% | 0% | TT1PP
| 17 | KTPP | SouthEast Ghana Group | Oil/Gas | Oil/Gas Combustion | 0.83197 | 0 | 0 | 0 | 0 | 0 | 0 | 0 | 0 | 76.3278 | 0 | 0 | 0 | 0 | 0 | 0 | 0 | 0 | 12.3 | 12.3 | 12.3 | 12.8857 | 12.2628 | 12.2628 | 12.189 | 12.189 | 11.148 | 3.5 | 0 | 0 | 0 | 0 | 0 | 0 | 0 | 0 | 0 | 0 | 0 | 0 | 0 | 0 | 0 | 0 | 0 | 200 | 200 | 200 | 200 | 200 | 200 | 200 | 200 | 200 | 4.357% | 0% | 0% | 0% | 0% | 0% | 0% | 0% | 0% | KTPP
| 18 | Trojan 1 | SouthEast Ghana Group | Oil/Gas | Oil/Gas Combustion | 1.6793 | 0 | 0 | 0 | 0 | 0 | 0 | 0 | 0 | 198.9711 | 0 | 0 | 0 | 0 | 0 | 0 | 0 | 0 | 34 | 34 | 34 | 35.619 | 0 | 0 | 0 | 0 | 0 | 5.5 | 0 | 0 | 0 | 0 | 0 | 0 | 0 | 0 | 0 | 0 | 0 | 0 | 0 | 0 | 0 | 0 | 0 | 24.96 | 24.96 | 24.96 | 24.96 | [5 empty] | 91% | 0% | 0% | 0% | [5 empty] | Trojan 1
| 19 | MRP | SouthEast Ghana Group | Oil/Gas | Oil/Gas Combustion | 0 | 0 | 0 | 0 | 0 | 0 | 0 | 0 | 0 | 0 | 0 | 0 | 0 | 0 | 0 | 0 | 0 | 0 | 12.5737 | 12.5737 | 12.5737 | 13.1725 | 12.5357 | 12.5357 | 12.4602 | 12.4602 | 11.3961 | 0 | 0 | 0 | 0 | 0 | 0 | 0 | 0 | 0 | 0 | 0 | 0 | 0 | 0 | 0 | 0 | 0 | 0 | 70 | 70 | 70 | 70 | 70 | 70 | 70 | 70 | 70 | 0% | 0% | 0% | 0% | 0% | 0% | 0% | 0% | 0% | MRP
| 20 | Safisana | SouthEast Ghana Group | Biogas | Biogas | 0.010052 | 0.010052 | 0.010052 | 0.010052 | 0.010052 | 0.010052 | 0.010052 | 0.010052 | 0.010052 | 0.7446 | 0.7446 | 0.7446 | 0.7446 | 0.7446 | 0.7446 | 0.7446 | 0.7446 | 0.7446 | 35 | 35 | 35 | 36.6667 | 34.8943 | 34.8943 | 34.6841 | 34.6841 | 31.7221 | 4.2 | 4.2 | 4.2 | 4.2 | 4.2 | 4.2 | 4.2 | 4.2 | 4.2 | 0 | 0 | 0 | 0 | 0 | 0 | 0 | 0 | 0 | 0.1 | 0.1 | 0.1 | 0.1 | 0.1 | 0.1 | 0.1 | 0.1 | 0.1 | 85% | 85% | 85% | 85% | 85% | 85% | 85% | 85% | 85% | Safisana
| 21 | TT2PP | SouthEast Ghana Group | Gas | Gas Combustion Turbine | 0.45233 | 0 | 0 | 0 | 0 | 0 | 0 | 0.0083587 | 0 | 46.5361 | 0 | 0 | 0 | 0 | 0 | 0 | 0.85995 | 0 | 12.1007 | 12.1007 | 12.1007 | 12.6769 | 12.0641 | 12.0641 | 11.9915 | 11.9915 | 10.9674 | 4.5 | 0 | 0 | 0 | 0 | 0 | 0 | 4.5 | 0 | 0 | 0 | 0 | 0 | 0 | 0 | 0 | 0 | 0 | 45 | 45 | 45 | 45 | 45 | 45 | 45 | 45 | 45 | 11.81% | 0% | 0% | 0% | 0% | 0% | 0% | 0.2182% | 0% | TT2PP
| 22 | SAPP 1 | SouthEast Ghana Group | Gas | Gas Combustion Turbine | 3.0298 | 0 | 0 | 0 | 0 | 0 | 0.0011123 | 0.14325 | 0.052103 | 324.7328 | 0 | 0 | 0 | 0 | 0 | 0.11922 | 15.3533 | 5.5844 | 11.83 | 11.83 | 11.83 | 12.3933 | 11.7943 | 11.7943 | 11.7232 | 11.7232 | 10.7221 | 4.5 | 0 | 0 | 0 | 0 | 0 | 4.5 | 4.5 | 4.5 | 0 | 0 | 0 | 0 | 0 | 0 | 0 | 0 | 0 | 180 | 180 | 180 | 180 | 180 | 180 | 180 | 180 | 180 | 20.59% | 0% | 0% | 0% | 0% | 0% | 0.007561% | 0.9737% | 0.3542% | SAPP 1
| 23 | Trojan 3 | SouthEast Ghana Group | Gas | Gas Combustion Turbine | 0 | 0 | 0 | 0 | 0 | 0 | 0 | 0 | 0 | 0 | 0 | 0 | 0 | 0 | 0 | 0 | 0 | 0 | 0 | 34 | 34 | 35.619 | 0 | 0 | 0 | 0 | 0 | 0 | 0 | 0 | 0 | 0 | 0 | 0 | 0 | 0 | 0 | 0 | 0 | 0 | 0 | 0 | 0 | 0 | 0 |  | 49.92 | 49.92 | 49.92 | [6 empty] | 0% | 0% | 0% | [5 empty] | Trojan 3
| 24 | Ameri_2016 | SouthWest Ghana Group | Gas | Gas Combustion Turbine | 0 | 0 | 0 | 0 | 0 | 0 | 0 | 0 | 0 | 0 | 0 | 0 | 0 | 0 | 0 | 0 | 0 | 0 | 14.54 | 14.54 | 14.54 | 15.2324 | 0 | 0 | 0 | 0 | 0 | 0 | 0 | 0 | 0 | 0 | 0 | 0 | 0 | 0 | 0 | 0 | 0 | 0 | 0 | 0 | 0 | 0 | 0 | 230 | 230 | 230 | 230 | [5 empty] | 0% | 0% | 0% | 0% | [5 empty] | Ameri_2016
| 25 | Ameri_2021 | SouthWest Ghana Group | Gas | Gas Combustion Turbine | 0 | 0 | 0 | 0 | 0 | 0 | 0 | 0.0079014 | 0.0043555 | 0 | 0 | 0 | 0 | 0 | 0 | 0 | 0.77754 | 0.4286 | 0 | 0 | 0 | 0 | 14.4961 | 14.4961 | 14.4088 | 14.4088 | 13.1782 | 0 | 0 | 0 | 0 | 0 | 0 | 0 | 4.17 | 4.17 | 0 | 0 | 0 | 0 | 0 | 0 | 0 | 0 | 0 |  |  |  |  | 230 | 230 | 230 | 230 | 230 |  |  |  |  | 0% | 0% | 0% | 0.03859% | 0.02127% | Ameri_2021
| 26 | Bui | Northern Ghana Group | Water | Hydro | 0 | 0 | 0 | 0 | 0 | 0 | 0 | 0 | 0 | 669.5866 | 669.5864 | 669.5865 | 669.5864 | 669.5863 | 669.5865 | 669.5866 | 669.5862 | 669.5864 | 27.74 | 27.74 | 27.74 | 29.061 | 27.6562 | 27.6562 | 27.4896 | 27.4896 | 25.142 | 1.63 | 1.63 | 1.63 | 1.63 | 1.63 | 1.63 | 1.63 | 1.63 | 1.63 | 0 | 0 | 0 | 0 | 0 | 0 | 0 | 0 | 0 | 330 | 330 | 330 | 330 | 330 | 330 | 330 | 330 | 330 | 23.16% | 23.16% | 23.16% | 23.16% | 23.16% | 23.16% | 23.16% | 23.16% | 23.16% | Bui
| 27 | Akosombo | SouthEast Ghana Group | Water | Hydro | 0 | 0 | 0 | 0 | 0 | 0 | 0 | 0 | 0 | 3681.6885 | 3681.6892 | 4016.3891 | 4016.3897 | 4434.763 | 4434.7619 | 4434.7619 | 4434.763 | 4434.7629 | 9.16 | 9.16 | 9.16 | 9.5962 | 9.1323 | 9.1323 | 9.0773 | 9.0773 | 8.3021 | 0.98 | 0.98 | 0.98 | 0.98 | 0.98 | 0.98 | 0.98 | 0.98 | 0.98 | 0 | 0 | 0 | 0 | 0 | 0 | 0 | 0 | 0 | 900 | 900 | 900 | 900 | 900 | 900 | 900 | 900 | 900 | 46.7% | 46.7% | 50.94% | 50.94% | 56.25% | 56.25% | 56.25% | 56.25% | 56.25% | Akosombo
| 28 | Kpong | SouthEast Ghana Group | Water | Hydro | 0 | 0 | 0 | 0 | 0 | 0 | 0 | 0 | 0 | 722.7075 | 722.7075 | 788.4081 | 788.4082 | 870.5339 | 870.5341 | 870.5339 | 870.534 | 870.534 | 9.16 | 9.16 | 9.16 | 9.5962 | 9.1323 | 9.1323 | 9.0773 | 9.0773 | 8.3021 | 0.98 | 0.98 | 0.98 | 0.98 | 0.98 | 0.98 | 0.98 | 0.98 | 0.98 | 0 | 0 | 0 | 0 | 0 | 0 | 0 | 0 | 0 | 140 | 140 | 140 | 140 | 140 | 140 | 140 | 140 | 140 | 58.93% | 58.93% | 64.29% | 64.29% | 70.98% | 70.98% | 70.98% | 70.98% | 70.98% | Kpong
| 29 | Cote d'Ivoire Dummy | Cote d'Ivoire | Water | Hydro | 0 | 0 | 0 | 0 | 0 | 0 | 0 | 0 | 0 | 814.6799 | 814.68 | 814.68 | 814.68 | 814.6801 | 814.6803 | 814.6799 | 814.68 | 814.6801 | 0 | 0 | 0 | 0 | 0 | 0 | 0 | 0 | 0 | 10 | 10 | 10 | 10 | 10 | 10 | 10 | 10 | 10 | 0 | 0 | 0 | 0 | 0 | 0 | 0 | 0 | 0 | 150 | 150 | 150 | 150 | 150 | 150 | 150 | 150 | 150 | 62% | 62% | 62% | 62% | 62% | 62% | 62% | 62% | 62% | Cote d'Ivoire Dummy
| 30 | Burkina Dummy | Burkina Group | Water | Hydro | 0 | 0 | 0 | 0 | 0 | 0 | 0 | 0 | 0 | 0.438 | 0.438 | 0.438 | 0.438 | 4.818 | 4.818 | 4.818 | 4.818 | 4.818 | 0 | 0 | 0 | 0 | 0 | 0 | 0 | 0 | 0 | 10 | 10 | 10 | 10 | 10 | 10 | 10 | 10 | 10 | 0 | 0 | 0 | 0 | 0 | 0 | 0 | 0 | 0 | 10 | 10 | 10 | 10 | 110 | 110 | 110 | 110 | 110 | 0.5% | 0.5% | 0.5% | 0.5% | 0.5% | 0.5% | 0.5% | 0.5% | 0.5% | Burkina Dummy
| 31 | VRA Solar | Northern Ghana Group | Sun | Solar PV | 0 | 0 | 0 | 0 | 0 | 0 | 0 | 0 | 0 | 2.7132 | 2.7132 | 2.7132 | 2.7132 | 2.7132 | 2.7132 | 2.7132 | 2.7132 | 2.7132 | 0 | 0 | 0 | 0 | 0 | 0 | 0 | 0 | 0 | 0 | 0 | 0 | 0 | 0 | 0 | 0 | 0 | 0 | 0 | 0 | 0 | 0 | 0 | 0 | 0 | 0 | 0 | 1.8 | 1.8 | 1.8 | 1.8 | 1.8 | 1.8 | 1.8 | 1.8 | 1.8 | 17.21% | 17.21% | 17.21% | 17.21% | 17.21% | 17.21% | 17.21% | 17.21% | 17.21% | VRA Solar
| 32 | BXC Solar | SouthEast Ghana Group | Sun | Solar PV | 0 | 0 | 0 | 0 | 0 | 0 | 0 | 0 | 0 | 24.0159 | 24.0159 | 24.0159 | 24.0159 | 24.0159 | 24.0159 | 24.0159 | 24.0159 | 0 | 0 | 0 | 0 | 0 | 0 | 0 | 0 | 0 | 0 | 0 | 0 | 0 | 0 | 0 | 0 | 0 | 0 | 0 | 0 | 0 | 0 | 0 | 0 | 0 | 0 | 0 | 0 | 18 | 18 | 18 | 18 | 18 | 18 | 18 | 18 |  | 15.23% | 15.23% | 15.23% | 15.23% | 15.23% | 15.23% | 15.23% | 15.23% |  | BXC Solar
| 41 | SOUT COAL STEAM TURBINE 2026 | SouthWest Ghana Group | Coal | Coal Steam Turbine | 0 | 0 | 0 | 0 | 0 | 31.5903 | 70.1425 | 70.1425 | 70.1425 | 0 | 0 | 0 | 0 | 0 | 3589.8042 | 7970.7415 | 7970.7415 | 7970.7415 | 0 | 0 | 0 | 0 | 0 | 64.8036 | 64.4134 | 64.4134 | 58.9124 | 0 | 0 | 0 | 0 | 0 | 6.034 | 6.034 | 6.034 | 6.034 | 0 | 0 | 0 | 0 | 0 | 0 | 0 | 0 | 0 | [5 empty] | 482.112 | 1070.473 | 1070.473 | 1070.473 | [5 empty] | 85% | 85% | 85% | 85% | SOUT COAL STEAM TURBINE 2026
| 43 | SOUT COMBINED CYCLE 2020 | SouthWest Ghana Group | Oil/Gas | Oil/Gas Combined Cycle | 0 | 0 | 0 | 0 | 0 | 0 | 0 | 0 | 35.4326 | 0 | 0 | 0 | 0 | 0 | 0 | 0 | 0 | 4887.2537 | 0 | 0 | 0 | 0 | 0 | 0 | 0 | 0 | 13.5952 | 0 | 0 | 0 | 0 | 0 | 0 | 0 | 0 | 3.48 | 0 | 0 | 0 | 0 | 0 | 0 | 0 | 0 | 0 | 0 | 0 | 0 | 0 | 0 | 0 | 0 | 0 | 619.895 | 0% | 0% | 0% | 0% | 0% | 0% | 0% | 0% | 90% | SOUT COMBINED CYCLE 2020
| 45 | SOUT COMBINED CYCLE 2019 | SouthEast Ghana Group | Oil/Gas | Oil/Gas Combined Cycle | 0 | 0 | 0 | 0 | 0 | 0 | 0 | 48.8112 | 95.7642 | 0 | 0 | 0 | 0 | 0 | 0 | 0 | 6732.5849 | 13208.8536 | 0 | 0 | 0 | 0 | 0 | 0 | 0 | 14.8646 | 13.5952 | 0 | 0 | 0 | 0 | 0 | 0 | 0 | 3.48 | 3.48 | 0 | 0 | 0 | 0 | 0 | 0 | 0 | 0 | 0 | 0 | 0 | 0 | 0 | 0 | 0 | 0 | 853.955 | 1675.399 | 0% | 0% | 0% | 0% | 0% | 0% | 0% | 90% | 90% | SOUT COMBINED CYCLE 2019
| 52 | NORT HYDRO SMALL 2026 | Northern Ghana Group | Water | Hydro | 0 | 0 | 0 | 0 | 0 | 0 | 0 | 0 | 0 | 0 | 0 | 0 | 0 | 0 | 214.2471 | 214.2471 | 214.2471 | 214.2471 | 0 | 0 | 0 | 0 | 0 | 44.864 | 44.5939 | 44.5939 | 40.7855 | 0 | 0 | 0 | 0 | 0 | 3 | 3 | 3 | 3 | 0 | 0 | 0 | 0 | 0 | 0 | 0 | 0 | 0 | [5 empty] | 57.5469 | 57.5469 | 57.5469 | 57.5469 | [5 empty] | 42.5% | 42.5% | 42.5% | 42.5% | NORT HYDRO SMALL 2026
| 54 | ASHA INTERRUPTIBLE 2016 | Ashanti Group | Interruptible | Interruptible | 0 | 0 | 0 | 0 | 0 | 0 | 0 | 0 | 0 | 0 | 0 | 0 | 0 | 0 | 0 | 0 | 0 | 0 | 0 | 0 | 0 | 0 | 0 | 0 | 0 | 0 | 0 | 0 | 0 | 0 | 0 | 0 | 0 | 0 | 0 | 0 | 0 | 0 | 0 | 0 | 0 | 0 | 0 | 0 | 0 | 129.301 | 217.102 | [7 empty] | 0% | 0% | [7 empty] | ASHA INTERRUPTIBLE 2016
| 63 | ASHA SOLAR PV 2020 | Ashanti Group | Sun | Solar PV | 0 | 0 | 0 | 0 | 0 | 0 | 0 | 0 | 0 | 0 | 0 | 0 | 6.3375 | 19.0126 | 19.0126 | 19.0126 | 19.0126 | 19.0126 | 0 | 0 | 0 | 25.981 | 24.7251 | 24.7251 | 24.5762 | 24.5762 | 22.4773 | 0 | 0 | 0 | 0 | 0 | 0 | 0 | 0 | 0 | 0 | 0 | 0 | 0 | 0 | 0 | 0 | 0 | 0 | 0 | 0 | 0 | 5 | 15 | 15 | 15 | 15 | 15 | 0% | 0% | 0% | 14.47% | 14.47% | 14.47% | 14.47% | 14.47% | 14.47% | ASHA SOLAR PV 2020
| 64 | ASHA SOLAR PV 2026 | Ashanti Group | Sun | Solar PV | 0 | 0 | 0 | 0 | 0 | 0 | 0 | 0 | 0 | 0 | 0 | 0 | 0 | 0 | 12.6751 | 38.0252 | 50.7002 | 50.7002 | 0 | 0 | 0 | 0 | 0 | 24.7251 | 24.5762 | 24.5762 | 22.4773 | 0 | 0 | 0 | 0 | 0 | 0 | 0 | 0 | 0 | 0 | 0 | 0 | 0 | 0 | 0 | 0 | 0 | 0 | 0 | 0 | 0 | 0 | 0 | 10 | 30 | 40 | 40 | 0% | 0% | 0% | 0% | 0% | 14.47% | 14.47% | 14.47% | 14.47% | ASHA SOLAR PV 2026
| 65 | ASHA SOLAR PV 2035 | Ashanti Group | Sun | Solar PV | 0 | 0 | 0 | 0 | 0 | 0 | 0 | 0 | 0 | 0 | 0 | 0 | 0 | 0 | 0 | 0 | 12.6751 | 69.7128 | 0 | 0 | 0 | 0 | 0 | 0 | 0 | 24.7744 | 22.6586 | 0 | 0 | 0 | 0 | 0 | 0 | 0 | 0 | 0 | 0 | 0 | 0 | 0 | 0 | 0 | 0 | 0 | 0 | 0 | 0 | 0 | 0 | 0 | 0 | 0 | 10 | 55 | 0% | 0% | 0% | 0% | 0% | 0% | 0% | 14.47% | 14.47% | ASHA SOLAR PV 2035
| 66 | SOUT SOLAR PV 2020 | SouthWest Ghana Group | Sun | Solar PV | 0 | 0 | 0 | 0 | 0 | 0 | 0 | 0 | 0 | 0 | 0 | 0 | 0 | 12.6751 | 12.6751 | 12.6751 | 12.6751 | 12.6751 | 0 | 0 | 0 | 0 | 24.7251 | 24.7251 | 24.5762 | 24.5762 | 22.4773 | 0 | 0 | 0 | 0 | 0 | 0 | 0 | 0 | 0 | 0 | 0 | 0 | 0 | 0 | 0 | 0 | 0 | 0 | 0 | 0 | 0 | 0 | 10 | 10 | 10 | 10 | 10 | 0% | 0% | 0% | 0% | 14.47% | 14.47% | 14.47% | 14.47% | 14.47% | SOUT SOLAR PV 2020
| 67 | SOUT SOLAR PV 2026 | SouthWest Ghana Group | Sun | Solar PV | 0 | 0 | 0 | 0 | 0 | 0 | 0 | 0 | 0 | 0 | 0 | 0 | 0 | 0 | 12.6751 | 25.3501 | 31.6876 | 31.6876 | 0 | 0 | 0 | 0 | 0 | 24.7251 | 24.5762 | 24.5762 | 22.4773 | 0 | 0 | 0 | 0 | 0 | 0 | 0 | 0 | 0 | 0 | 0 | 0 | 0 | 0 | 0 | 0 | 0 | 0 | [5 empty] | 10 | 20 | 25 | 25 | [5 empty] | 14.47% | 14.47% | 14.47% | 14.47% | SOUT SOLAR PV 2026
| 68 | SOUT SOLAR PV 2035 | SouthWest Ghana Group | Sun | Solar PV | 0 | 0 | 0 | 0 | 0 | 0 | 0 | 0 | 0 | 0 | 0 | 0 | 0 | 0 | 0 | 0 | 12.6751 | 57.0377 | 0 | 0 | 0 | 0 | 0 | 0 | 0 | 24.7744 | 22.6586 | 0 | 0 | 0 | 0 | 0 | 0 | 0 | 0 | 0 | 0 | 0 | 0 | 0 | 0 | 0 | 0 | 0 | 0 | 0 | 0 | 0 | 0 | 0 | 0 | 0 | 10 | 45 | 0% | 0% | 0% | 0% | 0% | 0% | 0% | 14.47% | 14.47% | SOUT SOLAR PV 2035
| 69 | NORT SOLAR PV 2018 | Northern Ghana Group | Sun | Solar PV | 0 | 0 | 0 | 0 | 0 | 0 | 0 | 0 | 0 | 0 | 0 | 67.5263 | 67.5263 | 67.5263 | 67.5263 | 67.5263 | 67.5263 | 67.5263 | 0 | 0 | 24.8 | 25.981 | 24.7251 | 24.7251 | 24.5762 | 24.5762 | 22.4773 | 0 | 0 | 0 | 0 | 0 | 0 | 0 | 0 | 0 | 0 | 0 | 0 | 0 | 0 | 0 | 0 | 0 | 0 |  |  | 47.1565 | 47.1565 | 47.1565 | 47.1565 | 47.1565 | 47.1565 | 47.1565 |  |  | 16.35% | 16.35% | 16.35% | 16.35% | 16.35% | 16.35% | 16.35% | NORT SOLAR PV 2018
| 70 | NORT SOLAR PV 2020 | Northern Ghana Group | Sun | Solar PV | 0 | 0 | 0 | 0 | 0 | 0 | 0 | 0 | 0 | 0 | 0 | 0 | 71.598 | 214.7941 | 214.7941 | 214.7941 | 214.7941 | 214.7941 | 0 | 0 | 0 | 25.981 | 24.7251 | 24.7251 | 24.5762 | 24.5762 | 22.4773 | 0 | 0 | 0 | 0 | 0 | 0 | 0 | 0 | 0 | 0 | 0 | 0 | 0 | 0 | 0 | 0 | 0 | 0 | 0 | 0 | 0 | 50 | 150 | 150 | 150 | 150 | 150 | 0% | 0% | 0% | 16.35% | 16.35% | 16.35% | 16.35% | 16.35% | 16.35% | NORT SOLAR PV 2020
| 71 | NORT SOLAR PV 2023 | Northern Ghana Group | Sun | Solar PV | 0 | 0 | 0 | 0 | 0 | 0 | 0 | 0 | 0 | 0 | 0 | 0 | 0 | 71.598 | 143.1961 | 143.1961 | 143.1961 | 143.1961 | 0 | 0 | 0 | 0 | 24.7251 | 24.7251 | 24.5762 | 24.5762 | 22.4773 | 0 | 0 | 0 | 0 | 0 | 0 | 0 | 0 | 0 | 0 | 0 | 0 | 0 | 0 | 0 | 0 | 0 | 0 | 0 | 0 | 0 | 0 | 50 | 100 | 100 | 100 | 100 | 0% | 0% | 0% | 0% | 16.35% | 16.35% | 16.35% | 16.35% | 16.35% | NORT SOLAR PV 2023
| 72 | NORT SOLAR PV 2026 | Northern Ghana Group | Sun | Solar PV | 0 | 0 | 0 | 0 | 0 | 0 | 0 | 0 | 0 | 0 | 0 | 0 | 0 | 0 | 71.598 | 214.7941 | 214.7941 | 214.7941 | 0 | 0 | 0 | 0 | 0 | 24.7251 | 24.5762 | 24.5762 | 22.4773 | 0 | 0 | 0 | 0 | 0 | 0 | 0 | 0 | 0 | 0 | 0 | 0 | 0 | 0 | 0 | 0 | 0 | 0 | 0 | 0 | 0 | 0 | 0 | 50 | 150 | 150 | 150 | 0% | 0% | 0% | 0% | 0% | 16.35% | 16.35% | 16.35% | 16.35% | NORT SOLAR PV 2026
| 73 | NORT SOLAR PV 2030 | Northern Ghana Group | Sun | Solar PV | 0 | 0 | 0 | 0 | 0 | 0 | 0 | 0 | 0 | 0 | 0 | 0 | 0 | 0 | 0 | 35.799 | 178.9951 | 178.9951 | 0 | 0 | 0 | 0 | 0 | 0 | 24.5762 | 24.5762 | 22.4773 | 0 | 0 | 0 | 0 | 0 | 0 | 0 | 0 | 0 | 0 | 0 | 0 | 0 | 0 | 0 | 0 | 0 | 0 | 0 | 0 | 0 | 0 | 0 | 0 | 25 | 125 | 125 | 0% | 0% | 0% | 0% | 0% | 0% | 16.35% | 16.35% | 16.35% | NORT SOLAR PV 2030
| 74 | NORT SOLAR PV 2035 | Northern Ghana Group | Sun | Solar PV | 0 | 0 | 0 | 0 | 0 | 0 | 0 | 0 | 0 | 0 | 0 | 0 | 0 | 0 | 0 | 0 | 71.598 | 429.5883 | 0 | 0 | 0 | 0 | 0 | 0 | 0 | 24.5762 | 22.4773 | 0 | 0 | 0 | 0 | 0 | 0 | 0 | 0 | 0 | 0 | 0 | 0 | 0 | 0 | 0 | 0 | 0 | 0 | 0 | 0 | 0 | 0 | 0 | 0 | 0 | 50 | 300 | 0% | 0% | 0% | 0% | 0% | 0% | 0% | 16.35% | 16.35% | NORT SOLAR PV 2035
| 76 | SOUT SOLAR PV 2020 | SouthEast Ghana Group | Sun | Solar PV | 0 | 0 | 0 | 0 | 0 | 0 | 0 | 0 | 0 | 0 | 0 | 0 | 0 | 63.3753 | 63.3753 | 63.3753 | 63.3753 | 63.3753 | 0 | 0 | 0 | 0 | 24.7251 | 24.7251 | 24.5762 | 24.5762 | 22.4773 | 0 | 0 | 0 | 0 | 0 | 0 | 0 | 0 | 0 | 0 | 0 | 0 | 0 | 0 | 0 | 0 | 0 | 0 | 0 | 0 | 0 | 0 | 50 | 50 | 50 | 50 | 50 | 0% | 0% | 0% | 0% | 14.47% | 14.47% | 14.47% | 14.47% | 14.47% | SOUT SOLAR PV 2020
| 77 | SOUT SOLAR PV 2026 | SouthEast Ghana Group | Sun | Solar PV | 0 | 0 | 0 | 0 | 0 | 0 | 0 | 0 | 0 | 0 | 0 | 0 | 0 | 0 | 31.6876 | 221.8134 | 285.1886 | 285.1886 | 0 | 0 | 0 | 0 | 0 | 24.7251 | 24.5762 | 24.5762 | 22.4773 | 0 | 0 | 0 | 0 | 0 | 0 | 0 | 0 | 0 | 0 | 0 | 0 | 0 | 0 | 0 | 0 | 0 | 0 | 0 | 0 | 0 | 0 | 0 | 25 | 175 | 225 | 225 | 0% | 0% | 0% | 0% | 0% | 14.47% | 14.47% | 14.47% | 14.47% | SOUT SOLAR PV 2026
| 78 | SOUT SOLAR PV 2035 | SouthEast Ghana Group | Sun | Solar PV | 0 | 0 | 0 | 0 | 0 | 0 | 0 | 0 | 0 | 0 | 0 | 0 | 0 | 0 | 0 | 0 | 63.3753 | 285.1886 | 0 | 0 | 0 | 0 | 0 | 0 | 0 | 24.7744 | 22.6586 | 0 | 0 | 0 | 0 | 0 | 0 | 0 | 0 | 0 | 0 | 0 | 0 | 0 | 0 | 0 | 0 | 0 | 0 | 0 | 0 | 0 | 0 | 0 | 0 | 0 | 50 | 225 | 0% | 0% | 0% | 0% | 0% | 0% | 0% | 14.47% | 14.47% | SOUT SOLAR PV 2035
| 80 | SOUT SOLAR PV 2020 | SouthWest Ghana Group | Sun | Solar PV | 0 | 0 | 0 | 0 | 0 | 0 | 0 | 0 | 0 | 0 | 0 | 0 | 0 | 38.0252 | 76.0503 | 76.0503 | 76.0503 | 76.0503 | 0 | 0 | 0 | 0 | 24.7251 | 24.7251 | 24.5762 | 24.5762 | 22.4773 | 0 | 0 | 0 | 0 | 0 | 0 | 0 | 0 | 0 | 0 | 0 | 0 | 0 | 0 | 0 | 0 | 0 | 0 | 0 | 0 | 0 | 0 | 30 | 60 | 60 | 60 | 60 | 0% | 0% | 0% | 0% | 14.47% | 14.47% | 14.47% | 14.47% | 14.47% | SOUT SOLAR PV 2020
| 81 | SOUT SOLAR PV 2026 | SouthWest Ghana Group | Sun | Solar PV | 0 | 0 | 0 | 0 | 0 | 0 | 0 | 0 | 0 | 0 | 0 | 0 | 0 | 0 | 25.3501 | 126.7505 | 152.1006 | 152.1006 | 0 | 0 | 0 | 0 | 0 | 24.7251 | 24.5762 | 24.5762 | 22.4773 | 0 | 0 | 0 | 0 | 0 | 0 | 0 | 0 | 0 | 0 | 0 | 0 | 0 | 0 | 0 | 0 | 0 | 0 | 0 | 0 | 0 | 0 | 0 | 20 | 100 | 120 | 120 | 0% | 0% | 0% | 0% | 0% | 14.47% | 14.47% | 14.47% | 14.47% | SOUT SOLAR PV 2026
| 82 | SOUT SOLAR PV 2035 | SouthWest Ghana Group | Sun | Solar PV | 0 | 0 | 0 | 0 | 0 | 0 | 0 | 0 | 0 | 0 | 0 | 0 | 0 | 0 | 0 | 0 | 12.6751 | 152.1006 | 0 | 0 | 0 | 0 | 0 | 0 | 0 | 24.7744 | 22.6586 | 0 | 0 | 0 | 0 | 0 | 0 | 0 | 0 | 0 | 0 | 0 | 0 | 0 | 0 | 0 | 0 | 0 | 0 | 0 | 0 | 0 | 0 | 0 | 0 | 0 | 10 | 120 | 0% | 0% | 0% | 0% | 0% | 0% | 0% | 14.47% | 14.47% | SOUT SOLAR PV 2035
| 83 | SOUT SOLAR PV 2020 | SouthEast Ghana Group | Sun | Solar PV | 0 | 0 | 0 | 0 | 0 | 0 | 0 | 0 | 0 | 0 | 0 | 0 | 1.8814 | 1.8814 | 1.8814 | 1.8814 | 1.8814 | 1.8814 | 0 | 0 | 0 | 25.981 | 24.7251 | 24.7251 | 24.5762 | 24.5762 | 22.4773 | 0 | 0 | 0 | 0 | 0 | 0 | 0 | 0 | 0 | 0 | 0 | 0 | 0 | 0 | 0 | 0 | 0 | 0 | 0 | 0 | 0 | 1.4844 | 1.4844 | 1.4844 | 1.4844 | 1.4844 | 1.4844 | 0% | 0% | 0% | 14.47% | 14.47% | 14.47% | 14.47% | 14.47% | 14.47% | SOUT SOLAR PV 2020
| 84 | SOUT SOLAR PV 2026 | SouthEast Ghana Group | Sun | Solar PV | 0 | 0 | 0 | 0 | 0 | 0 | 0 | 0 | 0 | 0 | 0 | 0 | 0 | 0 | 12.6751 | 25.3501 | 38.0252 | 38.0252 | 0 | 0 | 0 | 0 | 0 | 24.7251 | 24.5762 | 24.5762 | 22.4773 | 0 | 0 | 0 | 0 | 0 | 0 | 0 | 0 | 0 | 0 | 0 | 0 | 0 | 0 | 0 | 0 | 0 | 0 | 0 | 0 | 0 | 0 | 0 | 10 | 20 | 30 | 30 | 0% | 0% | 0% | 0% | 0% | 14.47% | 14.47% | 14.47% | 14.47% | SOUT SOLAR PV 2026
| 85 | SOUT SOLAR PV 2035 | SouthEast Ghana Group | Sun | Solar PV | 0 | 0 | 0 | 0 | 0 | 0 | 0 | 0 | 0 | 0 | 0 | 0 | 0 | 0 | 0 | 0 | 12.6751 | 38.0252 | 0 | 0 | 0 | 0 | 0 | 0 | 0 | 24.7744 | 22.6586 | 0 | 0 | 0 | 0 | 0 | 0 | 0 | 0 | 0 | 0 | 0 | 0 | 0 | 0 | 0 | 0 | 0 | 0 | 0 | 0 | 0 | 0 | 0 | 0 | 0 | 10 | 30 | 0% | 0% | 0% | 0% | 0% | 0% | 0% | 14.47% | 14.47% | SOUT SOLAR PV 2035
| 87 | ASHA SOLAR PV WITH STORAGE 2026 | Ashanti Group | Sun + storage | Solar PV + Storage | 0 | 0 | 0 | 0 | 0 | 0 | 0 | 0 | 0 | 0 | 0 | 0 | 0 | 0 | 0 | 12.675 | 12.675 | 12.675 | 0 | 0 | 0 | 0 | 0 | 0 | 27.7473 | 27.7473 | 25.3776 | 0 | 0 | 0 | 0 | 0 | 0 | 0 | 0 | 0 | 0 | 0 | 0 | 0 | 0 | 0 | 0 | 0 | 0 | 0 | 0 | 0 | 0 | 0 | 0 | 10 | 10 | 10 | 0% | 0% | 0% | 0% | 0% | 0% | 14.47% | 14.47% | 14.47% | ASHA SOLAR PV WITH STORAGE 2026
| 88 | ASHA SOLAR PV WITH STORAGE 2035 | Ashanti Group | Sun + storage | Solar PV + Storage | 0 | 0 | 0 | 0 | 0 | 0 | 0 | 0 | 0 | 0 | 0 | 0 | 0 | 0 | 0 | 0 | 0 | 31.6876 | 0 | 0 | 0 | 0 | 0 | 0 | 0 | 0 | 25.3776 | 0 | 0 | 0 | 0 | 0 | 0 | 0 | 0 | 0 | 0 | 0 | 0 | 0 | 0 | 0 | 0 | 0 | 0 | 0 | 0 | 0 | 0 | 0 | 0 | 0 | 0 | 25 | 0% | 0% | 0% | 0% | 0% | 0% | 0% | 0% | 14.47% | ASHA SOLAR PV WITH STORAGE 2035
| 90 | SOUT SOLAR PV WITH STORAGE 2026 | SouthWest Ghana Group | Sun + storage | Solar PV + Storage | 0 | 0 | 0 | 0 | 0 | 0 | 0 | 0 | 0 | 0 | 0 | 0 | 0 | 0 | 0 | 6.3375 | 6.3375 | 6.3375 | 0 | 0 | 0 | 0 | 0 | 0 | 27.7473 | 27.7473 | 25.3776 | 0 | 0 | 0 | 0 | 0 | 0 | 0 | 0 | 0 | 0 | 0 | 0 | 0 | 0 | 0 | 0 | 0 | 0 | 0 | 0 | 0 | 0 | 0 | 0 | 5 | 5 | 5 | 0% | 0% | 0% | 0% | 0% | 0% | 14.47% | 14.47% | 14.47% | SOUT SOLAR PV WITH STORAGE 2026
| 93 | NORT SOLAR PV WITH STORAGE 2026 | Northern Ghana Group | Sun + storage | Solar PV + Storage | 0 | 0 | 0 | 0 | 0 | 0 | 0 | 0 | 0 | 0 | 0 | 0 | 0 | 0 | 0 | 63.3752 | 63.3752 | 63.3752 | 0 | 0 | 0 | 0 | 0 | 0 | 27.7473 | 27.7473 | 25.3776 | 0 | 0 | 0 | 0 | 0 | 0 | 0 | 0 | 0 | 0 | 0 | 0 | 0 | 0 | 0 | 0 | 0 | 0 | 0 | 0 | 0 | 0 | 0 | 0 | 50 | 50 | 50 | 0% | 0% | 0% | 0% | 0% | 0% | 14.47% | 14.47% | 14.47% | NORT SOLAR PV WITH STORAGE 2026
| 96 | SOUT SOLAR PV WITH STORAGE 2026 | SouthEast Ghana Group | Sun + storage | Solar PV + Storage | 0 | 0 | 0 | 0 | 0 | 0 | 0 | 0 | 0 | 0 | 0 | 0 | 0 | 0 | 0 | 95.0629 | 95.0629 | 95.0629 | 0 | 0 | 0 | 0 | 0 | 0 | 27.7473 | 27.7473 | 25.3776 | 0 | 0 | 0 | 0 | 0 | 0 | 0 | 0 | 0 | 0 | 0 | 0 | 0 | 0 | 0 | 0 | 0 | 0 | 0 | 0 | 0 | 0 | 0 | 0 | 75 | 75 | 75 | 0% | 0% | 0% | 0% | 0% | 0% | 14.47% | 14.47% | 14.47% | SOUT SOLAR PV WITH STORAGE 2026
| 99 | SOUT SOLAR PV WITH STORAGE 2026 | SouthWest Ghana Group | Sun + storage | Solar PV + Storage | 0 | 0 | 0 | 0 | 0 | 0 | 0 | 0 | 0 | 0 | 0 | 0 | 0 | 0 | 0 | 50.7002 | 50.7002 | 50.7002 | 0 | 0 | 0 | 0 | 0 | 0 | 27.7473 | 27.7473 | 25.3776 | 0 | 0 | 0 | 0 | 0 | 0 | 0 | 0 | 0 | 0 | 0 | 0 | 0 | 0 | 0 | 0 | 0 | 0 | 0 | 0 | 0 | 0 | 0 | 0 | 40 | 40 | 40 | 0% | 0% | 0% | 0% | 0% | 0% | 14.47% | 14.47% | 14.47% | SOUT SOLAR PV WITH STORAGE 2026
| 102 | SOUT SOLAR PV WITH STORAGE 2026 | SouthEast Ghana Group | Sun + storage | Solar PV + Storage | 0 | 0 | 0 | 0 | 0 | 0 | 0 | 0 | 0 | 0 | 0 | 0 | 0 | 0 | 0 | 6.3375 | 6.3375 | 6.3375 | 0 | 0 | 0 | 0 | 0 | 0 | 27.7473 | 27.7473 | 25.3776 | 0 | 0 | 0 | 0 | 0 | 0 | 0 | 0 | 0 | 0 | 0 | 0 | 0 | 0 | 0 | 0 | 0 | 0 | 0 | 0 | 0 | 0 | 0 | 0 | 5 | 5 | 5 | 0% | 0% | 0% | 0% | 0% | 0% | 14.47% | 14.47% | 14.47% | SOUT SOLAR PV WITH STORAGE 2026
| 104 | SOUT WIND TURBINE 2020 | SouthEast Ghana Group | Wind | Wind | 0 | 0 | 0 | 0 | 0 | 0 | 0 | 0 | 0 | 0 | 0 | 0 | 175.1525 | 350.305 | 525.4575 | 525.4575 | 525.4575 | 525.4575 | 0 | 0 | 0 | 48.9343 | 46.5689 | 46.5689 | 46.2884 | 46.2884 | 42.3353 | 0 | 0 | 0 | 0 | 0 | 0 | 0 | 0 | 0 | 0 | 0 | 0 | 0 | 0 | 0 | 0 | 0 | 0 | 0 | 0 | 0 | 75 | 150 | 225 | 225 | 225 | 225 | 0% | 0% | 0% | 26.66% | 26.66% | 26.66% | 26.66% | 26.66% | 26.66% | SOUT WIND TURBINE 2020
| 105 | SOUT WIND TURBINE 2026 | SouthEast Ghana Group | Wind | Wind | 0 | 0 | 0 | 0 | 0 | 0 | 0 | 0 | 0 | 0 | 0 | 0 | 0 | 0 | 175.1525 | 408.6892 | 525.4575 | 525.4575 | 0 | 0 | 0 | 0 | 0 | 46.5689 | 46.2884 | 46.2884 | 42.3353 | 0 | 0 | 0 | 0 | 0 | 0 | 0 | 0 | 0 | 0 | 0 | 0 | 0 | 0 | 0 | 0 | 0 | 0 | 0 | 0 | 0 | 0 | 0 | 75 | 175 | 225 | 225 | 0% | 0% | 0% | 0% | 0% | 26.66% | 26.66% | 26.66% | 26.66% | SOUT WIND TURBINE 2026
| 106 | SOUT WIND TURBINE 2035 | SouthEast Ghana Group | Wind | Wind | 0 | 0 | 0 | 0 | 0 | 0 | 0 | 0 | 0 | 0 | 0 | 0 | 0 | 0 | 0 | 0 | 233.5367 | 233.5367 | 0 | 0 | 0 | 0 | 0 | 0 | 0 | 46.5758 | 42.5982 | 0 | 0 | 0 | 0 | 0 | 0 | 0 | 0 | 0 | 0 | 0 | 0 | 0 | 0 | 0 | 0 | 0 | 0 | 0 | 0 | 0 | 0 | 0 | 0 | 0 | 100 | 100 | 0% | 0% | 0% | 0% | 0% | 0% | 0% | 26.66% | 26.66% | SOUT WIND TURBINE 2035
[6 empty] | 0 | 0 | 0 | 0 | 0 | 0 | 0 |  |  | 0 | 0 | 0 | 0 | 0 | 0 | 0 |  |  | 0 | 0 | 0 | 0 | 0 | 0 | 0 |  |  | 0 | 0 | 0 | 0 | 0 | 0 | 0 |  |  | 0 | 0 | 0 | 0 | 0 | 0 | 0 |  |  | 0 | 0 | 0 | 0 | 0 | 0 | 0 |  |  | 0 | 0 | 0 | 0 | 0 | 0 | 0

## GreaterFuelSupply
Back to Contents
|  | Plant Name |  |  |  | FUEL CONSUMPTION | [8 empty] | GENERATION | [8 empty] | FOM (USD/kW-yr | [8 empty] | VOM (USD/MWh) | [8 empty] | Fuel Cost (USD/MWh) | [8 empty] | Available Capacity | [8 empty] | Capacity Factors
| UnitID |  | Model Region | Fuel Type | Capacity Type | 2017 | 2018 | 2019 | 2020 | 2023 | 2026 | 2030 | 2035 | 2040 | 2017 | 2018 | 2019 | 2020 | 2023 | 2026 | 2030 | 2035 | 2040 | 2017 | 2018 | 2019 | 2020 | 2023 | 2026 | 2030 | 2035 | 2040 | 2017 | 2018 | 2019 | 2020 | 2023 | 2026 | 2030 | 2035 | 2040 | 2017 | 2018 | 2019 | 2020 | 2023 | 2026 | 2030 | 2035 | 2040 | 2017 | 2018 | 2019 | 2020 | 2023 | 2026 | 2030 | 2035 | 2040 | 2017 | 2018 | 2019 | 2020 | 2023 | 2026 | 2030 | 2035 | 2040
| 1 | CENIT | SouthEast Ghana Group | Oil | Oil Combustion | 0 | 0 | 0 | 0 | 0 | 0 | 0 | 0 | 0 | 0 | 0 | 0 | 0 | 0 | 0 | 0 | 0 | 0 | 11.83 | 11.83 | 11.83 | 12.3933 | 11.7943 | 11.7943 | 11.7232 | 0 | 0 | 0 | 0 | 0 | 0 | 0 | 0 | 0 | 0 | 0 | 0 | 0 | 0 | 0 | 0 | 0 | 0 | 0 | 0 | 100 | 100 | 100 | 100 | 100 | 100 | 100 |  |  | 0% | 0% | 0% | 0% | 0% | 0% | 0% |  |  | CENIT
| 2 | Trojan 2B | SouthEast Ghana Group | Oil | Oil Combustion | 0 | 0 | 0 | 0 | 0 | 0 | 0 | 0 | 0 | 0 | 0 | 0 | 0 | 0 | 0 | 0 | 0 | 0 | 34 | 34 | 34 | 35.619 | 0 | 0 | 0 | 0 | 0 | 0 | 0 | 0 | 0 | 0 | 0 | 0 | 0 | 0 | 0 | 0 | 0 | 0 | 0 | 0 | 0 | 0 | 0 | 16.25 | 16.25 | 16.25 | 16.25 | [5 empty] | 0% | 0% | 0% | 0% | [5 empty] | Trojan 2B
| 3 | Trojan 2A | Ashanti Group | Oil | Oil Combustion | 0 | 0 | 0 | 0 | 0 | 0 | 0 | 0 | 0 | 0 | 0 | 0 | 0 | 0 | 0 | 0 | 0 | 0 | 34 | 34 | 34 | 35.619 | 0 | 0 | 0 | 0 | 0 | 0 | 0 | 0 | 0 | 0 | 0 | 0 | 0 | 0 | 0 | 0 | 0 | 0 | 0 | 0 | 0 | 0 | 0 | 16.25 | 16.25 | 16.25 | 16.25 | [5 empty] | 0% | 0% | 0% | 0% | [5 empty] | Trojan 2A
| 4 | GP Tarkwa Plant | SouthWest Ghana Group | Oil | Oil Combustion | 0 | 0 | 0 | 0 | 0 | 0 | 0 | 0 | 0 | 0 | 0 | 0 | 0 | 0 | 0 | 0 | 0 | 0 | 17.5 | 17.5 | 17.5 | 18.3333 | 17.4471 | 17.4471 | 17.3421 | 17.3421 | 15.861 | 0 | 0 | 0 | 0 | 0 | 0 | 0 | 0 | 0 | 0 | 0 | 0 | 0 | 0 | 0 | 0 | 0 | 0 | 33 | 33 | 33 | 33 | 33 | 33 | 33 | 33 | 33 | 0% | 0% | 0% | 0% | 0% | 0% | 0% | 0% | 0% | GP Tarkwa Plant
| 5 | GP Chirano Plant | SouthWest Ghana Group | Oil | Oil Combustion | 0 | 0 | 0 | 0 | 0 | 0 | 0 | 0 | 0 | 0 | 0 | 0 | 0 | 0 | 0 | 0 | 0 | 0 | 17.5 | 17.5 | 17.5 | 18.3333 | 17.4471 | 17.4471 | 17.3421 | 17.3421 | 15.861 | 0 | 0 | 0 | 0 | 0 | 0 | 0 | 0 | 0 | 0 | 0 | 0 | 0 | 0 | 0 | 0 | 0 | 0 | 30 | 30 | 30 | 30 | 30 | 30 | 30 | 30 | 30 | 0% | 0% | 0% | 0% | 0% | 0% | 0% | 0% | 0% | GP Chirano Plant
| 6 | GP Darmang Plant | SouthWest Ghana Group | Oil | Oil Combustion | 0 | 0 | 0 | 0 | 0 | 0 | 0 | 0 | 0 | 0 | 0 | 0 | 0 | 0 | 0 | 0 | 0 | 0 | 17.5 | 17.5 | 17.5 | 18.3333 | 17.4471 | 17.4471 | 17.3421 | 17.3421 | 15.861 | 0 | 0 | 0 | 0 | 0 | 0 | 0 | 0 | 0 | 0 | 0 | 0 | 0 | 0 | 0 | 0 | 0 | 0 | 25.5 | 25.5 | 25.5 | 25.5 | 25.5 | 25.5 | 25.5 | 25.5 | 25.5 | 0% | 0% | 0% | 0% | 0% | 0% | 0% | 0% | 0% | GP Darmang Plant
| 7 | SAPP 2 | SouthEast Ghana Group | Oil/Gas | Oil/Gas Combined Cycle | 17.495 | 20.7731 | 0 | 0 | 23.5117 | 23.5117 | 23.5117 | 23.5117 | 23.4267 | 2242.9538 | 2663.2202 | 0 | 0 | 3014.316 | 3014.316 | 3014.316 | 3014.316 | 3003.4187 | 16 | 16 | 16 | 16.7619 | 15.9517 | 15.9517 | 15.8556 | 15.8556 | 14.5015 | 3.5 | 3.5 | 0 | 0 | 3.5 | 3.5 | 3.5 | 3.5 | 3.5 | 0 | 0 | 0 | 0 | 0 | 0 | 0 | 0 | 0 | 370 | 370 | 370 | 370 | 370 | 370 | 370 | 370 | 370 | 69.2% | 82.17% | 0% | 0% | 93% | 93% | 93% | 93% | 92.66% | SAPP 2
| 8 | Cenpower | SouthEast Ghana Group | Oil/Gas | Oil/Gas Combined Cycle | 0 | 0.13838 | 0 | 0 | 21.6884 | 21.6884 | 21.6884 | 19.7689 | 19.4673 | 0 | 17.6725 | 0 | 0 | 2769.912 | 2769.9121 | 2769.912 | 2524.7575 | 2486.2416 | 0 | 16 | 16 | 16.7619 | 15.9517 | 15.9517 | 15.8556 | 15.8556 | 14.5015 | 0 | 3.5 | 0 | 0 | 3.5 | 3.5 | 3.5 | 3.5 | 3.5 | 0 | 0 | 0 | 0 | 0 | 0 | 0 | 0 | 0 |  | 340 | 340 | 340 | 340 | 340 | 340 | 340 | 340 |  | 0.5934% | 0% | 0% | 93% | 93% | 93% | 84.77% | 83.48% | Cenpower
| 9 | KarpowerShip 1 | SouthEast Ghana Group | Oil/Gas | Oil/Gas Combined Cycle | 14.837 | 0 | 0 | 0 | 0 | 0 | 0 | 0 | 0 | 1942.0126 | 0 | 0 | 0 | 0 | 0 | 0 | 0 | 0 | 177.828 | 0 | 0 | 0 | 0 | 0 | 0 | 0 | 0 | 3.5 | 0 | 0 | 0 | 0 | 0 | 0 | 0 | 0 | 0 | 0 | 0 | 0 | 0 | 0 | 0 | 0 | 0 | 247 | [8 empty] | 89.75% | [8 empty] | KarpowerShip 1
| 10 | AKSA | SouthEast Ghana Group | Oil/Gas | Oil/Gas Combined Cycle | 1.6401 | 0 | 17.5018 | 19.1167 | 25.9679 | 25.9679 | 25.9679 | 2.7332 | 6.7507 | 192.9514 | 0 | 2059.0395 | 2249.0282 | 3055.05 | 3055.05 | 3055.0501 | 321.5472 | 794.1997 | 16 | 16 | 16 | 16.7619 | 15.9517 | 15.9517 | 15.8556 | 15.8556 | 14.5015 | 3.5 | 0 | 3.5 | 3.5 | 3.5 | 3.5 | 3.5 | 3.5 | 3.5 | 0 | 0 | 0 | 0 | 0 | 0 | 0 | 0 | 0 | 250 | 375 | 375 | 375 | 375 | 375 | 375 | 375 | 375 | 8.811% | 0% | 62.68% | 68.46% | 93% | 93% | 93% | 9.788% | 24.18% | AKSA
| 11 | TAPCO (T1) | SouthWest Ghana Group | Oil/Gas | Oil/Gas Combined Cycle | 11.645 | 17.1872 | 17.1872 | 17.1872 | 0 | 17.1872 | 17.1872 | 17.1872 | 0.75143 | 1496.2083 | 2208.3 | 2208.3 | 2208.3 | 0 | 2208.3 | 2208.3 | 2208.3 | 96.5472 | 18.7 | 18.7 | 18.7 | 19.5905 | 18.6435 | 18.6435 | 18.5312 | 18.5312 | 16.9486 | 5 | 5 | 5 | 5 | 0 | 5 | 5 | 5 | 5 | 0 | 0 | 0 | 0 | 0 | 0 | 0 | 0 | 0 | 305 | 305 | 305 | 305 | 305 | 305 | 305 | 305 | 305 | 56% | 82.65% | 82.65% | 82.65% | 0% | 82.65% | 82.65% | 82.65% | 3.614% | TAPCO (T1)
| 12 | TICO (T2) | SouthWest Ghana Group | Oil/Gas | Oil/Gas Combined Cycle | 17.7346 | 17.7346 | 2.2472 | 1.3296 | 0 | 17.7346 | 17.7346 | 17.7346 | 7.4942 | 2382.72 | 2382.72 | 301.9267 | 178.6344 | 0 | 2382.72 | 2382.72 | 2382.72 | 1006.8782 | 30.94 | 30.94 | 30.94 | 32.4133 | 30.8465 | 30.8465 | 30.6608 | 30.6608 | 28.0423 | 4.9 | 4.9 | 4.9 | 4.9 | 0 | 4.9 | 4.9 | 4.9 | 4.9 | 0 | 0 | 0 | 0 | 0 | 0 | 0 | 0 | 0 | 320 | 320 | 320 | 320 | 320 | 320 | 320 | 320 | 320 | 85% | 85% | 10.77% | 6.373% | 0% | 85% | 85% | 85% | 35.92% | TICO (T2)
| 13 | Amandi | SouthWest Ghana Group | Oil/Gas | Oil/Gas Combined Cycle | 0 | 0 | 8.0946 | 12.0103 | 0 | 12.0103 | 12.0103 | 7.0115 | 0.17303 | 0 | 0 | 987.149 | 1464.672 | 0 | 1464.672 | 1464.672 | 855.0625 | 21.1012 | 0 | 0 | 30.94 | 32.4133 | 30.8465 | 30.8465 | 30.6608 | 30.6608 | 28.0423 | 0 | 0 | 4.9 | 4.9 | 0 | 4.9 | 4.9 | 4.9 | 4.9 | 0 | 0 | 0 | 0 | 0 | 0 | 0 | 0 | 0 |  |  | 190 | 190 | 190 | 190 | 190 | 190 | 190 |  |  | 59.31% | 88% | 0% | 88% | 88% | 51.37% | 1.268% | Amandi
| 14 | KarpowerShip 2 | SouthWest Ghana Group | Oil/Gas | Oil/Gas Combined Cycle | 0 | 27.2668 | 31.8841 | 31.8841 | 31.8841 | 0 | 0 | 0 | 0 | 0 | 3202.5794 | 3744.9 | 3744.9 | 3744.9 | 0 | 0 | 0 | 0 | 0 | 177.828 | 177.828 | 186.296 | 177.2908 | 0 | 0 | 0 | 0 | 0 | 3.5 | 3.5 | 3.5 | 3.5 | 0 | 0 | 0 | 0 | 0 | 0 | 0 | 0 | 0 | 0 | 0 | 0 | 0 |  | 450 | 450 | 450 | 450 | [5 empty] | 81.24% | 95% | 95% | 95% |  |  |  |  | KarpowerShip 2
| 15 | Early Power | SouthEast Ghana Group | Oil/Gas | Oil/Gas Combustion | 0 | 0 | 0 | 0 | 21.7998 | 23.0656 | 23.0656 | 23.0656 | 23.0656 | 0 | 0 | 0 | 0 | 2906.6339 | 3075.4171 | 3075.417 | 3075.417 | 3075.417 | 0 | 0 | 16 | 16.7619 | 15.9517 | 15.9517 | 15.8556 | 15.8556 | 14.5015 | 0 | 0 | 0 | 0 | 3.5 | 3.5 | 3.5 | 3.5 | 3.5 | 0 | 0 | 0 | 0 | 0 | 0 | 0 | 0 | 0 |  |  | 377.5 | 377.5 | 377.5 | 377.5 | 377.5 | 377.5 | 377.5 |  |  | 0% | 0% | 87.9% | 93% | 93% | 93% | 93% | Early Power
| 16 | TT1PP | SouthEast Ghana Group | Oil/Gas | Oil/Gas Combustion | 0 | 0 | 0 | 0 | 0 | 0 | 0 | 0 | 0 | 0 | 0 | 0 | 0 | 0 | 0 | 0 | 0 | 0 | 14.3 | 14.3 | 14.3 | 14.981 | 14.2568 | 14.2568 | 14.1709 | 14.1709 | 12.9607 | 0 | 0 | 0 | 0 | 0 | 0 | 0 | 0 | 0 | 0 | 0 | 0 | 0 | 0 | 0 | 0 | 0 | 0 | 100 | 100 | 100 | 100 | 100 | 100 | 100 | 100 | 100 | 0% | 0% | 0% | 0% | 0% | 0% | 0% | 0% | 0% | TT1PP
| 17 | KTPP | SouthEast Ghana Group | Oil/Gas | Oil/Gas Combustion | 0 | 0 | 17.76 | 17.76 | 17.76 | 0 | 0 | 0 | 0.0015473 | 0 | 0 | 1629.36 | 1629.36 | 1629.36 | 0 | 0 | 0 | 0.14195 | 12.3 | 12.3 | 12.3 | 12.8857 | 12.2628 | 12.2628 | 12.189 | 12.189 | 11.148 | 0 | 0 | 3.5 | 3.5 | 3.5 | 0 | 0 | 0 | 3.5 | 0 | 0 | 0 | 0 | 0 | 0 | 0 | 0 | 0 | 200 | 200 | 200 | 200 | 200 | 200 | 200 | 200 | 200 | 0% | 0% | 93% | 93% | 93% | 0% | 0% | 0% | 0.008102% | KTPP
| 18 | Trojan 1 | SouthEast Ghana Group | Oil/Gas | Oil/Gas Combustion | 0.41408 | 0 | 0 | 0 | 0 | 0 | 0 | 0 | 0 | 49.0614 | 0 | 0 | 0 | 0 | 0 | 0 | 0 | 0 | 34 | 34 | 34 | 35.619 | 0 | 0 | 0 | 0 | 0 | 5.5 | 0 | 0 | 0 | 0 | 0 | 0 | 0 | 0 | 0 | 0 | 0 | 0 | 0 | 0 | 0 | 0 | 0 | 24.96 | 24.96 | 24.96 | 24.96 | [5 empty] | 22.44% | 0% | 0% | 0% | [5 empty] | Trojan 1
| 19 | MRP | SouthEast Ghana Group | Oil/Gas | Oil/Gas Combustion | 0 | 0 | 0 | 0 | 0 | 0 | 0 | 0 | 0 | 0 | 0 | 0 | 0 | 0 | 0 | 0 | 0 | 0 | 12.5737 | 12.5737 | 12.5737 | 13.1725 | 12.5357 | 12.5357 | 12.4602 | 12.4602 | 11.3961 | 0 | 0 | 0 | 0 | 0 | 0 | 0 | 0 | 0 | 0 | 0 | 0 | 0 | 0 | 0 | 0 | 0 | 0 | 70 | 70 | 70 | 70 | 70 | 70 | 70 | 70 | 70 | 0% | 0% | 0% | 0% | 0% | 0% | 0% | 0% | 0% | MRP
| 20 | Safisana | SouthEast Ghana Group | Biogas | Biogas | 0.010052 | 0.010052 | 0.010052 | 0 | 0.010052 | 0.010052 | 0.010052 | 0.010052 | 0.010052 | 0.7446 | 0.7446 | 0.7446 | 0 | 0.7446 | 0.7446 | 0.7446 | 0.7446 | 0.7446 | 35 | 35 | 35 | 36.6667 | 34.8943 | 34.8943 | 34.6841 | 34.6841 | 31.7221 | 4.2 | 4.2 | 4.2 | 0 | 4.2 | 4.2 | 4.2 | 4.2 | 4.2 | 0 | 0 | 0 | 0 | 0 | 0 | 0 | 0 | 0 | 0.1 | 0.1 | 0.1 | 0.1 | 0.1 | 0.1 | 0.1 | 0.1 | 0.1 | 85% | 85% | 85% | 0% | 85% | 85% | 85% | 85% | 85% | Safisana
| 21 | TT2PP | SouthEast Ghana Group | Gas | Gas Combustion Turbine | 0.56362 | 0 | 0 | 0 | 2.75 | 0.016072 | 3.4868 | 0 | 0.0027862 | 57.9852 | 0 | 0 | 0 | 282.9267 | 1.6535 | 358.722 | 0 | 0.28665 | 12.1007 | 12.1007 | 12.1007 | 12.6769 | 12.0641 | 12.0641 | 11.9915 | 11.9915 | 10.9674 | 4.5 | 0 | 0 | 0 | 4.5 | 4.5 | 4.5 | 0 | 4.5 | 0 | 0 | 0 | 0 | 0 | 0 | 0 | 0 | 0 | 45 | 45 | 45 | 45 | 45 | 45 | 45 | 45 | 45 | 14.71% | 0% | 0% | 0% | 71.77% | 0.4195% | 91% | 0% | 0.07272% | TT2PP
| 22 | SAPP 1 | SouthEast Ghana Group | Gas | Gas Combustion Turbine | 3.235 | 0 | 0 | 0 | 5.0627 | 10.5258 | 13.3875 | 0.14325 | 0.052103 | 346.7363 | 0 | 0 | 0 | 542.6214 | 1128.1682 | 1434.888 | 15.3533 | 5.5844 | 11.83 | 11.83 | 11.83 | 12.3933 | 11.7943 | 11.7943 | 11.7232 | 11.7232 | 10.7221 | 4.5 | 0 | 0 | 0 | 4.5 | 4.5 | 4.5 | 4.5 | 4.5 | 0 | 0 | 0 | 0 | 0 | 0 | 0 | 0 | 0 | 180 | 180 | 180 | 180 | 180 | 180 | 180 | 180 | 180 | 21.99% | 0% | 0% | 0% | 34.41% | 71.55% | 91% | 0.9737% | 0.3542% | SAPP 1
| 23 | Trojan 3 | SouthEast Ghana Group | Gas | Gas Combustion Turbine | 0 | 0 | 0 | 0 | 0 | 0 | 0 | 0 | 0 | 0 | 0 | 0 | 0 | 0 | 0 | 0 | 0 | 0 | 0 | 34 | 34 | 35.619 | 0 | 0 | 0 | 0 | 0 | 0 | 0 | 0 | 0 | 0 | 0 | 0 | 0 | 0 | 0 | 0 | 0 | 0 | 0 | 0 | 0 | 0 | 0 |  | 49.92 | 49.92 | 49.92 | [6 empty] | 0% | 0% | 0% | [5 empty] | Trojan 3
| 24 | Ameri_2016 | SouthWest Ghana Group | Gas | Gas Combustion Turbine | 1.0849 | 0 | 18.427 | 18.427 | 0 | 0 | 0 | 0 | 0 | 106.7572 | 0 | 1813.32 | 1813.3201 | 0 | 0 | 0 | 0 | 0 | 14.54 | 14.54 | 14.54 | 15.2324 | 0 | 0 | 0 | 0 | 0 | 5 | 0 | 5 | 5 | 0 | 0 | 0 | 0 | 0 | 0 | 0 | 0 | 0 | 0 | 0 | 0 | 0 | 0 | 230 | 230 | 230 | 230 | [5 empty] | 5.299% | 0% | 90% | 90% | [5 empty] | Ameri_2016
| 25 | Ameri_2021 | SouthWest Ghana Group | Gas | Gas Combustion Turbine | 0 | 0 | 0 | 0 | 18.427 | 0 | 3.8151 | 0.01664 | 0 | 0 | 0 | 0 | 0 | 1813.3199 | 0 | 375.4305 | 1.6375 | 0 | 0 | 0 | 0 | 0 | 14.4961 | 14.4961 | 14.4088 | 14.4088 | 13.1782 | 0 | 0 | 0 | 0 | 4.17 | 0 | 4.17 | 4.17 | 0 | 0 | 0 | 0 | 0 | 0 | 0 | 0 | 0 | 0 |  |  |  |  | 230 | 230 | 230 | 230 | 230 |  |  |  |  | 90% | 0% | 18.63% | 0.08127% | 0% | Ameri_2021
| 26 | Bui | Northern Ghana Group | Water | Hydro | 0 | 0 | 0 | 0 | 0 | 0 | 0 | 0 | 0 | 669.5865 | 669.5866 | 0 | 585.4738 | 0.094508 | 669.5865 | 669.5866 | 669.5863 | 669.5863 | 27.74 | 27.74 | 27.74 | 29.061 | 27.6562 | 27.6562 | 27.4896 | 27.4896 | 25.142 | 1.63 | 1.63 | 0 | 1.63 | 1.63 | 1.63 | 1.63 | 1.63 | 1.63 | 0 | 0 | 0 | 0 | 0 | 0 | 0 | 0 | 0 | 330 | 330 | 330 | 330 | 330 | 330 | 330 | 330 | 330 | 23.16% | 23.16% | 0% | 20.25% | 0.003269% | 23.16% | 23.16% | 23.16% | 23.16% | Bui
| 27 | Akosombo | SouthEast Ghana Group | Water | Hydro | 0 | 0 | 0 | 0 | 0 | 0 | 0 | 0 | 0 | 3681.6903 | 3681.6884 | 4014.0646 | 4016.3879 | 3680.8403 | 4434.7617 | 4434.7615 | 4434.7624 | 4434.7617 | 9.16 | 9.16 | 9.16 | 9.5962 | 9.1323 | 9.1323 | 9.0773 | 9.0773 | 8.3021 | 0.98 | 0.98 | 0.98 | 0.98 | 0.98 | 0.98 | 0.98 | 0.98 | 0.98 | 0 | 0 | 0 | 0 | 0 | 0 | 0 | 0 | 0 | 900 | 900 | 900 | 900 | 900 | 900 | 900 | 900 | 900 | 46.7% | 46.7% | 50.91% | 50.94% | 46.69% | 56.25% | 56.25% | 56.25% | 56.25% | Akosombo
| 28 | Kpong | SouthEast Ghana Group | Water | Hydro | 0 | 0 | 0 | 0 | 0 | 0 | 0 | 0 | 0 | 722.7075 | 722.7075 | 711.0442 | 788.4082 | 412.5639 | 870.5339 | 870.534 | 870.5339 | 870.534 | 9.16 | 9.16 | 9.16 | 9.5962 | 9.1323 | 9.1323 | 9.0773 | 9.0773 | 8.3021 | 0.98 | 0.98 | 0.98 | 0.98 | 0.98 | 0.98 | 0.98 | 0.98 | 0.98 | 0 | 0 | 0 | 0 | 0 | 0 | 0 | 0 | 0 | 140 | 140 | 140 | 140 | 140 | 140 | 140 | 140 | 140 | 58.93% | 58.93% | 57.98% | 64.29% | 33.64% | 70.98% | 70.98% | 70.98% | 70.98% | Kpong
| 29 | Cote d'Ivoire Dummy | Cote d'Ivoire | Water | Hydro | 0 | 0 | 0 | 0 | 0 | 0 | 0 | 0 | 0 | 814.6801 | 814.68 | 14 | 15 | 15 | 814.6793 | 814.6796 | 814.6798 | 814.6794 | 0 | 0 | 0 | 0 | 0 | 0 | 0 | 0 | 0 | 10 | 10 | 10 | 10 | 10 | 10 | 10 | 10 | 10 | 0 | 0 | 0 | 0 | 0 | 0 | 0 | 0 | 0 | 150 | 150 | 150 | 150 | 150 | 150 | 150 | 150 | 150 | 62% | 62% | 1.065% | 1.142% | 1.142% | 62% | 62% | 62% | 62% | Cote d'Ivoire Dummy
| 30 | Burkina Dummy | Burkina Group | Water | Hydro | 0 | 0 | 0 | 0 | 0 | 0 | 0 | 0 | 0 | 0.438 | 0.438 | 0.438 | 0.438 | 4.818 | 4.818 | 4.818 | 4.818 | 4.818 | 0 | 0 | 0 | 0 | 0 | 0 | 0 | 0 | 0 | 10 | 10 | 10 | 10 | 10 | 10 | 10 | 10 | 10 | 0 | 0 | 0 | 0 | 0 | 0 | 0 | 0 | 0 | 10 | 10 | 10 | 10 | 110 | 110 | 110 | 110 | 110 | 0.5% | 0.5% | 0.5% | 0.5% | 0.5% | 0.5% | 0.5% | 0.5% | 0.5% | Burkina Dummy
| 31 | VRA Solar | Northern Ghana Group | Sun | Solar PV | 0 | 0 | 0 | 0 | 0 | 0 | 0 | 0 | 0 | 2.7132 | 2.7132 | 2.7132 | 2.7132 | 2.7132 | 2.7132 | 2.7132 | 2.7132 | 2.7132 | 0 | 0 | 0 | 0 | 0 | 0 | 0 | 0 | 0 | 0 | 0 | 0 | 0 | 0 | 0 | 0 | 0 | 0 | 0 | 0 | 0 | 0 | 0 | 0 | 0 | 0 | 0 | 1.8 | 1.8 | 1.8 | 1.8 | 1.8 | 1.8 | 1.8 | 1.8 | 1.8 | 17.21% | 17.21% | 17.21% | 17.21% | 17.21% | 17.21% | 17.21% | 17.21% | 17.21% | VRA Solar
| 32 | BXC Solar | SouthEast Ghana Group | Sun | Solar PV | 0 | 0 | 0 | 0 | 0 | 0 | 0 | 0 | 0 | 24.0159 | 24.0159 | 24.0159 | 24.0159 | 24.0159 | 24.0159 | 24.0159 | 24.0159 | 0 | 0 | 0 | 0 | 0 | 0 | 0 | 0 | 0 | 0 | 0 | 0 | 0 | 0 | 0 | 0 | 0 | 0 | 0 | 0 | 0 | 0 | 0 | 0 | 0 | 0 | 0 | 0 | 18 | 18 | 18 | 18 | 18 | 18 | 18 | 18 |  | 15.23% | 15.23% | 15.23% | 15.23% | 15.23% | 15.23% | 15.23% | 15.23% |  | BXC Solar
| 41 | SOUT COAL STEAM TURBINE 2026 | SouthWest Ghana Group | Coal | Coal Steam Turbine | 0 | 0 | 0 | 0 | 0 | 1.6269 | 25.7561 | 70.1425 | 70.1425 | 0 | 0 | 0 | 0 | 0 | 184.8757 | 2926.8266 | 7970.7415 | 7970.7415 | 0 | 0 | 0 | 0 | 0 | 64.8036 | 64.4134 | 64.4134 | 58.9124 | 0 | 0 | 0 | 0 | 0 | 6.034 | 6.034 | 6.034 | 6.034 | 0 | 0 | 0 | 0 | 0 | 0 | 0 | 0 | 0 | [5 empty] | 482.112 | 1070.473 | 1070.473 | 1070.473 | [5 empty] | 4.378% | 31.21% | 85% | 85% | SOUT COAL STEAM TURBINE 2026
| 43 | SOUT COMBINED CYCLE 2020 | SouthWest Ghana Group | Oil/Gas | Oil/Gas Combined Cycle | 0 | 0 | 0 | 0 | 0 | 0 | 0 | 0 | 35.4326 | 0 | 0 | 0 | 0 | 0 | 0 | 0 | 0 | 4887.2506 | 0 | 0 | 0 | 0 | 0 | 0 | 0 | 0 | 13.5952 | 0 | 0 | 0 | 0 | 0 | 0 | 0 | 0 | 3.48 | 0 | 0 | 0 | 0 | 0 | 0 | 0 | 0 | 0 | 0 | 0 | 0 | 0 | 0 | 0 | 0 | 0 | 619.895 | 0% | 0% | 0% | 0% | 0% | 0% | 0% | 0% | 90% | SOUT COMBINED CYCLE 2020
| 45 | SOUT COMBINED CYCLE 2019 | SouthEast Ghana Group | Oil/Gas | Oil/Gas Combined Cycle | 0 | 0 | 0 | 0 | 0 | 0 | 0 | 48.8112 | 95.7642 | 0 | 0 | 0 | 0 | 0 | 0 | 0 | 6732.5856 | 13208.8529 | 0 | 0 | 0 | 0 | 0 | 0 | 0 | 14.8646 | 13.5952 | 0 | 0 | 0 | 0 | 0 | 0 | 0 | 3.48 | 3.48 | 0 | 0 | 0 | 0 | 0 | 0 | 0 | 0 | 0 | 0 | 0 | 0 | 0 | 0 | 0 | 0 | 853.955 | 1675.399 | 0% | 0% | 0% | 0% | 0% | 0% | 0% | 90% | 90% | SOUT COMBINED CYCLE 2019
| 52 | NORT HYDRO SMALL 2026 | Northern Ghana Group | Water | Hydro | 0 | 0 | 0 | 0 | 0 | 0 | 0 | 0 | 0 | 0 | 0 | 0 | 0 | 0 | 214.2471 | 214.2471 | 214.2471 | 214.2471 | 0 | 0 | 0 | 0 | 0 | 44.864 | 44.5939 | 44.5939 | 40.7855 | 0 | 0 | 0 | 0 | 0 | 3 | 3 | 3 | 3 | 0 | 0 | 0 | 0 | 0 | 0 | 0 | 0 | 0 | [5 empty] | 57.5469 | 57.5469 | 57.5469 | 57.5469 | [5 empty] | 42.5% | 42.5% | 42.5% | 42.5% | NORT HYDRO SMALL 2026
| 54 | ASHA INTERRUPTIBLE 2016 | Ashanti Group | Interruptible | Interruptible | 0 | 0 | 0 | 0 | 0 | 0 | 0 | 0 | 0 | 0 | 0 | 0 | 0 | 0 | 0 | 0 | 0 | 0 | 0 | 0 | 0 | 0 | 0 | 0 | 0 | 0 | 0 | 0 | 0 | 0 | 0 | 0 | 0 | 0 | 0 | 0 | 0 | 0 | 0 | 0 | 0 | 0 | 0 | 0 | 0 | 129.301 | 217.102 | [7 empty] | 0% | 0% | [7 empty] | ASHA INTERRUPTIBLE 2016
| 63 | ASHA SOLAR PV 2020 | Ashanti Group | Sun | Solar PV | 0 | 0 | 0 | 0 | 0 | 0 | 0 | 0 | 0 | 0 | 0 | 0 | 6.3375 | 19.0126 | 19.0126 | 19.0126 | 19.0126 | 19.0126 | 0 | 0 | 0 | 25.981 | 24.7251 | 24.7251 | 24.5762 | 24.5762 | 22.4773 | 0 | 0 | 0 | 0 | 0 | 0 | 0 | 0 | 0 | 0 | 0 | 0 | 0 | 0 | 0 | 0 | 0 | 0 | 0 | 0 | 0 | 5 | 15 | 15 | 15 | 15 | 15 | 0% | 0% | 0% | 14.47% | 14.47% | 14.47% | 14.47% | 14.47% | 14.47% | ASHA SOLAR PV 2020
| 64 | ASHA SOLAR PV 2026 | Ashanti Group | Sun | Solar PV | 0 | 0 | 0 | 0 | 0 | 0 | 0 | 0 | 0 | 0 | 0 | 0 | 0 | 0 | 12.6751 | 38.0252 | 50.7002 | 50.7002 | 0 | 0 | 0 | 0 | 0 | 24.7251 | 24.5762 | 24.5762 | 22.4773 | 0 | 0 | 0 | 0 | 0 | 0 | 0 | 0 | 0 | 0 | 0 | 0 | 0 | 0 | 0 | 0 | 0 | 0 | 0 | 0 | 0 | 0 | 0 | 10 | 30 | 40 | 40 | 0% | 0% | 0% | 0% | 0% | 14.47% | 14.47% | 14.47% | 14.47% | ASHA SOLAR PV 2026
| 65 | ASHA SOLAR PV 2035 | Ashanti Group | Sun | Solar PV | 0 | 0 | 0 | 0 | 0 | 0 | 0 | 0 | 0 | 0 | 0 | 0 | 0 | 0 | 0 | 0 | 12.6751 | 69.7128 | 0 | 0 | 0 | 0 | 0 | 0 | 0 | 24.7744 | 22.6586 | 0 | 0 | 0 | 0 | 0 | 0 | 0 | 0 | 0 | 0 | 0 | 0 | 0 | 0 | 0 | 0 | 0 | 0 | 0 | 0 | 0 | 0 | 0 | 0 | 0 | 10 | 55 | 0% | 0% | 0% | 0% | 0% | 0% | 0% | 14.47% | 14.47% | ASHA SOLAR PV 2035
| 66 | SOUT SOLAR PV 2020 | SouthWest Ghana Group | Sun | Solar PV | 0 | 0 | 0 | 0 | 0 | 0 | 0 | 0 | 0 | 0 | 0 | 0 | 0 | 12.6751 | 12.6751 | 12.6751 | 12.6751 | 12.6751 | 0 | 0 | 0 | 0 | 24.7251 | 24.7251 | 24.5762 | 24.5762 | 22.4773 | 0 | 0 | 0 | 0 | 0 | 0 | 0 | 0 | 0 | 0 | 0 | 0 | 0 | 0 | 0 | 0 | 0 | 0 | 0 | 0 | 0 | 0 | 10 | 10 | 10 | 10 | 10 | 0% | 0% | 0% | 0% | 14.47% | 14.47% | 14.47% | 14.47% | 14.47% | SOUT SOLAR PV 2020
| 67 | SOUT SOLAR PV 2026 | SouthWest Ghana Group | Sun | Solar PV | 0 | 0 | 0 | 0 | 0 | 0 | 0 | 0 | 0 | 0 | 0 | 0 | 0 | 0 | 12.6751 | 25.3501 | 31.6876 | 31.6876 | 0 | 0 | 0 | 0 | 0 | 24.7251 | 24.5762 | 24.5762 | 22.4773 | 0 | 0 | 0 | 0 | 0 | 0 | 0 | 0 | 0 | 0 | 0 | 0 | 0 | 0 | 0 | 0 | 0 | 0 | [5 empty] | 10 | 20 | 25 | 25 | [5 empty] | 14.47% | 14.47% | 14.47% | 14.47% | SOUT SOLAR PV 2026
| 68 | SOUT SOLAR PV 2035 | SouthWest Ghana Group | Sun | Solar PV | 0 | 0 | 0 | 0 | 0 | 0 | 0 | 0 | 0 | 0 | 0 | 0 | 0 | 0 | 0 | 0 | 12.6751 | 57.0377 | 0 | 0 | 0 | 0 | 0 | 0 | 0 | 24.7744 | 22.6586 | 0 | 0 | 0 | 0 | 0 | 0 | 0 | 0 | 0 | 0 | 0 | 0 | 0 | 0 | 0 | 0 | 0 | 0 | 0 | 0 | 0 | 0 | 0 | 0 | 0 | 10 | 45 | 0% | 0% | 0% | 0% | 0% | 0% | 0% | 14.47% | 14.47% | SOUT SOLAR PV 2035
| 69 | NORT SOLAR PV 2018 | Northern Ghana Group | Sun | Solar PV | 0 | 0 | 0 | 0 | 0 | 0 | 0 | 0 | 0 | 0 | 0 | 67.5263 | 67.5263 | 67.5263 | 67.5263 | 67.5263 | 67.5263 | 67.5263 | 0 | 0 | 24.8 | 25.981 | 24.7251 | 24.7251 | 24.5762 | 24.5762 | 22.4773 | 0 | 0 | 0 | 0 | 0 | 0 | 0 | 0 | 0 | 0 | 0 | 0 | 0 | 0 | 0 | 0 | 0 | 0 |  |  | 47.1565 | 47.1565 | 47.1565 | 47.1565 | 47.1565 | 47.1565 | 47.1565 |  |  | 16.35% | 16.35% | 16.35% | 16.35% | 16.35% | 16.35% | 16.35% | NORT SOLAR PV 2018
| 70 | NORT SOLAR PV 2020 | Northern Ghana Group | Sun | Solar PV | 0 | 0 | 0 | 0 | 0 | 0 | 0 | 0 | 0 | 0 | 0 | 0 | 71.598 | 214.7941 | 214.7941 | 214.7941 | 214.7941 | 214.7941 | 0 | 0 | 0 | 25.981 | 24.7251 | 24.7251 | 24.5762 | 24.5762 | 22.4773 | 0 | 0 | 0 | 0 | 0 | 0 | 0 | 0 | 0 | 0 | 0 | 0 | 0 | 0 | 0 | 0 | 0 | 0 | 0 | 0 | 0 | 50 | 150 | 150 | 150 | 150 | 150 | 0% | 0% | 0% | 16.35% | 16.35% | 16.35% | 16.35% | 16.35% | 16.35% | NORT SOLAR PV 2020
| 71 | NORT SOLAR PV 2023 | Northern Ghana Group | Sun | Solar PV | 0 | 0 | 0 | 0 | 0 | 0 | 0 | 0 | 0 | 0 | 0 | 0 | 0 | 71.598 | 143.1961 | 143.1961 | 143.1961 | 143.1961 | 0 | 0 | 0 | 0 | 24.7251 | 24.7251 | 24.5762 | 24.5762 | 22.4773 | 0 | 0 | 0 | 0 | 0 | 0 | 0 | 0 | 0 | 0 | 0 | 0 | 0 | 0 | 0 | 0 | 0 | 0 | 0 | 0 | 0 | 0 | 50 | 100 | 100 | 100 | 100 | 0% | 0% | 0% | 0% | 16.35% | 16.35% | 16.35% | 16.35% | 16.35% | NORT SOLAR PV 2023
| 72 | NORT SOLAR PV 2026 | Northern Ghana Group | Sun | Solar PV | 0 | 0 | 0 | 0 | 0 | 0 | 0 | 0 | 0 | 0 | 0 | 0 | 0 | 0 | 71.598 | 214.7941 | 214.7941 | 214.7941 | 0 | 0 | 0 | 0 | 0 | 24.7251 | 24.5762 | 24.5762 | 22.4773 | 0 | 0 | 0 | 0 | 0 | 0 | 0 | 0 | 0 | 0 | 0 | 0 | 0 | 0 | 0 | 0 | 0 | 0 | 0 | 0 | 0 | 0 | 0 | 50 | 150 | 150 | 150 | 0% | 0% | 0% | 0% | 0% | 16.35% | 16.35% | 16.35% | 16.35% | NORT SOLAR PV 2026
| 73 | NORT SOLAR PV 2030 | Northern Ghana Group | Sun | Solar PV | 0 | 0 | 0 | 0 | 0 | 0 | 0 | 0 | 0 | 0 | 0 | 0 | 0 | 0 | 0 | 35.799 | 178.9951 | 178.9951 | 0 | 0 | 0 | 0 | 0 | 0 | 24.5762 | 24.5762 | 22.4773 | 0 | 0 | 0 | 0 | 0 | 0 | 0 | 0 | 0 | 0 | 0 | 0 | 0 | 0 | 0 | 0 | 0 | 0 | 0 | 0 | 0 | 0 | 0 | 0 | 25 | 125 | 125 | 0% | 0% | 0% | 0% | 0% | 0% | 16.35% | 16.35% | 16.35% | NORT SOLAR PV 2030
| 74 | NORT SOLAR PV 2035 | Northern Ghana Group | Sun | Solar PV | 0 | 0 | 0 | 0 | 0 | 0 | 0 | 0 | 0 | 0 | 0 | 0 | 0 | 0 | 0 | 0 | 71.598 | 429.5883 | 0 | 0 | 0 | 0 | 0 | 0 | 0 | 24.5762 | 22.4773 | 0 | 0 | 0 | 0 | 0 | 0 | 0 | 0 | 0 | 0 | 0 | 0 | 0 | 0 | 0 | 0 | 0 | 0 | 0 | 0 | 0 | 0 | 0 | 0 | 0 | 50 | 300 | 0% | 0% | 0% | 0% | 0% | 0% | 0% | 16.35% | 16.35% | NORT SOLAR PV 2035
| 76 | SOUT SOLAR PV 2020 | SouthEast Ghana Group | Sun | Solar PV | 0 | 0 | 0 | 0 | 0 | 0 | 0 | 0 | 0 | 0 | 0 | 0 | 1.8814 | 65.2567 | 65.2567 | 65.2567 | 65.2567 | 65.2567 | 0 | 0 | 0 | 25.981 | 24.7251 | 24.7251 | 24.5762 | 24.5762 | 22.4773 | 0 | 0 | 0 | 0 | 0 | 0 | 0 | 0 | 0 | 0 | 0 | 0 | 0 | 0 | 0 | 0 | 0 | 0 | 0 | 0 | 0 | 1.4844 | 51.4843 | 51.4843 | 51.4843 | 51.4843 | 51.4843 | 0% | 0% | 0% | 14.47% | 14.47% | 14.47% | 14.47% | 14.47% | 14.47% | SOUT SOLAR PV 2020
| 77 | SOUT SOLAR PV 2026 | SouthEast Ghana Group | Sun | Solar PV | 0 | 0 | 0 | 0 | 0 | 0 | 0 | 0 | 0 | 0 | 0 | 0 | 0 | 0 | 31.6876 | 221.8134 | 285.1886 | 285.1886 | 0 | 0 | 0 | 0 | 0 | 24.7251 | 24.5762 | 24.5762 | 22.4773 | 0 | 0 | 0 | 0 | 0 | 0 | 0 | 0 | 0 | 0 | 0 | 0 | 0 | 0 | 0 | 0 | 0 | 0 | 0 | 0 | 0 | 0 | 0 | 25 | 175 | 225 | 225 | 0% | 0% | 0% | 0% | 0% | 14.47% | 14.47% | 14.47% | 14.47% | SOUT SOLAR PV 2026
| 78 | SOUT SOLAR PV 2035 | SouthEast Ghana Group | Sun | Solar PV | 0 | 0 | 0 | 0 | 0 | 0 | 0 | 0 | 0 | 0 | 0 | 0 | 0 | 0 | 0 | 0 | 63.3753 | 285.1886 | 0 | 0 | 0 | 0 | 0 | 0 | 0 | 24.7744 | 22.6586 | 0 | 0 | 0 | 0 | 0 | 0 | 0 | 0 | 0 | 0 | 0 | 0 | 0 | 0 | 0 | 0 | 0 | 0 | 0 | 0 | 0 | 0 | 0 | 0 | 0 | 50 | 225 | 0% | 0% | 0% | 0% | 0% | 0% | 0% | 14.47% | 14.47% | SOUT SOLAR PV 2035
| 80 | SOUT SOLAR PV 2020 | SouthWest Ghana Group | Sun | Solar PV | 0 | 0 | 0 | 0 | 0 | 0 | 0 | 0 | 0 | 0 | 0 | 0 | 0 | 38.0252 | 76.0503 | 76.0503 | 76.0503 | 76.0503 | 0 | 0 | 0 | 0 | 24.7251 | 24.7251 | 24.5762 | 24.5762 | 22.4773 | 0 | 0 | 0 | 0 | 0 | 0 | 0 | 0 | 0 | 0 | 0 | 0 | 0 | 0 | 0 | 0 | 0 | 0 | 0 | 0 | 0 | 0 | 30 | 60 | 60 | 60 | 60 | 0% | 0% | 0% | 0% | 14.47% | 14.47% | 14.47% | 14.47% | 14.47% | SOUT SOLAR PV 2020
| 81 | SOUT SOLAR PV 2026 | SouthWest Ghana Group | Sun | Solar PV | 0 | 0 | 0 | 0 | 0 | 0 | 0 | 0 | 0 | 0 | 0 | 0 | 0 | 0 | 25.3501 | 126.7505 | 152.1006 | 152.1006 | 0 | 0 | 0 | 0 | 0 | 24.7251 | 24.5762 | 24.5762 | 22.4773 | 0 | 0 | 0 | 0 | 0 | 0 | 0 | 0 | 0 | 0 | 0 | 0 | 0 | 0 | 0 | 0 | 0 | 0 | 0 | 0 | 0 | 0 | 0 | 20 | 100 | 120 | 120 | 0% | 0% | 0% | 0% | 0% | 14.47% | 14.47% | 14.47% | 14.47% | SOUT SOLAR PV 2026
| 82 | SOUT SOLAR PV 2035 | SouthWest Ghana Group | Sun | Solar PV | 0 | 0 | 0 | 0 | 0 | 0 | 0 | 0 | 0 | 0 | 0 | 0 | 0 | 0 | 0 | 0 | 12.6751 | 152.1006 | 0 | 0 | 0 | 0 | 0 | 0 | 0 | 24.7744 | 22.6586 | 0 | 0 | 0 | 0 | 0 | 0 | 0 | 0 | 0 | 0 | 0 | 0 | 0 | 0 | 0 | 0 | 0 | 0 | 0 | 0 | 0 | 0 | 0 | 0 | 0 | 10 | 120 | 0% | 0% | 0% | 0% | 0% | 0% | 0% | 14.47% | 14.47% | SOUT SOLAR PV 2035
| 84 | SOUT SOLAR PV 2026 | SouthEast Ghana Group | Sun | Solar PV | 0 | 0 | 0 | 0 | 0 | 0 | 0 | 0 | 0 | 0 | 0 | 0 | 0 | 0 | 12.6751 | 25.3501 | 38.0252 | 38.0252 | 0 | 0 | 0 | 0 | 0 | 24.7251 | 24.5762 | 24.5762 | 22.4773 | 0 | 0 | 0 | 0 | 0 | 0 | 0 | 0 | 0 | 0 | 0 | 0 | 0 | 0 | 0 | 0 | 0 | 0 | 0 | 0 | 0 | 0 | 0 | 10 | 20 | 30 | 30 | 0% | 0% | 0% | 0% | 0% | 14.47% | 14.47% | 14.47% | 14.47% | SOUT SOLAR PV 2026
| 85 | SOUT SOLAR PV 2035 | SouthEast Ghana Group | Sun | Solar PV | 0 | 0 | 0 | 0 | 0 | 0 | 0 | 0 | 0 | 0 | 0 | 0 | 0 | 0 | 0 | 0 | 12.6751 | 38.0252 | 0 | 0 | 0 | 0 | 0 | 0 | 0 | 24.7744 | 22.6586 | 0 | 0 | 0 | 0 | 0 | 0 | 0 | 0 | 0 | 0 | 0 | 0 | 0 | 0 | 0 | 0 | 0 | 0 | 0 | 0 | 0 | 0 | 0 | 0 | 0 | 10 | 30 | 0% | 0% | 0% | 0% | 0% | 0% | 0% | 14.47% | 14.47% | SOUT SOLAR PV 2035
| 87 | ASHA SOLAR PV WITH STORAGE 2026 | Ashanti Group | Sun + storage | Solar PV + Storage | 0 | 0 | 0 | 0 | 0 | 0 | 0 | 0 | 0 | 0 | 0 | 0 | 0 | 0 | 0 | 12.675 | 12.675 | 12.675 | 0 | 0 | 0 | 0 | 0 | 0 | 27.7473 | 27.7473 | 25.3776 | 0 | 0 | 0 | 0 | 0 | 0 | 0 | 0 | 0 | 0 | 0 | 0 | 0 | 0 | 0 | 0 | 0 | 0 | 0 | 0 | 0 | 0 | 0 | 0 | 10 | 10 | 10 | 0% | 0% | 0% | 0% | 0% | 0% | 14.47% | 14.47% | 14.47% | ASHA SOLAR PV WITH STORAGE 2026
| 88 | ASHA SOLAR PV WITH STORAGE 2035 | Ashanti Group | Sun + storage | Solar PV + Storage | 0 | 0 | 0 | 0 | 0 | 0 | 0 | 0 | 0 | 0 | 0 | 0 | 0 | 0 | 0 | 0 | 0 | 31.6876 | 0 | 0 | 0 | 0 | 0 | 0 | 0 | 0 | 25.3776 | 0 | 0 | 0 | 0 | 0 | 0 | 0 | 0 | 0 | 0 | 0 | 0 | 0 | 0 | 0 | 0 | 0 | 0 | 0 | 0 | 0 | 0 | 0 | 0 | 0 | 0 | 25 | 0% | 0% | 0% | 0% | 0% | 0% | 0% | 0% | 14.47% | ASHA SOLAR PV WITH STORAGE 2035
| 90 | SOUT SOLAR PV WITH STORAGE 2026 | SouthWest Ghana Group | Sun + storage | Solar PV + Storage | 0 | 0 | 0 | 0 | 0 | 0 | 0 | 0 | 0 | 0 | 0 | 0 | 0 | 0 | 0 | 6.3375 | 6.3375 | 6.3375 | 0 | 0 | 0 | 0 | 0 | 0 | 27.7473 | 27.7473 | 25.3776 | 0 | 0 | 0 | 0 | 0 | 0 | 0 | 0 | 0 | 0 | 0 | 0 | 0 | 0 | 0 | 0 | 0 | 0 | 0 | 0 | 0 | 0 | 0 | 0 | 5 | 5 | 5 | 0% | 0% | 0% | 0% | 0% | 0% | 14.47% | 14.47% | 14.47% | SOUT SOLAR PV WITH STORAGE 2026
| 93 | NORT SOLAR PV WITH STORAGE 2026 | Northern Ghana Group | Sun + storage | Solar PV + Storage | 0 | 0 | 0 | 0 | 0 | 0 | 0 | 0 | 0 | 0 | 0 | 0 | 0 | 0 | 0 | 63.3752 | 63.3752 | 63.3752 | 0 | 0 | 0 | 0 | 0 | 0 | 27.7473 | 27.7473 | 25.3776 | 0 | 0 | 0 | 0 | 0 | 0 | 0 | 0 | 0 | 0 | 0 | 0 | 0 | 0 | 0 | 0 | 0 | 0 | 0 | 0 | 0 | 0 | 0 | 0 | 50 | 50 | 50 | 0% | 0% | 0% | 0% | 0% | 0% | 14.47% | 14.47% | 14.47% | NORT SOLAR PV WITH STORAGE 2026
| 94 | NORT SOLAR PV WITH STORAGE 2035 | Northern Ghana Group | Sun + storage | Solar PV + Storage | 0 | 0 | 0 | 0 | 0 | 0 | 0 | 0 | 0 | 0 | 0 | 0 | 0 | 0 | 0 | 0 | 0 | 158.4381 | 0 | 0 | 0 | 0 | 0 | 0 | 0 | 0 | 25.3776 | 0 | 0 | 0 | 0 | 0 | 0 | 0 | 0 | 0 | 0 | 0 | 0 | 0 | 0 | 0 | 0 | 0 | 0 | 0 | 0 | 0 | 0 | 0 | 0 | 0 | 0 | 125 | 0% | 0% | 0% | 0% | 0% | 0% | 0% | 0% | 14.47% | NORT SOLAR PV WITH STORAGE 2035
| 96 | SOUT SOLAR PV WITH STORAGE 2026 | SouthEast Ghana Group | Sun + storage | Solar PV + Storage | 0 | 0 | 0 | 0 | 0 | 0 | 0 | 0 | 0 | 0 | 0 | 0 | 0 | 0 | 0 | 95.0629 | 95.0629 | 95.0629 | 0 | 0 | 0 | 0 | 0 | 0 | 27.7473 | 27.7473 | 25.3776 | 0 | 0 | 0 | 0 | 0 | 0 | 0 | 0 | 0 | 0 | 0 | 0 | 0 | 0 | 0 | 0 | 0 | 0 | 0 | 0 | 0 | 0 | 0 | 0 | 75 | 75 | 75 | 0% | 0% | 0% | 0% | 0% | 0% | 14.47% | 14.47% | 14.47% | SOUT SOLAR PV WITH STORAGE 2026
| 99 | SOUT SOLAR PV WITH STORAGE 2026 | SouthWest Ghana Group | Sun + storage | Solar PV + Storage | 0 | 0 | 0 | 0 | 0 | 0 | 0 | 0 | 0 | 0 | 0 | 0 | 0 | 0 | 0 | 50.7002 | 50.7002 | 50.7002 | 0 | 0 | 0 | 0 | 0 | 0 | 27.7473 | 27.7473 | 25.3776 | 0 | 0 | 0 | 0 | 0 | 0 | 0 | 0 | 0 | 0 | 0 | 0 | 0 | 0 | 0 | 0 | 0 | 0 | 0 | 0 | 0 | 0 | 0 | 0 | 40 | 40 | 40 | 0% | 0% | 0% | 0% | 0% | 0% | 14.47% | 14.47% | 14.47% | SOUT SOLAR PV WITH STORAGE 2026
| 102 | SOUT SOLAR PV WITH STORAGE 2026 | SouthEast Ghana Group | Sun + storage | Solar PV + Storage | 0 | 0 | 0 | 0 | 0 | 0 | 0 | 0 | 0 | 0 | 0 | 0 | 0 | 0 | 0 | 6.3375 | 6.3375 | 6.3375 | 0 | 0 | 0 | 0 | 0 | 0 | 27.7473 | 27.7473 | 25.3776 | 0 | 0 | 0 | 0 | 0 | 0 | 0 | 0 | 0 | 0 | 0 | 0 | 0 | 0 | 0 | 0 | 0 | 0 | 0 | 0 | 0 | 0 | 0 | 0 | 5 | 5 | 5 | 0% | 0% | 0% | 0% | 0% | 0% | 14.47% | 14.47% | 14.47% | SOUT SOLAR PV WITH STORAGE 2026
| 104 | SOUT WIND TURBINE 2020 | SouthEast Ghana Group | Wind | Wind | 0 | 0 | 0 | 0 | 0 | 0 | 0 | 0 | 0 | 0 | 0 | 0 | 175.1525 | 350.305 | 525.4575 | 525.4575 | 525.4575 | 525.4575 | 0 | 0 | 0 | 48.9343 | 46.5689 | 46.5689 | 46.2884 | 46.2884 | 42.3353 | 0 | 0 | 0 | 0 | 0 | 0 | 0 | 0 | 0 | 0 | 0 | 0 | 0 | 0 | 0 | 0 | 0 | 0 | 0 | 0 | 0 | 75 | 150 | 225 | 225 | 225 | 225 | 0% | 0% | 0% | 26.66% | 26.66% | 26.66% | 26.66% | 26.66% | 26.66% | SOUT WIND TURBINE 2020
| 105 | SOUT WIND TURBINE 2026 | SouthEast Ghana Group | Wind | Wind | 0 | 0 | 0 | 0 | 0 | 0 | 0 | 0 | 0 | 0 | 0 | 0 | 0 | 0 | 175.1525 | 408.6892 | 525.4575 | 525.4575 | 0 | 0 | 0 | 0 | 0 | 46.5689 | 46.2884 | 46.2884 | 42.3353 | 0 | 0 | 0 | 0 | 0 | 0 | 0 | 0 | 0 | 0 | 0 | 0 | 0 | 0 | 0 | 0 | 0 | 0 | 0 | 0 | 0 | 0 | 0 | 75 | 175 | 225 | 225 | 0% | 0% | 0% | 0% | 0% | 26.66% | 26.66% | 26.66% | 26.66% | SOUT WIND TURBINE 2026
| 106 | SOUT WIND TURBINE 2035 | SouthEast Ghana Group | Wind | Wind | 0 | 0 | 0 | 0 | 0 | 0 | 0 | 0 | 0 | 0 | 0 | 0 | 0 | 0 | 0 | 0 | 233.5367 | 233.5367 | 0 | 0 | 0 | 0 | 0 | 0 | 0 | 46.5758 | 42.5982 | 0 | 0 | 0 | 0 | 0 | 0 | 0 | 0 | 0 | 0 | 0 | 0 | 0 | 0 | 0 | 0 | 0 | 0 | 0 | 0 | 0 | 0 | 0 | 0 | 0 | 100 | 100 | 0% | 0% | 0% | 0% | 0% | 0% | 0% | 26.66% | 26.66% | SOUT WIND TURBINE 2035
[6 empty] | 0 | 0 | 0 | 0 | 0 | 0 | 0 |  |  | 0 | 0 | 0 | 0 | 0 | 0 | 0 |  |  | 0 | 0 | 0 | 0 | 0 | 0 | 0 |  |  | 0 | 0 | 0 | 0 | 0 | 0 | 0 |  |  | 0 | 0 | 0 | 0 | 0 | 0 | 0 |  |  | 0 | 0 | 0 | 0 | 0 | 0 | 0 |  |  | 0 | 0 | 0 | 0 | 0 | 0 | 0

## LtdWater
Back to Contents
|  | Plant Name |  |  |  | FUEL CONSUMPTION | [8 empty] | GENERATION | [8 empty] | FOM (USD/kW-yr | [8 empty] | VOM (USD/MWh) | [8 empty] | Fuel Cost (USD/MWh) | [8 empty] | Available Capacity | [8 empty] | Capacity Factors
| UnitID |  | Model Region | Fuel Type | Capacity Type | 2017 | 2018 | 2019 | 2020 | 2023 | 2026 | 2030 | 2035 | 2040 | 2017 | 2018 | 2019 | 2020 | 2023 | 2026 | 2030 | 2035 | 2040 | 2017 | 2018 | 2019 | 2020 | 2023 | 2026 | 2030 | 2035 | 2040 | 2017 | 2018 | 2019 | 2020 | 2023 | 2026 | 2030 | 2035 | 2040 | 2017 | 2018 | 2019 | 2020 | 2023 | 2026 | 2030 | 2035 | 2040 | 2017 | 2018 | 2019 | 2020 | 2023 | 2026 | 2030 | 2035 | 2040 | 2017 | 2018 | 2019 | 2020 | 2023 | 2026 | 2030 | 2035 | 2040
| 1 | CENIT | SouthEast Ghana Group | Oil | Oil Combustion | 0 | 0 | 0 | 0 | 0 | 0 | 0 | 0 | 0 | 0 | 0 | 0 | 0 | 0 | 0 | 0 | 0 | 0 | 11.83 | 11.83 | 11.83 | 12.3933 | 11.7943 | 11.7943 | 11.7232 | 0 | 0 | 0 | 0 | 0 | 0 | 0 | 0 | 0 | 0 | 0 | 0 | 0 | 0 | 0 | 0 | 0 | 0 | 0 | 0 | 100 | 100 | 100 | 100 | 100 | 100 | 100 |  |  | 0% | 0% | 0% | 0% | 0% | 0% | 0% |  |  | CENIT
| 2 | Trojan 2B | SouthEast Ghana Group | Oil | Oil Combustion | 0.26958 | 0 | 0 | 0 | 0 | 0 | 0 | 0 | 0 | 31.941 | 0 | 0 | 0 | 0 | 0 | 0 | 0 | 0 | 34 | 34 | 34 | 35.619 | 0 | 0 | 0 | 0 | 0 | 5.5 | 0 | 0 | 0 | 0 | 0 | 0 | 0 | 0 | 0 | 0 | 0 | 0 | 0 | 0 | 0 | 0 | 0 | 16.25 | 16.25 | 16.25 | 16.25 | [5 empty] | 22.44% | 0% | 0% | 0% | [5 empty] | Trojan 2B
| 3 | Trojan 2A | Ashanti Group | Oil | Oil Combustion | 0.26958 | 0 | 0 | 0 | 0 | 0 | 0 | 0 | 0 | 31.941 | 0 | 0 | 0 | 0 | 0 | 0 | 0 | 0 | 34 | 34 | 34 | 35.619 | 0 | 0 | 0 | 0 | 0 | 5.5 | 0 | 0 | 0 | 0 | 0 | 0 | 0 | 0 | 0 | 0 | 0 | 0 | 0 | 0 | 0 | 0 | 0 | 16.25 | 16.25 | 16.25 | 16.25 | [5 empty] | 22.44% | 0% | 0% | 0% | [5 empty] | Trojan 2A
| 4 | GP Tarkwa Plant | SouthWest Ghana Group | Oil | Oil Combustion | 0 | 0 | 0 | 0 | 0 | 0 | 0 | 0 | 0 | 0 | 0 | 0 | 0 | 0 | 0 | 0 | 0 | 0 | 17.5 | 17.5 | 17.5 | 18.3333 | 17.4471 | 17.4471 | 17.3421 | 17.3421 | 15.861 | 0 | 0 | 0 | 0 | 0 | 0 | 0 | 0 | 0 | 0 | 0 | 0 | 0 | 0 | 0 | 0 | 0 | 0 | 33 | 33 | 33 | 33 | 33 | 33 | 33 | 33 | 33 | 0% | 0% | 0% | 0% | 0% | 0% | 0% | 0% | 0% | GP Tarkwa Plant
| 5 | GP Chirano Plant | SouthWest Ghana Group | Oil | Oil Combustion | 0 | 0 | 0 | 0 | 0 | 0 | 0 | 0 | 0 | 0 | 0 | 0 | 0 | 0 | 0 | 0 | 0 | 0 | 17.5 | 17.5 | 17.5 | 18.3333 | 17.4471 | 17.4471 | 17.3421 | 17.3421 | 15.861 | 0 | 0 | 0 | 0 | 0 | 0 | 0 | 0 | 0 | 0 | 0 | 0 | 0 | 0 | 0 | 0 | 0 | 0 | 30 | 30 | 30 | 30 | 30 | 30 | 30 | 30 | 30 | 0% | 0% | 0% | 0% | 0% | 0% | 0% | 0% | 0% | GP Chirano Plant
| 6 | GP Darmang Plant | SouthWest Ghana Group | Oil | Oil Combustion | 0 | 0 | 0 | 0 | 0 | 0 | 0 | 0 | 0 | 0 | 0 | 0 | 0 | 0 | 0 | 0 | 0 | 0 | 17.5 | 17.5 | 17.5 | 18.3333 | 17.4471 | 17.4471 | 17.3421 | 17.3421 | 15.861 | 0 | 0 | 0 | 0 | 0 | 0 | 0 | 0 | 0 | 0 | 0 | 0 | 0 | 0 | 0 | 0 | 0 | 0 | 25.5 | 25.5 | 25.5 | 25.5 | 25.5 | 25.5 | 25.5 | 25.5 | 25.5 | 0% | 0% | 0% | 0% | 0% | 0% | 0% | 0% | 0% | GP Darmang Plant
| 7 | SAPP 2 | SouthEast Ghana Group | Oil/Gas | Oil/Gas Combined Cycle | 9.6772 | 23.2536 | 21.995 | 8.5583 | 23.5117 | 23.5117 | 23.5117 | 23.5117 | 23.4326 | 1240.6697 | 2981.2366 | 2819.8709 | 1097.2142 | 3014.3161 | 3014.316 | 3014.316 | 3014.3161 | 3004.1742 | 16 | 16 | 16 | 16.7619 | 15.9517 | 15.9517 | 15.8556 | 15.8556 | 14.5015 | 3.5 | 3.5 | 3.5 | 3.5 | 3.5 | 3.5 | 3.5 | 3.5 | 3.5 | 0 | 0 | 0 | 0 | 0 | 0 | 0 | 0 | 0 | 370 | 370 | 370 | 370 | 370 | 370 | 370 | 370 | 370 | 38.28% | 91.98% | 87% | 33.85% | 93% | 93% | 93% | 93% | 92.69% | SAPP 2
| 8 | Cenpower | SouthEast Ghana Group | Oil/Gas | Oil/Gas Combined Cycle | 0 | 0.13838 | 2.1896 | 0 | 21.6884 | 21.6884 | 21.6884 | 21.6756 | 19.7517 | 0 | 17.6726 | 279.6412 | 0 | 2769.912 | 2769.912 | 2769.9117 | 2768.2815 | 2522.5638 | 0 | 16 | 16 | 16.7619 | 15.9517 | 15.9517 | 15.8556 | 15.8556 | 14.5015 | 0 | 3.5 | 3.5 | 0 | 3.5 | 3.5 | 3.5 | 3.5 | 3.5 | 0 | 0 | 0 | 0 | 0 | 0 | 0 | 0 | 0 |  | 340 | 340 | 340 | 340 | 340 | 340 | 340 | 340 |  | 0.5934% | 9.389% | 0% | 93% | 93% | 93% | 92.95% | 84.7% | Cenpower
| 9 | KarpowerShip 1 | SouthEast Ghana Group | Oil/Gas | Oil/Gas Combined Cycle | 14.837 | 0 | 0 | 0 | 0 | 0 | 0 | 0 | 0 | 1942.0128 | 0 | 0 | 0 | 0 | 0 | 0 | 0 | 0 | 177.828 | 0 | 0 | 0 | 0 | 0 | 0 | 0 | 0 | 3.5 | 0 | 0 | 0 | 0 | 0 | 0 | 0 | 0 | 0 | 0 | 0 | 0 | 0 | 0 | 0 | 0 | 0 | 247 | [8 empty] | 89.75% | [8 empty] | KarpowerShip 1
| 10 | AKSA | SouthEast Ghana Group | Oil/Gas | Oil/Gas Combined Cycle | 10.1595 | 0 | 0 | 0 | 20.2303 | 8.8991 | 9.2706 | 11.2848 | 18.7728 | 1195.236 | 0 | 0 | 0 | 2380.0358 | 1046.9527 | 1090.6554 | 1327.6189 | 2208.5642 | 16 | 16 | 16 | 16.7619 | 15.9517 | 15.9517 | 15.8556 | 15.8556 | 14.5015 | 3.5 | 0 | 0 | 0 | 3.5 | 3.5 | 3.5 | 3.5 | 3.5 | 0 | 0 | 0 | 0 | 0 | 0 | 0 | 0 | 0 | 250 | 375 | 375 | 375 | 375 | 375 | 375 | 375 | 375 | 54.58% | 0% | 0% | 0% | 72.45% | 31.87% | 33.2% | 40.41% | 67.23% | AKSA
| 11 | TAPCO (T1) | SouthWest Ghana Group | Oil/Gas | Oil/Gas Combined Cycle | 11.645 | 17.1872 | 0 | 17.1872 | 17.1872 | 17.1872 | 17.174 | 16.2483 | 1.2381 | 1496.2083 | 2208.3 | 0 | 2208.3 | 2208.2998 | 2208.2999 | 2206.6073 | 2087.6665 | 159.0712 | 18.7 | 18.7 | 18.7 | 19.5905 | 18.6435 | 18.6435 | 18.5312 | 18.5312 | 16.9486 | 5 | 5 | 0 | 5 | 5 | 5 | 5 | 5 | 5 | 0 | 0 | 0 | 0 | 0 | 0 | 0 | 0 | 0 | 305 | 305 | 305 | 305 | 305 | 305 | 305 | 305 | 305 | 56% | 82.65% | 0% | 82.65% | 82.65% | 82.65% | 82.59% | 78.14% | 5.954% | TAPCO (T1)
| 12 | TICO (T2) | SouthWest Ghana Group | Oil/Gas | Oil/Gas Combined Cycle | 17.7346 | 17.7346 | 10.5327 | 17.7346 | 17.7346 | 17.7346 | 17.7346 | 17.7346 | 7.2914 | 2382.7199 | 2382.7198 | 1415.1166 | 2382.72 | 2382.72 | 2382.72 | 2382.72 | 2382.72 | 979.6331 | 30.94 | 30.94 | 30.94 | 32.4133 | 30.8465 | 30.8465 | 30.6608 | 30.6608 | 28.0423 | 4.9 | 4.9 | 4.9 | 4.9 | 4.9 | 4.9 | 4.9 | 4.9 | 4.9 | 0 | 0 | 0 | 0 | 0 | 0 | 0 | 0 | 0 | 320 | 320 | 320 | 320 | 320 | 320 | 320 | 320 | 320 | 85% | 85% | 50.48% | 85% | 85% | 85% | 85% | 85% | 34.95% | TICO (T2)
| 13 | Amandi | SouthWest Ghana Group | Oil/Gas | Oil/Gas Combined Cycle | 0 | 0 | 8.0946 | 12.0103 | 12.0103 | 12.0089 | 11.3644 | 9.7077 | 0.17544 | 0 | 0 | 987.1488 | 1464.6723 | 1464.672 | 1464.5012 | 1385.897 | 1183.8675 | 21.3955 | 0 | 0 | 30.94 | 32.4133 | 30.8465 | 30.8465 | 30.6608 | 30.6608 | 28.0423 | 0 | 0 | 4.9 | 4.9 | 4.9 | 4.9 | 4.9 | 4.9 | 4.9 | 0 | 0 | 0 | 0 | 0 | 0 | 0 | 0 | 0 |  |  | 190 | 190 | 190 | 190 | 190 | 190 | 190 |  |  | 59.31% | 88% | 88% | 87.99% | 83.27% | 71.13% | 1.285% | Amandi
| 14 | KarpowerShip 2 | SouthWest Ghana Group | Oil/Gas | Oil/Gas Combined Cycle | 0 | 24.5592 | 31.8841 | 18.521 | 0.14735 | 0 | 0 | 0 | 0 | 0 | 2884.5639 | 3744.9 | 2175.3538 | 17.3074 | 0 | 0 | 0 | 0 | 0 | 177.828 | 177.828 | 186.296 | 177.2908 | 0 | 0 | 0 | 0 | 0 | 3.5 | 3.5 | 3.5 | 3.5 | 0 | 0 | 0 | 0 | 0 | 0 | 0 | 0 | 0 | 0 | 0 | 0 | 0 |  | 450 | 450 | 450 | 450 | [5 empty] | 73.18% | 95% | 55.18% | 0.4391% |  |  |  |  | KarpowerShip 2
| 15 | Early Power | SouthEast Ghana Group | Oil/Gas | Oil/Gas Combustion | 0 | 0 | 7.7096 | 23.0656 | 23.0656 | 23.0656 | 23.0656 | 23.0656 | 23.0656 | 0 | 0 | 1027.9476 | 3075.417 | 3075.417 | 3075.417 | 3075.417 | 3075.417 | 3075.417 | 0 | 0 | 16 | 16.7619 | 15.9517 | 15.9517 | 15.8556 | 15.8556 | 14.5015 | 0 | 0 | 3.5 | 3.5 | 3.5 | 3.5 | 3.5 | 3.5 | 3.5 | 0 | 0 | 0 | 0 | 0 | 0 | 0 | 0 | 0 |  |  | 377.5 | 377.5 | 377.5 | 377.5 | 377.5 | 377.5 | 377.5 |  |  | 31.08% | 93% | 93% | 93% | 93% | 93% | 93% | Early Power
| 16 | TT1PP | SouthEast Ghana Group | Oil/Gas | Oil/Gas Combustion | 0 | 0 | 0 | 0 | 0 | 0 | 0 | 0 | 0 | 0 | 0 | 0 | 0 | 0 | 0 | 0 | 0 | 0 | 14.3 | 14.3 | 14.3 | 14.981 | 14.2568 | 14.2568 | 14.1709 | 14.1709 | 12.9607 | 0 | 0 | 0 | 0 | 0 | 0 | 0 | 0 | 0 | 0 | 0 | 0 | 0 | 0 | 0 | 0 | 0 | 0 | 100 | 100 | 100 | 100 | 100 | 100 | 100 | 100 | 100 | 0% | 0% | 0% | 0% | 0% | 0% | 0% | 0% | 0% | TT1PP
| 17 | KTPP | SouthEast Ghana Group | Oil/Gas | Oil/Gas Combustion | 0.31622 | 0 | 0 | 0 | 0 | 0 | 0 | 0 | 0.0018272 | 29.0113 | 0 | 0 | 0 | 0 | 0 | 0 | 0 | 0.16763 | 12.3 | 12.3 | 12.3 | 12.8857 | 12.2628 | 12.2628 | 12.189 | 12.189 | 11.148 | 3.5 | 0 | 0 | 0 | 0 | 0 | 0 | 0 | 3.5 | 0 | 0 | 0 | 0 | 0 | 0 | 0 | 0 | 0 | 200 | 200 | 200 | 200 | 200 | 200 | 200 | 200 | 200 | 1.656% | 0% | 0% | 0% | 0% | 0% | 0% | 0% | 0.009568% | KTPP
| 18 | Trojan 1 | SouthEast Ghana Group | Oil/Gas | Oil/Gas Combustion | 0.41408 | 0 | 0 | 0 | 0 | 0 | 0 | 0 | 0 | 49.0614 | 0 | 0 | 0 | 0 | 0 | 0 | 0 | 0 | 34 | 34 | 34 | 35.619 | 0 | 0 | 0 | 0 | 0 | 5.5 | 0 | 0 | 0 | 0 | 0 | 0 | 0 | 0 | 0 | 0 | 0 | 0 | 0 | 0 | 0 | 0 | 0 | 24.96 | 24.96 | 24.96 | 24.96 | [5 empty] | 22.44% | 0% | 0% | 0% | [5 empty] | Trojan 1
| 19 | MRP | SouthEast Ghana Group | Oil/Gas | Oil/Gas Combustion | 0 | 0 | 0 | 0 | 0 | 0 | 0 | 0 | 0 | 0 | 0 | 0 | 0 | 0 | 0 | 0 | 0 | 0 | 12.5737 | 12.5737 | 12.5737 | 13.1725 | 12.5357 | 12.5357 | 12.4602 | 12.4602 | 11.3961 | 0 | 0 | 0 | 0 | 0 | 0 | 0 | 0 | 0 | 0 | 0 | 0 | 0 | 0 | 0 | 0 | 0 | 0 | 70 | 70 | 70 | 70 | 70 | 70 | 70 | 70 | 70 | 0% | 0% | 0% | 0% | 0% | 0% | 0% | 0% | 0% | MRP
| 20 | Safisana | SouthEast Ghana Group | Biogas | Biogas | 0.010052 | 0.010052 | 0.010052 | 0.010052 | 0.010052 | 0.010052 | 0.010052 | 0.010052 | 0.010052 | 0.7446 | 0.7446 | 0.7446 | 0.7446 | 0.7446 | 0.7446 | 0.7446 | 0.7446 | 0.7446 | 35 | 35 | 35 | 36.6667 | 34.8943 | 34.8943 | 34.6841 | 34.6841 | 31.7221 | 4.2 | 4.2 | 4.2 | 4.2 | 4.2 | 4.2 | 4.2 | 4.2 | 4.2 | 0 | 0 | 0 | 0 | 0 | 0 | 0 | 0 | 0 | 0.1 | 0.1 | 0.1 | 0.1 | 0.1 | 0.1 | 0.1 | 0.1 | 0.1 | 85% | 85% | 85% | 85% | 85% | 85% | 85% | 85% | 85% | Safisana
| 21 | TT2PP | SouthEast Ghana Group | Gas | Gas Combustion Turbine | 0.5098 | 0 | 0 | 0 | 0 | 0 | 0 | 0.0083587 | 0.0029093 | 52.4484 | 0 | 0 | 0 | 0 | 0 | 0 | 0.85995 | 0.29931 | 12.1007 | 12.1007 | 12.1007 | 12.6769 | 12.0641 | 12.0641 | 11.9915 | 11.9915 | 10.9674 | 4.5 | 0 | 0 | 0 | 0 | 0 | 0 | 4.5 | 4.5 | 0 | 0 | 0 | 0 | 0 | 0 | 0 | 0 | 0 | 45 | 45 | 45 | 45 | 45 | 45 | 45 | 45 | 45 | 13.31% | 0% | 0% | 0% | 0% | 0% | 0% | 0.2182% | 0.07593% | TT2PP
| 22 | SAPP 1 | SouthEast Ghana Group | Gas | Gas Combustion Turbine | 3.0298 | 0 | 0 | 0 | 0 | 0 | 0.0013519 | 0.41862 | 0.054962 | 324.7328 | 0 | 0 | 0 | 0 | 0 | 0.1449 | 44.8676 | 5.8909 | 11.83 | 11.83 | 11.83 | 12.3933 | 11.7943 | 11.7943 | 11.7232 | 11.7232 | 10.7221 | 4.5 | 0 | 0 | 0 | 0 | 0 | 4.5 | 4.5 | 4.5 | 0 | 0 | 0 | 0 | 0 | 0 | 0 | 0 | 0 | 180 | 180 | 180 | 180 | 180 | 180 | 180 | 180 | 180 | 20.59% | 0% | 0% | 0% | 0% | 0% | 0.009189% | 2.845% | 0.3736% | SAPP 1
| 23 | Trojan 3 | SouthEast Ghana Group | Gas | Gas Combustion Turbine | 0 | 0 | 0 | 0 | 0 | 0 | 0 | 0 | 0 | 0 | 0 | 0 | 0 | 0 | 0 | 0 | 0 | 0 | 0 | 34 | 34 | 35.619 | 0 | 0 | 0 | 0 | 0 | 0 | 0 | 0 | 0 | 0 | 0 | 0 | 0 | 0 | 0 | 0 | 0 | 0 | 0 | 0 | 0 | 0 | 0 |  | 49.92 | 49.92 | 49.92 | [6 empty] | 0% | 0% | 0% | [5 empty] | Trojan 3
| 24 | Ameri_2016 | SouthWest Ghana Group | Gas | Gas Combustion Turbine | 0.42075 | 0 | 17.4796 | 0 | 0 | 0 | 0 | 0 | 0 | 41.4045 | 0 | 1720.0967 | 0 | 0 | 0 | 0 | 0 | 0 | 14.54 | 14.54 | 14.54 | 15.2324 | 0 | 0 | 0 | 0 | 0 | 5 | 0 | 5 | 0 | 0 | 0 | 0 | 0 | 0 | 0 | 0 | 0 | 0 | 0 | 0 | 0 | 0 | 0 | 230 | 230 | 230 | 230 | [5 empty] | 2.055% | 0% | 85.37% | 0% | [5 empty] | Ameri_2016
| 25 | Ameri_2021 | SouthWest Ghana Group | Gas | Gas Combustion Turbine | 0 | 0 | 0 | 0 | 0 | 0 | 0 | 0.0086843 | 0 | 0 | 0 | 0 | 0 | 0 | 0 | 0 | 0.85459 | 0 | 0 | 0 | 0 | 0 | 14.4961 | 14.4961 | 14.4088 | 14.4088 | 13.1782 | 0 | 0 | 0 | 0 | 0 | 0 | 0 | 4.17 | 0 | 0 | 0 | 0 | 0 | 0 | 0 | 0 | 0 | 0 |  |  |  |  | 230 | 230 | 230 | 230 | 230 |  |  |  |  | 0% | 0% | 0% | 0.04242% | 0% | Ameri_2021
| 26 | Bui | Northern Ghana Group | Water | Hydro | 0 | 0 | 0 | 0 | 0 | 0 | 0 | 0 | 0 | 669.5865 | 669.5867 | 669.5864 | 669.5865 | 660.7762 | 660.7761 | 639.631 | 614.9623 | 614.9625 | 27.74 | 27.74 | 27.74 | 29.061 | 27.6562 | 27.6562 | 27.4896 | 27.4896 | 25.142 | 1.63 | 1.63 | 1.63 | 1.63 | 1.63 | 1.63 | 1.63 | 1.63 | 1.63 | 0 | 0 | 0 | 0 | 0 | 0 | 0 | 0 | 0 | 330 | 330 | 330 | 330 | 330 | 330 | 330 | 330 | 330 | 23.16% | 23.16% | 23.16% | 23.16% | 22.86% | 22.86% | 22.13% | 21.27% | 21.27% | Bui
| 27 | Akosombo | SouthEast Ghana Group | Water | Hydro | 0 | 0 | 0 | 0 | 0 | 0 | 0 | 0 | 0 | 3681.6901 | 3681.6887 | 4016.3874 | 4016.3886 | 4245.54 | 4245.5416 | 3791.3371 | 3261.4332 | 3261.4326 | 9.16 | 9.16 | 9.16 | 9.5962 | 9.1323 | 9.1323 | 9.0773 | 9.0773 | 8.3021 | 0.98 | 0.98 | 0.98 | 0.98 | 0.98 | 0.98 | 0.98 | 0.98 | 0.98 | 0 | 0 | 0 | 0 | 0 | 0 | 0 | 0 | 0 | 900 | 900 | 900 | 900 | 900 | 900 | 900 | 900 | 900 | 46.7% | 46.7% | 50.94% | 50.94% | 53.85% | 53.85% | 48.09% | 41.37% | 41.37% | Akosombo
| 28 | Kpong | SouthEast Ghana Group | Water | Hydro | 0 | 0 | 0 | 0 | 0 | 0 | 0 | 0 | 0 | 722.7075 | 722.7074 | 788.4081 | 788.408 | 833.8611 | 833.861 | 745.8932 | 643.2641 | 643.2642 | 9.16 | 9.16 | 9.16 | 9.5962 | 9.1323 | 9.1323 | 9.0773 | 9.0773 | 8.3021 | 0.98 | 0.98 | 0.98 | 0.98 | 0.98 | 0.98 | 0.98 | 0.98 | 0.98 | 0 | 0 | 0 | 0 | 0 | 0 | 0 | 0 | 0 | 140 | 140 | 140 | 140 | 140 | 140 | 140 | 140 | 140 | 58.93% | 58.93% | 64.29% | 64.29% | 67.99% | 67.99% | 60.82% | 52.45% | 52.45% | Kpong
| 29 | Cote d'Ivoire Dummy | Cote d'Ivoire | Water | Hydro | 0 | 0 | 0 | 0 | 0 | 0 | 0 | 0 | 0 | 814.68 | 814.6801 | 14 | 814.6797 | 814.68 | 814.68 | 814.6802 | 814.68 | 814.6803 | 0 | 0 | 0 | 0 | 0 | 0 | 0 | 0 | 0 | 10 | 10 | 10 | 10 | 10 | 10 | 10 | 10 | 10 | 0 | 0 | 0 | 0 | 0 | 0 | 0 | 0 | 0 | 150 | 150 | 150 | 150 | 150 | 150 | 150 | 150 | 150 | 62% | 62% | 1.065% | 62% | 62% | 62% | 62% | 62% | 62% | Cote d'Ivoire Dummy
| 30 | Burkina Dummy | Burkina Group | Water | Hydro | 0 | 0 | 0 | 0 | 0 | 0 | 0 | 0 | 0 | 0.438 | 0.438 | 0.438 | 0.438 | 4.818 | 4.818 | 4.818 | 4.818 | 4.818 | 0 | 0 | 0 | 0 | 0 | 0 | 0 | 0 | 0 | 10 | 10 | 10 | 10 | 10 | 10 | 10 | 10 | 10 | 0 | 0 | 0 | 0 | 0 | 0 | 0 | 0 | 0 | 10 | 10 | 10 | 10 | 110 | 110 | 110 | 110 | 110 | 0.5% | 0.5% | 0.5% | 0.5% | 0.5% | 0.5% | 0.5% | 0.5% | 0.5% | Burkina Dummy
| 31 | VRA Solar | Northern Ghana Group | Sun | Solar PV | 0 | 0 | 0 | 0 | 0 | 0 | 0 | 0 | 0 | 2.7132 | 2.7132 | 2.7132 | 2.7132 | 2.7132 | 2.7132 | 2.7132 | 2.7132 | 2.7132 | 0 | 0 | 0 | 0 | 0 | 0 | 0 | 0 | 0 | 0 | 0 | 0 | 0 | 0 | 0 | 0 | 0 | 0 | 0 | 0 | 0 | 0 | 0 | 0 | 0 | 0 | 0 | 1.8 | 1.8 | 1.8 | 1.8 | 1.8 | 1.8 | 1.8 | 1.8 | 1.8 | 17.21% | 17.21% | 17.21% | 17.21% | 17.21% | 17.21% | 17.21% | 17.21% | 17.21% | VRA Solar
| 32 | BXC Solar | SouthEast Ghana Group | Sun | Solar PV | 0 | 0 | 0 | 0 | 0 | 0 | 0 | 0 | 0 | 24.0159 | 24.0159 | 24.0159 | 24.0159 | 24.0159 | 24.0159 | 24.0159 | 24.0159 | 0 | 0 | 0 | 0 | 0 | 0 | 0 | 0 | 0 | 0 | 0 | 0 | 0 | 0 | 0 | 0 | 0 | 0 | 0 | 0 | 0 | 0 | 0 | 0 | 0 | 0 | 0 | 0 | 18 | 18 | 18 | 18 | 18 | 18 | 18 | 18 |  | 15.23% | 15.23% | 15.23% | 15.23% | 15.23% | 15.23% | 15.23% | 15.23% |  | BXC Solar
| 41 | SOUT COAL STEAM TURBINE 2026 | SouthWest Ghana Group | Coal | Coal Steam Turbine | 0 | 0 | 0 | 0 | 0 | 31.5903 | 70.1425 | 70.1425 | 70.1425 | 0 | 0 | 0 | 0 | 0 | 3589.8042 | 7970.7415 | 7970.7415 | 7970.7415 | 0 | 0 | 0 | 0 | 0 | 64.8036 | 64.4134 | 64.4134 | 58.9124 | 0 | 0 | 0 | 0 | 0 | 6.034 | 6.034 | 6.034 | 6.034 | 0 | 0 | 0 | 0 | 0 | 0 | 0 | 0 | 0 | [5 empty] | 482.112 | 1070.473 | 1070.473 | 1070.473 | [5 empty] | 85% | 85% | 85% | 85% | SOUT COAL STEAM TURBINE 2026
| 43 | SOUT COMBINED CYCLE 2020 | SouthWest Ghana Group | Oil/Gas | Oil/Gas Combined Cycle | 0 | 0 | 0 | 0 | 0 | 0 | 0 | 0 | 35.4326 | 0 | 0 | 0 | 0 | 0 | 0 | 0 | 0 | 4887.2506 | 0 | 0 | 0 | 0 | 0 | 0 | 0 | 0 | 13.5952 | 0 | 0 | 0 | 0 | 0 | 0 | 0 | 0 | 3.48 | 0 | 0 | 0 | 0 | 0 | 0 | 0 | 0 | 0 | 0 | 0 | 0 | 0 | 0 | 0 | 0 | 0 | 619.895 | 0% | 0% | 0% | 0% | 0% | 0% | 0% | 0% | 90% | SOUT COMBINED CYCLE 2020
| 45 | SOUT COMBINED CYCLE 2019 | SouthEast Ghana Group | Oil/Gas | Oil/Gas Combined Cycle | 0 | 0 | 0 | 0 | 0 | 0 | 0 | 48.8112 | 95.7642 | 0 | 0 | 0 | 0 | 0 | 0 | 0 | 6732.5856 | 13208.8536 | 0 | 0 | 0 | 0 | 0 | 0 | 0 | 14.8646 | 13.5952 | 0 | 0 | 0 | 0 | 0 | 0 | 0 | 3.48 | 3.48 | 0 | 0 | 0 | 0 | 0 | 0 | 0 | 0 | 0 | 0 | 0 | 0 | 0 | 0 | 0 | 0 | 853.955 | 1675.399 | 0% | 0% | 0% | 0% | 0% | 0% | 0% | 90% | 90% | SOUT COMBINED CYCLE 2019
| 52 | NORT HYDRO SMALL 2026 | Northern Ghana Group | Water | Hydro | 0 | 0 | 0 | 0 | 0 | 0 | 0 | 0 | 0 | 0 | 0 | 0 | 0 | 0 | 182.11 | 182.11 | 182.11 | 182.11 | 0 | 0 | 0 | 0 | 0 | 44.864 | 44.5939 | 44.5939 | 40.7855 | 0 | 0 | 0 | 0 | 0 | 3 | 3 | 3 | 3 | 0 | 0 | 0 | 0 | 0 | 0 | 0 | 0 | 0 | [5 empty] | 57.5469 | 57.5469 | 57.5469 | 57.5469 | [5 empty] | 36.12% | 36.12% | 36.12% | 36.12% | NORT HYDRO SMALL 2026
| 54 | ASHA INTERRUPTIBLE 2016 | Ashanti Group | Interruptible | Interruptible | 0 | 0 | 0 | 0 | 0 | 0 | 0 | 0 | 0 | 0 | 0 | 0 | 0 | 0 | 0 | 0 | 0 | 0 | 0 | 0 | 0 | 0 | 0 | 0 | 0 | 0 | 0 | 0 | 0 | 0 | 0 | 0 | 0 | 0 | 0 | 0 | 0 | 0 | 0 | 0 | 0 | 0 | 0 | 0 | 0 | 129.301 | 217.102 | [7 empty] | 0% | 0% | [7 empty] | ASHA INTERRUPTIBLE 2016
| 63 | ASHA SOLAR PV 2020 | Ashanti Group | Sun | Solar PV | 0 | 0 | 0 | 0 | 0 | 0 | 0 | 0 | 0 | 0 | 0 | 0 | 6.3375 | 19.0126 | 19.0126 | 19.0126 | 19.0126 | 19.0126 | 0 | 0 | 0 | 25.981 | 24.7251 | 24.7251 | 24.5762 | 24.5762 | 22.4773 | 0 | 0 | 0 | 0 | 0 | 0 | 0 | 0 | 0 | 0 | 0 | 0 | 0 | 0 | 0 | 0 | 0 | 0 | 0 | 0 | 0 | 5 | 15 | 15 | 15 | 15 | 15 | 0% | 0% | 0% | 14.47% | 14.47% | 14.47% | 14.47% | 14.47% | 14.47% | ASHA SOLAR PV 2020
| 64 | ASHA SOLAR PV 2026 | Ashanti Group | Sun | Solar PV | 0 | 0 | 0 | 0 | 0 | 0 | 0 | 0 | 0 | 0 | 0 | 0 | 0 | 0 | 12.6751 | 38.0252 | 50.7002 | 50.7002 | 0 | 0 | 0 | 0 | 0 | 24.7251 | 24.5762 | 24.5762 | 22.4773 | 0 | 0 | 0 | 0 | 0 | 0 | 0 | 0 | 0 | 0 | 0 | 0 | 0 | 0 | 0 | 0 | 0 | 0 | 0 | 0 | 0 | 0 | 0 | 10 | 30 | 40 | 40 | 0% | 0% | 0% | 0% | 0% | 14.47% | 14.47% | 14.47% | 14.47% | ASHA SOLAR PV 2026
| 65 | ASHA SOLAR PV 2035 | Ashanti Group | Sun | Solar PV | 0 | 0 | 0 | 0 | 0 | 0 | 0 | 0 | 0 | 0 | 0 | 0 | 0 | 0 | 0 | 0 | 12.6751 | 69.7128 | 0 | 0 | 0 | 0 | 0 | 0 | 0 | 24.7744 | 22.6586 | 0 | 0 | 0 | 0 | 0 | 0 | 0 | 0 | 0 | 0 | 0 | 0 | 0 | 0 | 0 | 0 | 0 | 0 | 0 | 0 | 0 | 0 | 0 | 0 | 0 | 10 | 55 | 0% | 0% | 0% | 0% | 0% | 0% | 0% | 14.47% | 14.47% | ASHA SOLAR PV 2035
| 66 | SOUT SOLAR PV 2020 | SouthWest Ghana Group | Sun | Solar PV | 0 | 0 | 0 | 0 | 0 | 0 | 0 | 0 | 0 | 0 | 0 | 0 | 0 | 12.6751 | 12.6751 | 12.6751 | 12.6751 | 12.6751 | 0 | 0 | 0 | 0 | 24.7251 | 24.7251 | 24.5762 | 24.5762 | 22.4773 | 0 | 0 | 0 | 0 | 0 | 0 | 0 | 0 | 0 | 0 | 0 | 0 | 0 | 0 | 0 | 0 | 0 | 0 | 0 | 0 | 0 | 0 | 10 | 10 | 10 | 10 | 10 | 0% | 0% | 0% | 0% | 14.47% | 14.47% | 14.47% | 14.47% | 14.47% | SOUT SOLAR PV 2020
| 67 | SOUT SOLAR PV 2026 | SouthWest Ghana Group | Sun | Solar PV | 0 | 0 | 0 | 0 | 0 | 0 | 0 | 0 | 0 | 0 | 0 | 0 | 0 | 0 | 12.6751 | 25.3501 | 31.6876 | 31.6876 | 0 | 0 | 0 | 0 | 0 | 24.7251 | 24.5762 | 24.5762 | 22.4773 | 0 | 0 | 0 | 0 | 0 | 0 | 0 | 0 | 0 | 0 | 0 | 0 | 0 | 0 | 0 | 0 | 0 | 0 | [5 empty] | 10 | 20 | 25 | 25 | [5 empty] | 14.47% | 14.47% | 14.47% | 14.47% | SOUT SOLAR PV 2026
| 68 | SOUT SOLAR PV 2035 | SouthWest Ghana Group | Sun | Solar PV | 0 | 0 | 0 | 0 | 0 | 0 | 0 | 0 | 0 | 0 | 0 | 0 | 0 | 0 | 0 | 0 | 12.6751 | 57.0377 | 0 | 0 | 0 | 0 | 0 | 0 | 0 | 24.7744 | 22.6586 | 0 | 0 | 0 | 0 | 0 | 0 | 0 | 0 | 0 | 0 | 0 | 0 | 0 | 0 | 0 | 0 | 0 | 0 | 0 | 0 | 0 | 0 | 0 | 0 | 0 | 10 | 45 | 0% | 0% | 0% | 0% | 0% | 0% | 0% | 14.47% | 14.47% | SOUT SOLAR PV 2035
| 69 | NORT SOLAR PV 2018 | Northern Ghana Group | Sun | Solar PV | 0 | 0 | 0 | 0 | 0 | 0 | 0 | 0 | 0 | 0 | 0 | 67.5263 | 67.5263 | 67.5263 | 67.5263 | 67.5263 | 67.5263 | 67.5263 | 0 | 0 | 24.8 | 25.981 | 24.7251 | 24.7251 | 24.5762 | 24.5762 | 22.4773 | 0 | 0 | 0 | 0 | 0 | 0 | 0 | 0 | 0 | 0 | 0 | 0 | 0 | 0 | 0 | 0 | 0 | 0 |  |  | 47.1565 | 47.1565 | 47.1565 | 47.1565 | 47.1565 | 47.1565 | 47.1565 |  |  | 16.35% | 16.35% | 16.35% | 16.35% | 16.35% | 16.35% | 16.35% | NORT SOLAR PV 2018
| 70 | NORT SOLAR PV 2020 | Northern Ghana Group | Sun | Solar PV | 0 | 0 | 0 | 0 | 0 | 0 | 0 | 0 | 0 | 0 | 0 | 0 | 71.598 | 214.7941 | 214.7941 | 214.7941 | 214.7941 | 214.7941 | 0 | 0 | 0 | 25.981 | 24.7251 | 24.7251 | 24.5762 | 24.5762 | 22.4773 | 0 | 0 | 0 | 0 | 0 | 0 | 0 | 0 | 0 | 0 | 0 | 0 | 0 | 0 | 0 | 0 | 0 | 0 | 0 | 0 | 0 | 50 | 150 | 150 | 150 | 150 | 150 | 0% | 0% | 0% | 16.35% | 16.35% | 16.35% | 16.35% | 16.35% | 16.35% | NORT SOLAR PV 2020
| 71 | NORT SOLAR PV 2023 | Northern Ghana Group | Sun | Solar PV | 0 | 0 | 0 | 0 | 0 | 0 | 0 | 0 | 0 | 0 | 0 | 0 | 0 | 71.598 | 143.1961 | 143.1961 | 143.1961 | 143.1961 | 0 | 0 | 0 | 0 | 24.7251 | 24.7251 | 24.5762 | 24.5762 | 22.4773 | 0 | 0 | 0 | 0 | 0 | 0 | 0 | 0 | 0 | 0 | 0 | 0 | 0 | 0 | 0 | 0 | 0 | 0 | 0 | 0 | 0 | 0 | 50 | 100 | 100 | 100 | 100 | 0% | 0% | 0% | 0% | 16.35% | 16.35% | 16.35% | 16.35% | 16.35% | NORT SOLAR PV 2023
| 72 | NORT SOLAR PV 2026 | Northern Ghana Group | Sun | Solar PV | 0 | 0 | 0 | 0 | 0 | 0 | 0 | 0 | 0 | 0 | 0 | 0 | 0 | 0 | 71.598 | 214.7941 | 214.7941 | 214.7941 | 0 | 0 | 0 | 0 | 0 | 24.7251 | 24.5762 | 24.5762 | 22.4773 | 0 | 0 | 0 | 0 | 0 | 0 | 0 | 0 | 0 | 0 | 0 | 0 | 0 | 0 | 0 | 0 | 0 | 0 | 0 | 0 | 0 | 0 | 0 | 50 | 150 | 150 | 150 | 0% | 0% | 0% | 0% | 0% | 16.35% | 16.35% | 16.35% | 16.35% | NORT SOLAR PV 2026
| 73 | NORT SOLAR PV 2030 | Northern Ghana Group | Sun | Solar PV | 0 | 0 | 0 | 0 | 0 | 0 | 0 | 0 | 0 | 0 | 0 | 0 | 0 | 0 | 0 | 35.799 | 178.9951 | 178.9951 | 0 | 0 | 0 | 0 | 0 | 0 | 24.5762 | 24.5762 | 22.4773 | 0 | 0 | 0 | 0 | 0 | 0 | 0 | 0 | 0 | 0 | 0 | 0 | 0 | 0 | 0 | 0 | 0 | 0 | 0 | 0 | 0 | 0 | 0 | 0 | 25 | 125 | 125 | 0% | 0% | 0% | 0% | 0% | 0% | 16.35% | 16.35% | 16.35% | NORT SOLAR PV 2030
| 74 | NORT SOLAR PV 2035 | Northern Ghana Group | Sun | Solar PV | 0 | 0 | 0 | 0 | 0 | 0 | 0 | 0 | 0 | 0 | 0 | 0 | 0 | 0 | 0 | 0 | 71.598 | 429.5883 | 0 | 0 | 0 | 0 | 0 | 0 | 0 | 24.5762 | 22.4773 | 0 | 0 | 0 | 0 | 0 | 0 | 0 | 0 | 0 | 0 | 0 | 0 | 0 | 0 | 0 | 0 | 0 | 0 | 0 | 0 | 0 | 0 | 0 | 0 | 0 | 50 | 300 | 0% | 0% | 0% | 0% | 0% | 0% | 0% | 16.35% | 16.35% | NORT SOLAR PV 2035
| 76 | SOUT SOLAR PV 2020 | SouthEast Ghana Group | Sun | Solar PV | 0 | 0 | 0 | 0 | 0 | 0 | 0 | 0 | 0 | 0 | 0 | 0 | 1.8814 | 65.2567 | 65.2567 | 65.2567 | 65.2567 | 65.2567 | 0 | 0 | 0 | 25.981 | 24.7251 | 24.7251 | 24.5762 | 24.5762 | 22.4773 | 0 | 0 | 0 | 0 | 0 | 0 | 0 | 0 | 0 | 0 | 0 | 0 | 0 | 0 | 0 | 0 | 0 | 0 | 0 | 0 | 0 | 1.4844 | 51.4843 | 51.4843 | 51.4843 | 51.4843 | 51.4843 | 0% | 0% | 0% | 14.47% | 14.47% | 14.47% | 14.47% | 14.47% | 14.47% | SOUT SOLAR PV 2020
| 77 | SOUT SOLAR PV 2026 | SouthEast Ghana Group | Sun | Solar PV | 0 | 0 | 0 | 0 | 0 | 0 | 0 | 0 | 0 | 0 | 0 | 0 | 0 | 0 | 31.6876 | 221.8134 | 285.1886 | 285.1886 | 0 | 0 | 0 | 0 | 0 | 24.7251 | 24.5762 | 24.5762 | 22.4773 | 0 | 0 | 0 | 0 | 0 | 0 | 0 | 0 | 0 | 0 | 0 | 0 | 0 | 0 | 0 | 0 | 0 | 0 | 0 | 0 | 0 | 0 | 0 | 25 | 175 | 225 | 225 | 0% | 0% | 0% | 0% | 0% | 14.47% | 14.47% | 14.47% | 14.47% | SOUT SOLAR PV 2026
| 78 | SOUT SOLAR PV 2035 | SouthEast Ghana Group | Sun | Solar PV | 0 | 0 | 0 | 0 | 0 | 0 | 0 | 0 | 0 | 0 | 0 | 0 | 0 | 0 | 0 | 0 | 63.3753 | 285.1886 | 0 | 0 | 0 | 0 | 0 | 0 | 0 | 24.7744 | 22.6586 | 0 | 0 | 0 | 0 | 0 | 0 | 0 | 0 | 0 | 0 | 0 | 0 | 0 | 0 | 0 | 0 | 0 | 0 | 0 | 0 | 0 | 0 | 0 | 0 | 0 | 50 | 225 | 0% | 0% | 0% | 0% | 0% | 0% | 0% | 14.47% | 14.47% | SOUT SOLAR PV 2035
| 80 | SOUT SOLAR PV 2020 | SouthWest Ghana Group | Sun | Solar PV | 0 | 0 | 0 | 0 | 0 | 0 | 0 | 0 | 0 | 0 | 0 | 0 | 0 | 38.0252 | 76.0503 | 76.0503 | 76.0503 | 76.0503 | 0 | 0 | 0 | 0 | 24.7251 | 24.7251 | 24.5762 | 24.5762 | 22.4773 | 0 | 0 | 0 | 0 | 0 | 0 | 0 | 0 | 0 | 0 | 0 | 0 | 0 | 0 | 0 | 0 | 0 | 0 | 0 | 0 | 0 | 0 | 30 | 60 | 60 | 60 | 60 | 0% | 0% | 0% | 0% | 14.47% | 14.47% | 14.47% | 14.47% | 14.47% | SOUT SOLAR PV 2020
| 81 | SOUT SOLAR PV 2026 | SouthWest Ghana Group | Sun | Solar PV | 0 | 0 | 0 | 0 | 0 | 0 | 0 | 0 | 0 | 0 | 0 | 0 | 0 | 0 | 25.3501 | 126.7505 | 152.1006 | 152.1006 | 0 | 0 | 0 | 0 | 0 | 24.7251 | 24.5762 | 24.5762 | 22.4773 | 0 | 0 | 0 | 0 | 0 | 0 | 0 | 0 | 0 | 0 | 0 | 0 | 0 | 0 | 0 | 0 | 0 | 0 | 0 | 0 | 0 | 0 | 0 | 20 | 100 | 120 | 120 | 0% | 0% | 0% | 0% | 0% | 14.47% | 14.47% | 14.47% | 14.47% | SOUT SOLAR PV 2026
| 82 | SOUT SOLAR PV 2035 | SouthWest Ghana Group | Sun | Solar PV | 0 | 0 | 0 | 0 | 0 | 0 | 0 | 0 | 0 | 0 | 0 | 0 | 0 | 0 | 0 | 0 | 12.6751 | 152.1006 | 0 | 0 | 0 | 0 | 0 | 0 | 0 | 24.7744 | 22.6586 | 0 | 0 | 0 | 0 | 0 | 0 | 0 | 0 | 0 | 0 | 0 | 0 | 0 | 0 | 0 | 0 | 0 | 0 | 0 | 0 | 0 | 0 | 0 | 0 | 0 | 10 | 120 | 0% | 0% | 0% | 0% | 0% | 0% | 0% | 14.47% | 14.47% | SOUT SOLAR PV 2035
| 84 | SOUT SOLAR PV 2026 | SouthEast Ghana Group | Sun | Solar PV | 0 | 0 | 0 | 0 | 0 | 0 | 0 | 0 | 0 | 0 | 0 | 0 | 0 | 0 | 12.6751 | 25.3501 | 38.0252 | 38.0252 | 0 | 0 | 0 | 0 | 0 | 24.7251 | 24.5762 | 24.5762 | 22.4773 | 0 | 0 | 0 | 0 | 0 | 0 | 0 | 0 | 0 | 0 | 0 | 0 | 0 | 0 | 0 | 0 | 0 | 0 | 0 | 0 | 0 | 0 | 0 | 10 | 20 | 30 | 30 | 0% | 0% | 0% | 0% | 0% | 14.47% | 14.47% | 14.47% | 14.47% | SOUT SOLAR PV 2026
| 85 | SOUT SOLAR PV 2035 | SouthEast Ghana Group | Sun | Solar PV | 0 | 0 | 0 | 0 | 0 | 0 | 0 | 0 | 0 | 0 | 0 | 0 | 0 | 0 | 0 | 0 | 12.6751 | 38.0252 | 0 | 0 | 0 | 0 | 0 | 0 | 0 | 24.7744 | 22.6586 | 0 | 0 | 0 | 0 | 0 | 0 | 0 | 0 | 0 | 0 | 0 | 0 | 0 | 0 | 0 | 0 | 0 | 0 | 0 | 0 | 0 | 0 | 0 | 0 | 0 | 10 | 30 | 0% | 0% | 0% | 0% | 0% | 0% | 0% | 14.47% | 14.47% | SOUT SOLAR PV 2035
| 87 | ASHA SOLAR PV WITH STORAGE 2026 | Ashanti Group | Sun + storage | Solar PV + Storage | 0 | 0 | 0 | 0 | 0 | 0 | 0 | 0 | 0 | 0 | 0 | 0 | 0 | 0 | 0 | 12.675 | 12.675 | 12.675 | 0 | 0 | 0 | 0 | 0 | 0 | 27.7473 | 27.7473 | 25.3776 | 0 | 0 | 0 | 0 | 0 | 0 | 0 | 0 | 0 | 0 | 0 | 0 | 0 | 0 | 0 | 0 | 0 | 0 | 0 | 0 | 0 | 0 | 0 | 0 | 10 | 10 | 10 | 0% | 0% | 0% | 0% | 0% | 0% | 14.47% | 14.47% | 14.47% | ASHA SOLAR PV WITH STORAGE 2026
| 88 | ASHA SOLAR PV WITH STORAGE 2035 | Ashanti Group | Sun + storage | Solar PV + Storage | 0 | 0 | 0 | 0 | 0 | 0 | 0 | 0 | 0 | 0 | 0 | 0 | 0 | 0 | 0 | 0 | 0 | 31.6876 | 0 | 0 | 0 | 0 | 0 | 0 | 0 | 0 | 25.3776 | 0 | 0 | 0 | 0 | 0 | 0 | 0 | 0 | 0 | 0 | 0 | 0 | 0 | 0 | 0 | 0 | 0 | 0 | 0 | 0 | 0 | 0 | 0 | 0 | 0 | 0 | 25 | 0% | 0% | 0% | 0% | 0% | 0% | 0% | 0% | 14.47% | ASHA SOLAR PV WITH STORAGE 2035
| 90 | SOUT SOLAR PV WITH STORAGE 2026 | SouthWest Ghana Group | Sun + storage | Solar PV + Storage | 0 | 0 | 0 | 0 | 0 | 0 | 0 | 0 | 0 | 0 | 0 | 0 | 0 | 0 | 0 | 6.3375 | 6.3375 | 6.3375 | 0 | 0 | 0 | 0 | 0 | 0 | 27.7473 | 27.7473 | 25.3776 | 0 | 0 | 0 | 0 | 0 | 0 | 0 | 0 | 0 | 0 | 0 | 0 | 0 | 0 | 0 | 0 | 0 | 0 | 0 | 0 | 0 | 0 | 0 | 0 | 5 | 5 | 5 | 0% | 0% | 0% | 0% | 0% | 0% | 14.47% | 14.47% | 14.47% | SOUT SOLAR PV WITH STORAGE 2026
| 93 | NORT SOLAR PV WITH STORAGE 2026 | Northern Ghana Group | Sun + storage | Solar PV + Storage | 0 | 0 | 0 | 0 | 0 | 0 | 0 | 0 | 0 | 0 | 0 | 0 | 0 | 0 | 0 | 63.3752 | 63.3752 | 63.3752 | 0 | 0 | 0 | 0 | 0 | 0 | 27.7473 | 27.7473 | 25.3776 | 0 | 0 | 0 | 0 | 0 | 0 | 0 | 0 | 0 | 0 | 0 | 0 | 0 | 0 | 0 | 0 | 0 | 0 | 0 | 0 | 0 | 0 | 0 | 0 | 50 | 50 | 50 | 0% | 0% | 0% | 0% | 0% | 0% | 14.47% | 14.47% | 14.47% | NORT SOLAR PV WITH STORAGE 2026
| 94 | NORT SOLAR PV WITH STORAGE 2035 | Northern Ghana Group | Sun + storage | Solar PV + Storage | 0 | 0 | 0 | 0 | 0 | 0 | 0 | 0 | 0 | 0 | 0 | 0 | 0 | 0 | 0 | 0 | 0 | 158.4381 | 0 | 0 | 0 | 0 | 0 | 0 | 0 | 0 | 25.3776 | 0 | 0 | 0 | 0 | 0 | 0 | 0 | 0 | 0 | 0 | 0 | 0 | 0 | 0 | 0 | 0 | 0 | 0 | 0 | 0 | 0 | 0 | 0 | 0 | 0 | 0 | 125 | 0% | 0% | 0% | 0% | 0% | 0% | 0% | 0% | 14.47% | NORT SOLAR PV WITH STORAGE 2035
| 96 | SOUT SOLAR PV WITH STORAGE 2026 | SouthEast Ghana Group | Sun + storage | Solar PV + Storage | 0 | 0 | 0 | 0 | 0 | 0 | 0 | 0 | 0 | 0 | 0 | 0 | 0 | 0 | 0 | 95.0629 | 95.0629 | 95.0629 | 0 | 0 | 0 | 0 | 0 | 0 | 27.7473 | 27.7473 | 25.3776 | 0 | 0 | 0 | 0 | 0 | 0 | 0 | 0 | 0 | 0 | 0 | 0 | 0 | 0 | 0 | 0 | 0 | 0 | 0 | 0 | 0 | 0 | 0 | 0 | 75 | 75 | 75 | 0% | 0% | 0% | 0% | 0% | 0% | 14.47% | 14.47% | 14.47% | SOUT SOLAR PV WITH STORAGE 2026
| 99 | SOUT SOLAR PV WITH STORAGE 2026 | SouthWest Ghana Group | Sun + storage | Solar PV + Storage | 0 | 0 | 0 | 0 | 0 | 0 | 0 | 0 | 0 | 0 | 0 | 0 | 0 | 0 | 0 | 50.7002 | 50.7002 | 50.7002 | 0 | 0 | 0 | 0 | 0 | 0 | 27.7473 | 27.7473 | 25.3776 | 0 | 0 | 0 | 0 | 0 | 0 | 0 | 0 | 0 | 0 | 0 | 0 | 0 | 0 | 0 | 0 | 0 | 0 | 0 | 0 | 0 | 0 | 0 | 0 | 40 | 40 | 40 | 0% | 0% | 0% | 0% | 0% | 0% | 14.47% | 14.47% | 14.47% | SOUT SOLAR PV WITH STORAGE 2026
| 102 | SOUT SOLAR PV WITH STORAGE 2026 | SouthEast Ghana Group | Sun + storage | Solar PV + Storage | 0 | 0 | 0 | 0 | 0 | 0 | 0 | 0 | 0 | 0 | 0 | 0 | 0 | 0 | 0 | 6.3375 | 6.3375 | 6.3375 | 0 | 0 | 0 | 0 | 0 | 0 | 27.7473 | 27.7473 | 25.3776 | 0 | 0 | 0 | 0 | 0 | 0 | 0 | 0 | 0 | 0 | 0 | 0 | 0 | 0 | 0 | 0 | 0 | 0 | 0 | 0 | 0 | 0 | 0 | 0 | 5 | 5 | 5 | 0% | 0% | 0% | 0% | 0% | 0% | 14.47% | 14.47% | 14.47% | SOUT SOLAR PV WITH STORAGE 2026
| 104 | SOUT WIND TURBINE 2020 | SouthEast Ghana Group | Wind | Wind | 0 | 0 | 0 | 0 | 0 | 0 | 0 | 0 | 0 | 0 | 0 | 0 | 175.1525 | 350.305 | 525.4575 | 525.4575 | 525.4575 | 525.4575 | 0 | 0 | 0 | 48.9343 | 46.5689 | 46.5689 | 46.2884 | 46.2884 | 42.3353 | 0 | 0 | 0 | 0 | 0 | 0 | 0 | 0 | 0 | 0 | 0 | 0 | 0 | 0 | 0 | 0 | 0 | 0 | 0 | 0 | 0 | 75 | 150 | 225 | 225 | 225 | 225 | 0% | 0% | 0% | 26.66% | 26.66% | 26.66% | 26.66% | 26.66% | 26.66% | SOUT WIND TURBINE 2020
| 105 | SOUT WIND TURBINE 2026 | SouthEast Ghana Group | Wind | Wind | 0 | 0 | 0 | 0 | 0 | 0 | 0 | 0 | 0 | 0 | 0 | 0 | 0 | 0 | 175.1525 | 408.6892 | 525.4575 | 525.4575 | 0 | 0 | 0 | 0 | 0 | 46.5689 | 46.2884 | 46.2884 | 42.3353 | 0 | 0 | 0 | 0 | 0 | 0 | 0 | 0 | 0 | 0 | 0 | 0 | 0 | 0 | 0 | 0 | 0 | 0 | 0 | 0 | 0 | 0 | 0 | 75 | 175 | 225 | 225 | 0% | 0% | 0% | 0% | 0% | 26.66% | 26.66% | 26.66% | 26.66% | SOUT WIND TURBINE 2026
| 106 | SOUT WIND TURBINE 2035 | SouthEast Ghana Group | Wind | Wind | 0 | 0 | 0 | 0 | 0 | 0 | 0 | 0 | 0 | 0 | 0 | 0 | 0 | 0 | 0 | 0 | 233.5367 | 233.5367 | 0 | 0 | 0 | 0 | 0 | 0 | 0 | 46.5758 | 42.5982 | 0 | 0 | 0 | 0 | 0 | 0 | 0 | 0 | 0 | 0 | 0 | 0 | 0 | 0 | 0 | 0 | 0 | 0 | 0 | 0 | 0 | 0 | 0 | 0 | 0 | 100 | 100 | 0% | 0% | 0% | 0% | 0% | 0% | 0% | 26.66% | 26.66% | SOUT WIND TURBINE 2035
[6 empty] | 0 | 0 | 0 | 0 | 0 | 0 | 0 |  |  | 0 | 0 | 0 | 0 | 0 | 0 | 0 |  |  | 0 | 0 | 0 | 0 | 0 | 0 | 0 |  |  | 0 | 0 | 0 | 0 | 0 | 0 | 0 |  |  | 0 | 0 | 0 | 0 | 0 | 0 | 0 |  |  | 0 | 0 | 0 | 0 | 0 | 0 | 0 |  |  | 0 | 0 | 0 | 0 | 0 | 0 | 0

## HighRECapCost
Back to Contents | [77 empty] | 90.91% | 82.64% | 75.13% | 68.3% | 56.45% | 42.41% | 31.86% | 19.78% | 12.28% | Cap Cost NPV |  | Cap Cost -- no NPV
|  | Plant Name |  |  |  | FUEL CONSUMPTION | [8 empty] | GENERATION | [8 empty] | FOM (USD/kW-yr | [8 empty] | VOM (USD/MWh) | [8 empty] | Fuel Cost (USD/MWh) | [8 empty] | Available Capacity | [8 empty] | Capacity Factors | [8 empty] | Total Capital Cost | [8 empty] | Total Capital Cost (NPV) | [8 empty] | 1512.482 | 2766.8381 | 2929.3507 | 7779.8535 | Unplanned? | Plant Name
| UnitID |  | Model Region | Fuel Type | Capacity Type | 2017 | 2018 | 2019 | 2020 | 2023 | 2026 | 2030 | 2035 | 2040 | 2017 | 2018 | 2019 | 2020 | 2023 | 2026 | 2030 | 2035 | 2040 | 2017 | 2018 | 2019 | 2020 | 2023 | 2026 | 2030 | 2035 | 2040 | 2017 | 2018 | 2019 | 2020 | 2023 | 2026 | 2030 | 2035 | 2040 | 2017 | 2018 | 2019 | 2020 | 2023 | 2026 | 2030 | 2035 | 2040 | 2017 | 2018 | 2019 | 2020 | 2023 | 2026 | 2030 | 2035 | 2040 | 2017 | 2018 | 2019 | 2020 | 2023 | 2026 | 2030 | 2035 | 2040 | 2017 | 2018 | 2019 | 2020 | 2023 | 2026 | 2030 | 2035 | 2040 | 2017 | 2018 | 2019 | 2020 | 2023 | 2026 | 2030 | 2035 | 2040 | 10-year | 20-year | 10-year | 20-year
| 1 | CENIT | SouthEast Ghana Group | Oil | Oil Combustion | 0 | 0 | 0 | 0 | 0 | 0 | 0 | 0 | 0 | 0 | 0 | 0 | 0 | 0 | 0 | 0 | 0 | 0 | 11.83 | 11.83 | 11.83 | 12.3933 | 11.7943 | 11.7943 | 11.7232 | 0 | 0 | 0 | 0 | 0 | 0 | 0 | 0 | 0 | 0 | 0 | 0 | 0 | 0 | 0 | 0 | 0 | 0 | 0 | 0 | 100 | 100 | 100 | 100 | 100 | 100 | 100 | 0 | 0 | 0% | 0% | 0% | 0% | 0% | 0% | 0% | 0% | 0% | [9 empty] | 0 | 0 | 0 | 0 | 0 | 0 | 0 | 0 | 0 | 0 | 0 | 0 | 0 | Existing & Under Const. Plant
| 2 | Trojan 2B | SouthEast Ghana Group | Oil | Oil Combustion | 0.26958 | 0 | 0 | 0 | 0 | 0 | 0 | 0 | 0 | 31.941 | 0 | 0 | 0 | 0 | 0 | 0 | 0 | 0 | 34 | 34 | 34 | 35.619 | 0 | 0 | 0 | 0 | 0 | 5.5 | 0 | 0 | 0 | 0 | 0 | 0 | 0 | 0 | 0 | 0 | 0 | 0 | 0 | 0 | 0 | 0 | 0 | 16.25 | 16.25 | 16.25 | 16.25 | 0 | 0 | 0 | 0 | 0 | 22.44% | 0% | 0% | 0% | 0% | 0% | 0% | 0% | 0% | [9 empty] | 0 | 0 | 0 | 0 | 0 | 0 | 0 | 0 | 0 | 0 | 0 | 0 | 0 | Existing & Under Const. Plant
| 3 | Trojan 2A | Ashanti Group | Oil | Oil Combustion | 0.26958 | 0 | 0 | 0 | 0 | 0 | 0 | 0 | 0 | 31.941 | 0 | 0 | 0 | 0 | 0 | 0 | 0 | 0 | 34 | 34 | 34 | 35.619 | 0 | 0 | 0 | 0 | 0 | 5.5 | 0 | 0 | 0 | 0 | 0 | 0 | 0 | 0 | 0 | 0 | 0 | 0 | 0 | 0 | 0 | 0 | 0 | 16.25 | 16.25 | 16.25 | 16.25 | 0 | 0 | 0 | 0 | 0 | 22.44% | 0% | 0% | 0% | 0% | 0% | 0% | 0% | 0% | [9 empty] | 0 | 0 | 0 | 0 | 0 | 0 | 0 | 0 | 0 | 0 | 0 | 0 | 0 | Existing & Under Const. Plant
| 4 | GP Tarkwa Plant | SouthWest Ghana Group | Oil | Oil Combustion | 0 | 0 | 0 | 0 | 0 | 0 | 0 | 0 | 0 | 0 | 0 | 0 | 0 | 0 | 0 | 0 | 0 | 0 | 17.5 | 17.5 | 17.5 | 18.3333 | 17.4471 | 17.4471 | 17.3421 | 17.3421 | 15.861 | 0 | 0 | 0 | 0 | 0 | 0 | 0 | 0 | 0 | 0 | 0 | 0 | 0 | 0 | 0 | 0 | 0 | 0 | 33 | 33 | 33 | 33 | 33 | 33 | 33 | 33 | 33 | 0% | 0% | 0% | 0% | 0% | 0% | 0% | 0% | 0% | [9 empty] | 0 | 0 | 0 | 0 | 0 | 0 | 0 | 0 | 0 | 0 | 0 | 0 | 0 | Existing & Under Const. Plant
| 5 | GP Chirano Plant | SouthWest Ghana Group | Oil | Oil Combustion | 0 | 0 | 0 | 0 | 0 | 0 | 0 | 0 | 0 | 0 | 0 | 0 | 0 | 0 | 0 | 0 | 0 | 0 | 17.5 | 17.5 | 17.5 | 18.3333 | 17.4471 | 17.4471 | 17.3421 | 17.3421 | 15.861 | 0 | 0 | 0 | 0 | 0 | 0 | 0 | 0 | 0 | 0 | 0 | 0 | 0 | 0 | 0 | 0 | 0 | 0 | 30 | 30 | 30 | 30 | 30 | 30 | 30 | 30 | 30 | 0% | 0% | 0% | 0% | 0% | 0% | 0% | 0% | 0% | [9 empty] | 0 | 0 | 0 | 0 | 0 | 0 | 0 | 0 | 0 | 0 | 0 | 0 | 0 | Existing & Under Const. Plant
| 6 | GP Darmang Plant | SouthWest Ghana Group | Oil | Oil Combustion | 0 | 0 | 0 | 0 | 0 | 0 | 0 | 0 | 0 | 0 | 0 | 0 | 0 | 0 | 0 | 0 | 0 | 0 | 17.5 | 17.5 | 17.5 | 18.3333 | 17.4471 | 17.4471 | 17.3421 | 17.3421 | 15.861 | 0 | 0 | 0 | 0 | 0 | 0 | 0 | 0 | 0 | 0 | 0 | 0 | 0 | 0 | 0 | 0 | 0 | 0 | 25.5 | 25.5 | 25.5 | 25.5 | 25.5 | 25.5 | 25.5 | 25.5 | 25.5 | 0% | 0% | 0% | 0% | 0% | 0% | 0% | 0% | 0% | [9 empty] | 0 | 0 | 0 | 0 | 0 | 0 | 0 | 0 | 0 | 0 | 0 | 0 | 0 | Existing & Under Const. Plant
| 7 | SAPP 2 | SouthEast Ghana Group | Oil/Gas | Oil/Gas Combined Cycle | 9.6772 | 23.2536 | 21.995 | 8.5583 | 23.5117 | 23.5117 | 23.5117 | 23.5117 | 23.4263 | 1240.6704 | 2981.2365 | 2819.8717 | 1097.215 | 3014.316 | 3014.316 | 3014.316 | 3014.316 | 3003.3778 | 16 | 16 | 16 | 16.7619 | 15.9517 | 15.9517 | 15.8556 | 15.8556 | 14.5015 | 3.5 | 3.5 | 3.5 | 3.5 | 3.5 | 3.5 | 3.5 | 3.5 | 3.5 | 0 | 0 | 0 | 0 | 0 | 0 | 0 | 0 | 0 | 370 | 370 | 370 | 370 | 370 | 370 | 370 | 370 | 370 | 38.28% | 91.98% | 87% | 33.85% | 93% | 93% | 93% | 93% | 92.66% | [9 empty] | 0 | 0 | 0 | 0 | 0 | 0 | 0 | 0 | 0 | 0 | 0 | 0 | 0 | Existing & Under Const. Plant
| 8 | Cenpower | SouthEast Ghana Group | Oil/Gas | Oil/Gas Combined Cycle | 0 | 0.13838 | 2.1896 | 0 | 21.6884 | 21.6884 | 21.6884 | 21.6722 | 19.4657 | 0 | 17.6725 | 279.641 | 0 | 2769.9118 | 2769.9122 | 2769.912 | 2767.8426 | 2486.0366 | 0 | 16 | 16 | 16.7619 | 15.9517 | 15.9517 | 15.8556 | 15.8556 | 14.5015 | 0 | 3.5 | 3.5 | 0 | 3.5 | 3.5 | 3.5 | 3.5 | 3.5 | 0 | 0 | 0 | 0 | 0 | 0 | 0 | 0 | 0 | 0 | 340 | 340 | 340 | 340 | 340 | 340 | 340 | 340 | 0% | 0.5934% | 9.389% | 0% | 93% | 93% | 93% | 92.93% | 83.47% | [9 empty] | 0 | 0 | 0 | 0 | 0 | 0 | 0 | 0 | 0 | 0 | 0 | 0 | 0 | Existing & Under Const. Plant
| 9 | KarpowerShip 1 | SouthEast Ghana Group | Oil/Gas | Oil/Gas Combined Cycle | 14.837 | 0 | 0 | 0 | 0 | 0 | 0 | 0 | 0 | 1942.0128 | 0 | 0 | 0 | 0 | 0 | 0 | 0 | 0 | 177.828 | 0 | 0 | 0 | 0 | 0 | 0 | 0 | 0 | 3.5 | 0 | 0 | 0 | 0 | 0 | 0 | 0 | 0 | 0 | 0 | 0 | 0 | 0 | 0 | 0 | 0 | 0 | 247 | 0 | 0 | 0 | 0 | 0 | 0 | 0 | 0 | 89.75% | 0% | 0% | 0% | 0% | 0% | 0% | 0% | 0% | [9 empty] | 0 | 0 | 0 | 0 | 0 | 0 | 0 | 0 | 0 | 0 | 0 | 0 | 0 | Existing & Under Const. Plant
| 10 | AKSA | SouthEast Ghana Group | Oil/Gas | Oil/Gas Combined Cycle | 10.1595 | 0 | 0 | 0 | 18.3824 | 6.911 | 3.7408 | 2.7359 | 9.1528 | 1195.236 | 0 | 0 | 0 | 2162.6369 | 813.0544 | 440.0935 | 321.8671 | 1076.804 | 16 | 16 | 16 | 16.7619 | 15.9517 | 15.9517 | 15.8556 | 15.8556 | 14.5015 | 3.5 | 0 | 0 | 0 | 3.5 | 3.5 | 3.5 | 3.5 | 3.5 | 0 | 0 | 0 | 0 | 0 | 0 | 0 | 0 | 0 | 250 | 375 | 375 | 375 | 375 | 375 | 375 | 375 | 375 | 54.58% | 0% | 0% | 0% | 65.83% | 24.75% | 13.4% | 9.798% | 32.78% | [9 empty] | 0 | 0 | 0 | 0 | 0 | 0 | 0 | 0 | 0 | 0 | 0 | 0 | 0 | Existing & Under Const. Plant
| 11 | TAPCO (T1) | SouthWest Ghana Group | Oil/Gas | Oil/Gas Combined Cycle | 11.645 | 17.1872 | 0 | 17.1872 | 17.1872 | 17.1872 | 17.171 | 15.6123 | 0.75203 | 1496.2077 | 2208.3 | 0 | 2208.3 | 2208.3 | 2208.3 | 2206.2222 | 2005.9478 | 96.6241 | 18.7 | 18.7 | 18.7 | 19.5905 | 18.6435 | 18.6435 | 18.5312 | 18.5312 | 16.9486 | 5 | 5 | 0 | 5 | 5 | 5 | 5 | 5 | 5 | 0 | 0 | 0 | 0 | 0 | 0 | 0 | 0 | 0 | 305 | 305 | 305 | 305 | 305 | 305 | 305 | 305 | 305 | 56% | 82.65% | 0% | 82.65% | 82.65% | 82.65% | 82.57% | 75.08% | 3.616% | [9 empty] | 0 | 0 | 0 | 0 | 0 | 0 | 0 | 0 | 0 | 0 | 0 | 0 | 0 | Existing & Under Const. Plant
| 12 | TICO (T2) | SouthWest Ghana Group | Oil/Gas | Oil/Gas Combined Cycle | 17.7346 | 17.7346 | 10.5327 | 17.7346 | 17.7346 | 17.7346 | 17.7346 | 17.7346 | 5.3913 | 2382.7197 | 2382.72 | 1415.1174 | 2382.72 | 2382.72 | 2382.72 | 2382.7196 | 2382.72 | 724.3512 | 30.94 | 30.94 | 30.94 | 32.4133 | 30.8465 | 30.8465 | 30.6608 | 30.6608 | 28.0423 | 4.9 | 4.9 | 4.9 | 4.9 | 4.9 | 4.9 | 4.9 | 4.9 | 4.9 | 0 | 0 | 0 | 0 | 0 | 0 | 0 | 0 | 0 | 320 | 320 | 320 | 320 | 320 | 320 | 320 | 320 | 320 | 85% | 85% | 50.48% | 85% | 85% | 85% | 85% | 85% | 25.84% | [9 empty] | 0 | 0 | 0 | 0 | 0 | 0 | 0 | 0 | 0 | 0 | 0 | 0 | 0 | Existing & Under Const. Plant
| 13 | Amandi | SouthWest Ghana Group | Oil/Gas | Oil/Gas Combined Cycle | 0 | 0 | 8.0946 | 12.0103 | 12.0103 | 11.7388 | 9.895 | 6.6729 | 0.17331 | 0 | 0 | 987.1488 | 1464.6719 | 1464.672 | 1431.557 | 1206.7118 | 813.772 | 21.1351 | 0 | 0 | 30.94 | 32.4133 | 30.8465 | 30.8465 | 30.6608 | 30.6608 | 28.0423 | 0 | 0 | 4.9 | 4.9 | 4.9 | 4.9 | 4.9 | 4.9 | 4.9 | 0 | 0 | 0 | 0 | 0 | 0 | 0 | 0 | 0 | 0 | 0 | 190 | 190 | 190 | 190 | 190 | 190 | 190 | 0% | 0% | 59.31% | 88% | 88% | 86.01% | 72.5% | 48.89% | 1.27% | [9 empty] | 0 | 0 | 0 | 0 | 0 | 0 | 0 | 0 | 0 | 0 | 0 | 0 | 0 | Existing & Under Const. Plant
| 14 | KarpowerShip 2 | SouthWest Ghana Group | Oil/Gas | Oil/Gas Combined Cycle | 0 | 24.5592 | 31.8841 | 18.521 | 0 | 0 | 0 | 0 | 0 | 0 | 2884.5619 | 3744.9 | 2175.3544 | 0 | 0 | 0 | 0 | 0 | 0 | 177.828 | 177.828 | 186.296 | 177.2908 | 0 | 0 | 0 | 0 | 0 | 3.5 | 3.5 | 3.5 | 0 | 0 | 0 | 0 | 0 | 0 | 0 | 0 | 0 | 0 | 0 | 0 | 0 | 0 | 0 | 450 | 450 | 450 | 450 | 0 | 0 | 0 | 0 | 0% | 73.18% | 95% | 55.18% | 0% | 0% | 0% | 0% | 0% | [9 empty] | 0 | 0 | 0 | 0 | 0 | 0 | 0 | 0 | 0 | 0 | 0 | 0 | 0 | Existing & Under Const. Plant
| 15 | Early Power | SouthEast Ghana Group | Oil/Gas | Oil/Gas Combustion | 0 | 0 | 7.7096 | 23.0656 | 23.0656 | 23.0656 | 23.0656 | 23.0656 | 23.0656 | 0 | 0 | 1027.9476 | 3075.417 | 3075.417 | 3075.417 | 3075.4169 | 3075.417 | 3075.417 | 0 | 0 | 16 | 16.7619 | 15.9517 | 15.9517 | 15.8556 | 15.8556 | 14.5015 | 0 | 0 | 3.5 | 3.5 | 3.5 | 3.5 | 3.5 | 3.5 | 3.5 | 0 | 0 | 0 | 0 | 0 | 0 | 0 | 0 | 0 | 0 | 0 | 377.5 | 377.5 | 377.5 | 377.5 | 377.5 | 377.5 | 377.5 | 0% | 0% | 31.08% | 93% | 93% | 93% | 93% | 93% | 93% | [9 empty] | 0 | 0 | 0 | 0 | 0 | 0 | 0 | 0 | 0 | 0 | 0 | 0 | 0 | Existing & Under Const. Plant
| 16 | TT1PP | SouthEast Ghana Group | Oil/Gas | Oil/Gas Combustion | 0 | 0 | 0 | 0 | 0 | 0 | 0 | 0 | 0 | 0 | 0 | 0 | 0 | 0 | 0 | 0 | 0 | 0 | 14.3 | 14.3 | 14.3 | 14.981 | 14.2568 | 14.2568 | 14.1709 | 14.1709 | 12.9607 | 0 | 0 | 0 | 0 | 0 | 0 | 0 | 0 | 0 | 0 | 0 | 0 | 0 | 0 | 0 | 0 | 0 | 0 | 100 | 100 | 100 | 100 | 100 | 100 | 100 | 100 | 100 | 0% | 0% | 0% | 0% | 0% | 0% | 0% | 0% | 0% | [9 empty] | 0 | 0 | 0 | 0 | 0 | 0 | 0 | 0 | 0 | 0 | 0 | 0 | 0 | Existing & Under Const. Plant
| 17 | KTPP | SouthEast Ghana Group | Oil/Gas | Oil/Gas Combustion | 0.31622 | 0 | 0 | 0 | 0 | 0 | 0 | 0 | 0.0016773 | 29.0113 | 0 | 0 | 0 | 0 | 0 | 0 | 0 | 0.15388 | 12.3 | 12.3 | 12.3 | 12.8857 | 12.2628 | 12.2628 | 12.189 | 12.189 | 11.148 | 3.5 | 0 | 0 | 0 | 0 | 0 | 0 | 0 | 3.5 | 0 | 0 | 0 | 0 | 0 | 0 | 0 | 0 | 0 | 200 | 200 | 200 | 200 | 200 | 200 | 200 | 200 | 200 | 1.656% | 0% | 0% | 0% | 0% | 0% | 0% | 0% | 0.008783% | [9 empty] | 0 | 0 | 0 | 0 | 0 | 0 | 0 | 0 | 0 | 0 | 0 | 0 | 0 | Existing & Under Const. Plant
| 18 | Trojan 1 | SouthEast Ghana Group | Oil/Gas | Oil/Gas Combustion | 0.41408 | 0 | 0 | 0 | 0 | 0 | 0 | 0 | 0 | 49.0614 | 0 | 0 | 0 | 0 | 0 | 0 | 0 | 0 | 34 | 34 | 34 | 35.619 | 0 | 0 | 0 | 0 | 0 | 5.5 | 0 | 0 | 0 | 0 | 0 | 0 | 0 | 0 | 0 | 0 | 0 | 0 | 0 | 0 | 0 | 0 | 0 | 24.96 | 24.96 | 24.96 | 24.96 | 0 | 0 | 0 | 0 | 0 | 22.44% | 0% | 0% | 0% | 0% | 0% | 0% | 0% | 0% | [9 empty] | 0 | 0 | 0 | 0 | 0 | 0 | 0 | 0 | 0 | 0 | 0 | 0 | 0 | Existing & Under Const. Plant
| 19 | MRP | SouthEast Ghana Group | Oil/Gas | Oil/Gas Combustion | 0 | 0 | 0 | 0 | 0 | 0 | 0 | 0 | 0 | 0 | 0 | 0 | 0 | 0 | 0 | 0 | 0 | 0 | 12.5737 | 12.5737 | 12.5737 | 13.1725 | 12.5357 | 12.5357 | 12.4602 | 12.4602 | 11.3961 | 0 | 0 | 0 | 0 | 0 | 0 | 0 | 0 | 0 | 0 | 0 | 0 | 0 | 0 | 0 | 0 | 0 | 0 | 70 | 70 | 70 | 70 | 70 | 70 | 70 | 70 | 70 | 0% | 0% | 0% | 0% | 0% | 0% | 0% | 0% | 0% | [9 empty] | 0 | 0 | 0 | 0 | 0 | 0 | 0 | 0 | 0 | 0 | 0 | 0 | 0 | Existing & Under Const. Plant
| 20 | Safisana | SouthEast Ghana Group | Biogas | Biogas | 0.010052 | 0.010052 | 0.010052 | 0.010052 | 0.010052 | 0.010052 | 0.010052 | 0.010052 | 0.010052 | 0.7446 | 0.7446 | 0.7446 | 0.7446 | 0.7446 | 0.7446 | 0.7446 | 0.7446 | 0.7446 | 35 | 35 | 35 | 36.6667 | 34.8943 | 34.8943 | 34.6841 | 34.6841 | 31.7221 | 4.2 | 4.2 | 4.2 | 4.2 | 4.2 | 4.2 | 4.2 | 4.2 | 4.2 | 0 | 0 | 0 | 0 | 0 | 0 | 0 | 0 | 0 | 0.1 | 0.1 | 0.1 | 0.1 | 0.1 | 0.1 | 0.1 | 0.1 | 0.1 | 85% | 85% | 85% | 85% | 85% | 85% | 85% | 85% | 85% | [9 empty] | 0 | 0 | 0 | 0 | 0 | 0 | 0 | 0 | 0 | 0 | 0 | 0 | 0 | Existing & Under Const. Plant
| 21 | TT2PP | SouthEast Ghana Group | Gas | Gas Combustion Turbine | 0.5098 | 0 | 0 | 0 | 0 | 0 | 0 | 0.0083587 | 0.0027862 | 52.4483 | 0 | 0 | 0 | 0 | 0 | 0 | 0.85995 | 0.28665 | 12.1007 | 12.1007 | 12.1007 | 12.6769 | 12.0641 | 12.0641 | 11.9915 | 11.9915 | 10.9674 | 4.5 | 0 | 0 | 0 | 0 | 0 | 0 | 4.5 | 4.5 | 0 | 0 | 0 | 0 | 0 | 0 | 0 | 0 | 0 | 45 | 45 | 45 | 45 | 45 | 45 | 45 | 45 | 45 | 13.31% | 0% | 0% | 0% | 0% | 0% | 0% | 0.2182% | 0.07272% | [9 empty] | 0 | 0 | 0 | 0 | 0 | 0 | 0 | 0 | 0 | 0 | 0 | 0 | 0 | Existing & Under Const. Plant
| 22 | SAPP 1 | SouthEast Ghana Group | Gas | Gas Combustion Turbine | 3.0298 | 0 | 0 | 0 | 0 | 0 | 0.0011123 | 0.14462 | 0.052533 | 324.7328 | 0 | 0 | 0 | 0 | 0 | 0.11922 | 15.5008 | 5.6305 | 11.83 | 11.83 | 11.83 | 12.3933 | 11.7943 | 11.7943 | 11.7232 | 11.7232 | 10.7221 | 4.5 | 0 | 0 | 0 | 0 | 0 | 4.5 | 4.5 | 4.5 | 0 | 0 | 0 | 0 | 0 | 0 | 0 | 0 | 0 | 180 | 180 | 180 | 180 | 180 | 180 | 180 | 180 | 180 | 20.59% | 0% | 0% | 0% | 0% | 0% | 0.007561% | 0.9831% | 0.3571% | [9 empty] | 0 | 0 | 0 | 0 | 0 | 0 | 0 | 0 | 0 | 0 | 0 | 0 | 0 | Existing & Under Const. Plant
| 23 | Trojan 3 | SouthEast Ghana Group | Gas | Gas Combustion Turbine | 0 | 0 | 0 | 0 | 0 | 0 | 0 | 0 | 0 | 0 | 0 | 0 | 0 | 0 | 0 | 0 | 0 | 0 | 0 | 34 | 34 | 35.619 | 0 | 0 | 0 | 0 | 0 | 0 | 0 | 0 | 0 | 0 | 0 | 0 | 0 | 0 | 0 | 0 | 0 | 0 | 0 | 0 | 0 | 0 | 0 | 0 | 49.92 | 49.92 | 49.92 | 0 | 0 | 0 | 0 | 0 | 0% | 0% | 0% | 0% | 0% | 0% | 0% | 0% | 0% | [9 empty] | 0 | 0 | 0 | 0 | 0 | 0 | 0 | 0 | 0 | 0 | 0 | 0 | 0 | Existing & Under Const. Plant
| 24 | Ameri_2016 | SouthWest Ghana Group | Gas | Gas Combustion Turbine | 0.42075 | 0 | 17.4796 | 0 | 0 | 0 | 0 | 0 | 0 | 41.4045 | 0 | 1720.0961 | 0 | 0 | 0 | 0 | 0 | 0 | 14.54 | 14.54 | 14.54 | 15.2324 | 0 | 0 | 0 | 0 | 0 | 5 | 0 | 5 | 0 | 0 | 0 | 0 | 0 | 0 | 0 | 0 | 0 | 0 | 0 | 0 | 0 | 0 | 0 | 230 | 230 | 230 | 230 | 0 | 0 | 0 | 0 | 0 | 2.055% | 0% | 85.37% | 0% | 0% | 0% | 0% | 0% | 0% | [9 empty] | 0 | 0 | 0 | 0 | 0 | 0 | 0 | 0 | 0 | 0 | 0 | 0 | 0 | Existing & Under Const. Plant
| 25 | Ameri_2021 | SouthWest Ghana Group | Gas | Gas Combustion Turbine | 0 | 0 | 0 | 0 | 0 | 0 | 0 | 0.0088176 | 0 | 0 | 0 | 0 | 0 | 0 | 0 | 0 | 0.8677 | 0 | 0 | 0 | 0 | 0 | 14.4961 | 14.4961 | 14.4088 | 14.4088 | 13.1782 | 0 | 0 | 0 | 0 | 0 | 0 | 0 | 4.17 | 0 | 0 | 0 | 0 | 0 | 0 | 0 | 0 | 0 | 0 | 0 | 0 | 0 | 0 | 230 | 230 | 230 | 230 | 230 | 0% | 0% | 0% | 0% | 0% | 0% | 0% | 0.04307% | 0% | [9 empty] | 0 | 0 | 0 | 0 | 0 | 0 | 0 | 0 | 0 | 0 | 0 | 0 | 0 | Existing & Under Const. Plant
| 26 | Bui | Northern Ghana Group | Water | Hydro | 0 | 0 | 0 | 0 | 0 | 0 | 0 | 0 | 0 | 669.5863 | 669.5866 | 669.5863 | 669.5865 | 669.5867 | 669.5865 | 669.5866 | 669.5866 | 669.5865 | 27.74 | 27.74 | 27.74 | 29.061 | 27.6562 | 27.6562 | 27.4896 | 27.4896 | 25.142 | 1.63 | 1.63 | 1.63 | 1.63 | 1.63 | 1.63 | 1.63 | 1.63 | 1.63 | 0 | 0 | 0 | 0 | 0 | 0 | 0 | 0 | 0 | 330 | 330 | 330 | 330 | 330 | 330 | 330 | 330 | 330 | 23.16% | 23.16% | 23.16% | 23.16% | 23.16% | 23.16% | 23.16% | 23.16% | 23.16% | [9 empty] | 0 | 0 | 0 | 0 | 0 | 0 | 0 | 0 | 0 | 0 | 0 | 0 | 0 | Existing & Under Const. Plant
| 27 | Akosombo | SouthEast Ghana Group | Water | Hydro | 0 | 0 | 0 | 0 | 0 | 0 | 0 | 0 | 0 | 3681.6891 | 3681.6884 | 4016.3895 | 4016.3904 | 4434.7618 | 4434.7618 | 4434.7618 | 4434.7624 | 4434.762 | 9.16 | 9.16 | 9.16 | 9.5962 | 9.1323 | 9.1323 | 9.0773 | 9.0773 | 8.3021 | 0.98 | 0.98 | 0.98 | 0.98 | 0.98 | 0.98 | 0.98 | 0.98 | 0.98 | 0 | 0 | 0 | 0 | 0 | 0 | 0 | 0 | 0 | 900 | 900 | 900 | 900 | 900 | 900 | 900 | 900 | 900 | 46.7% | 46.7% | 50.94% | 50.94% | 56.25% | 56.25% | 56.25% | 56.25% | 56.25% | [9 empty] | 0 | 0 | 0 | 0 | 0 | 0 | 0 | 0 | 0 | 0 | 0 | 0 | 0 | Existing & Under Const. Plant
| 28 | Kpong | SouthEast Ghana Group | Water | Hydro | 0 | 0 | 0 | 0 | 0 | 0 | 0 | 0 | 0 | 722.7075 | 722.7074 | 788.408 | 788.4081 | 870.5339 | 870.5339 | 870.534 | 870.534 | 870.534 | 9.16 | 9.16 | 9.16 | 9.5962 | 9.1323 | 9.1323 | 9.0773 | 9.0773 | 8.3021 | 0.98 | 0.98 | 0.98 | 0.98 | 0.98 | 0.98 | 0.98 | 0.98 | 0.98 | 0 | 0 | 0 | 0 | 0 | 0 | 0 | 0 | 0 | 140 | 140 | 140 | 140 | 140 | 140 | 140 | 140 | 140 | 58.93% | 58.93% | 64.29% | 64.29% | 70.98% | 70.98% | 70.98% | 70.98% | 70.98% | [9 empty] | 0 | 0 | 0 | 0 | 0 | 0 | 0 | 0 | 0 | 0 | 0 | 0 | 0 | Existing & Under Const. Plant
| 29 | Cote d'Ivoire Dummy | Cote d'Ivoire | Water | Hydro | 0 | 0 | 0 | 0 | 0 | 0 | 0 | 0 | 0 | 814.6801 | 814.68 | 14 | 814.6799 | 814.68 | 814.6801 | 814.6801 | 814.6803 | 814.6799 | 0 | 0 | 0 | 0 | 0 | 0 | 0 | 0 | 0 | 10 | 10 | 10 | 10 | 10 | 10 | 10 | 10 | 10 | 0 | 0 | 0 | 0 | 0 | 0 | 0 | 0 | 0 | 150 | 150 | 150 | 150 | 150 | 150 | 150 | 150 | 150 | 62% | 62% | 1.065% | 62% | 62% | 62% | 62% | 62% | 62% | [9 empty] | 0 | 0 | 0 | 0 | 0 | 0 | 0 | 0 | 0 | 0 | 0 | 0 | 0 | Existing & Under Const. Plant
| 30 | Burkina Dummy | Burkina Group | Water | Hydro | 0 | 0 | 0 | 0 | 0 | 0 | 0 | 0 | 0 | 0.438 | 0.438 | 0.438 | 0.438 | 4.818 | 4.818 | 4.818 | 4.818 | 4.818 | 0 | 0 | 0 | 0 | 0 | 0 | 0 | 0 | 0 | 10 | 10 | 10 | 10 | 10 | 10 | 10 | 10 | 10 | 0 | 0 | 0 | 0 | 0 | 0 | 0 | 0 | 0 | 10 | 10 | 10 | 10 | 110 | 110 | 110 | 110 | 110 | 0.5% | 0.5% | 0.5% | 0.5% | 0.5% | 0.5% | 0.5% | 0.5% | 0.5% | [9 empty] | 0 | 0 | 0 | 0 | 0 | 0 | 0 | 0 | 0 | 0 | 0 | 0 | 0 | Existing & Under Const. Plant
| 31 | VRA Solar | Northern Ghana Group | Sun | Solar PV | 0 | 0 | 0 | 0 | 0 | 0 | 0 | 0 | 0 | 2.7132 | 2.7132 | 2.7132 | 2.7132 | 2.7132 | 2.7132 | 2.7132 | 2.7132 | 2.7132 | 0 | 0 | 0 | 0 | 0 | 0 | 0 | 0 | 0 | 0 | 0 | 0 | 0 | 0 | 0 | 0 | 0 | 0 | 0 | 0 | 0 | 0 | 0 | 0 | 0 | 0 | 0 | 1.8 | 1.8 | 1.8 | 1.8 | 1.8 | 1.8 | 1.8 | 1.8 | 1.8 | 17.21% | 17.21% | 17.21% | 17.21% | 17.21% | 17.21% | 17.21% | 17.21% | 17.21% | [9 empty] | 0 | 0 | 0 | 0 | 0 | 0 | 0 | 0 | 0 | 0 | 0 | 0 | 0 | Existing & Under Const. Plant
| 32 | BXC Solar | SouthEast Ghana Group | Sun | Solar PV | 0 | 0 | 0 | 0 | 0 | 0 | 0 | 0 | 0 | 24.0159 | 24.0159 | 24.0159 | 24.0159 | 24.0159 | 24.0159 | 24.0159 | 24.0159 | 0 | 0 | 0 | 0 | 0 | 0 | 0 | 0 | 0 | 0 | 0 | 0 | 0 | 0 | 0 | 0 | 0 | 0 | 0 | 0 | 0 | 0 | 0 | 0 | 0 | 0 | 0 | 0 | 18 | 18 | 18 | 18 | 18 | 18 | 18 | 18 | 0 | 15.23% | 15.23% | 15.23% | 15.23% | 15.23% | 15.23% | 15.23% | 15.23% | 0% | [9 empty] | 0 | 0 | 0 | 0 | 0 | 0 | 0 | 0 | 0 | 0 | 0 | 0 | 0 | Existing & Under Const. Plant
| 41 | SOUT COAL STEAM TURBINE 2026 | SouthWest Ghana Group | Coal | Coal Steam Turbine | 0 | 0 | 0 | 0 | 0 | 31.5903 | 70.1425 | 70.1425 | 70.1425 | 0 | 0 | 0 | 0 | 0 | 3589.8042 | 7970.7415 | 7970.7415 | 7970.7415 | 0 | 0 | 0 | 0 | 0 | 64.8036 | 64.4134 | 64.4134 | 58.9124 | 0 | 0 | 0 | 0 | 0 | 6.034 | 6.034 | 6.034 | 6.034 | 0 | 0 | 0 | 0 | 0 | 0 | 0 | 0 | 0 | 0 | 0 | 0 | 0 | 0 | 482.112 | 1070.473 | 1070.473 | 1070.473 | 0% | 0% | 0% | 0% | 0% | 85% | 85% | 85% | 85% | 0 | 0 | 0 | 0 | 0 | 1520.5812 | 1855.6906 | 0 | 0 | 0 | 0 | 0 | 0 | 0 | 644.8749 | 591.2802 | 0 | 0 | 709.3624 | 1359.7706 | 1520.5812 | 3713.899 | Unplanned Build | Potential Build Coal2026
| 43 | SOUT COMBINED CYCLE 2020 | SouthWest Ghana Group | Oil/Gas | Oil/Gas Combined Cycle | 0 | 0 | 0 | 0 | 0 | 0 | 0 | 0 | 35.4326 | 0 | 0 | 0 | 0 | 0 | 0 | 0 | 0 | 4887.2506 | 0 | 0 | 0 | 0 | 0 | 0 | 0 | 0 | 13.5952 | 0 | 0 | 0 | 0 | 0 | 0 | 0 | 0 | 3.48 | 0 | 0 | 0 | 0 | 0 | 0 | 0 | 0 | 0 | 0 | 0 | 0 | 0 | 0 | 0 | 0 | 0 | 619.895 | 0% | 0% | 0% | 0% | 0% | 0% | 0% | 0% | 90% | 0 | 0 | 0 | 0 | 0 | 0 | 0 | 0 | 645.3107 | 0 | 0 | 0 | 0 | 0 | 0 | 0 | 0 | 79.2738 | 0 | 0 | 0 | 0 | Unplanned Build | Potential Build Oil/Gas Combined Cycle2020
| 45 | SOUT COMBINED CYCLE 2019 | SouthEast Ghana Group | Oil/Gas | Oil/Gas Combined Cycle | 0 | 0 | 0 | 0 | 0 | 0 | 0 | 48.8112 | 95.7642 | 0 | 0 | 0 | 0 | 0 | 0 | 0 | 6732.5856 | 13208.8536 | 0 | 0 | 0 | 0 | 0 | 0 | 0 | 14.8646 | 13.5952 | 0 | 0 | 0 | 0 | 0 | 0 | 0 | 3.48 | 3.48 | 0 | 0 | 0 | 0 | 0 | 0 | 0 | 0 | 0 | 0 | 0 | 0 | 0 | 0 | 0 | 0 | 853.955 | 1675.399 | 0% | 0% | 0% | 0% | 0% | 0% | 0% | 90% | 90% | 0 | 0 | 0 | 0 | 0 | 0 | 0 | 888.9672 | 855.1232 | 0 | 0 | 0 | 0 | 0 | 0 | 0 | 175.8774 | 105.0484 | 0 | 193.4652 | 0 | 977.8639 | Unplanned Build | Potential Build Oil/Gas Combined Cycle2019
| 52 | NORT HYDRO SMALL 2026 | Northern Ghana Group | Water | Hydro | 0 | 0 | 0 | 0 | 0 | 0 | 0 | 0 | 0 | 0 | 0 | 0 | 0 | 0 | 214.2471 | 214.2471 | 214.2471 | 214.2471 | 0 | 0 | 0 | 0 | 0 | 44.864 | 44.5939 | 44.5939 | 40.7855 | 0 | 0 | 0 | 0 | 0 | 3 | 3 | 3 | 3 | 0 | 0 | 0 | 0 | 0 | 0 | 0 | 0 | 0 | 0 | 0 | 0 | 0 | 0 | 57.5469 | 57.5469 | 57.5469 | 57.5469 | 0% | 0% | 0% | 0% | 0% | 42.5% | 42.5% | 42.5% | 42.5% | 0 | 0 | 0 | 0 | 0 | 276.2251 | 0 | 0 | 0 | 0 | 0 | 0 | 0 | 0 | 117.1464 | 0 | 0 | 0 | 128.8611 | 128.8611 | 276.2251 | 303.8476 | Unplanned Build | Potential Build Hydro Small2026NORT
| 54 | ASHA INTERRUPTIBLE 2016 | Ashanti Group | Interruptible | Interruptible | 0 | 0 | 0 | 0 | 0 | 0 | 0 | 0 | 0 | 0 | 0 | 0 | 0 | 0 | 0 | 0 | 0 | 0 | 0 | 0 | 0 | 0 | 0 | 0 | 0 | 0 | 0 | 0 | 0 | 0 | 0 | 0 | 0 | 0 | 0 | 0 | 0 | 0 | 0 | 0 | 0 | 0 | 0 | 0 | 0 | 129.301 | 217.102 | 0 | 0 | 0 | 0 | 0 | 0 | 0 | 0% | 0% | 0% | 0% | 0% | 0% | 0% | 0% | 0% | [9 empty] | 0 | 0 | 0 | 0 | 0 | 0 | 0 | 0 | 0 | 0 | 0 | 0 | 0 | Unplanned Build | Potential Build Interruptible2016
| 55 | BURK INTERRUPTIBLE 2016 | Burkina Group | Interruptible | Interruptible | 0 | 0 | 0 | 0 | 0 | 0 | 0 | 0 | 0 | 0 | 0 | 0 | 0 | 0 | 0 | 0 | 0 | 0 | 0 | 0 | 0 | 0 | 0 | 0 | 0 | 0 | 0 | 0 | 0 | 0 | 0 | 0 | 0 | 0 | 0 | 0 | 0 | 0 | 0 | 0 | 0 | 0 | 0 | 0 | 0 | 0 | 0 | 0 | 0 | 0 | 0 | 0 | 6.2694e-05 | 0 | 0% | 0% | 0% | 0% | 0% | 0% | 0% | 0% | 0% | [9 empty] | 0 | 0 | 0 | 0 | 0 | 0 | 0 | 0 | 0 | 0 | 0 | 0 | 0 | Unplanned Build | Potential Build Interruptible2016
| 56 | COTE INTERRUPTIBLE 2016 | Cote d'Ivoire | Interruptible | Interruptible | 0 | 0 | 0 | 0 | 0 | 0 | 0 | 0 | 0 | 0 | 0 | 0 | 0 | 0 | 0 | 0 | 0 | 0 | 0 | 0 | 0 | 0 | 0 | 0 | 0 | 0 | 0 | 0 | 0 | 0 | 0 | 0 | 0 | 0 | 0 | 0 | 0 | 0 | 0 | 0 | 0 | 0 | 0 | 0 | 0 | 0 | 0 | 0.5 | 0 | 0 | 0 | 0 | 0 | 0 | 0% | 0% | 0% | 0% | 0% | 0% | 0% | 0% | 0% | [9 empty] | 0 | 0 | 0 | 0 | 0 | 0 | 0 | 0 | 0 | 0 | 0 | 0 | 0 | Unplanned Build | Potential Build Interruptible2016
| 63 | ASHA SOLAR PV 2020 | Ashanti Group | Sun | Solar PV | 0 | 0 | 0 | 0 | 0 | 0 | 0 | 0 | 0 | 0 | 0 | 0 | 6.3375 | 19.0126 | 19.0126 | 19.0126 | 19.0126 | 19.0126 | 0 | 0 | 0 | 25.981 | 24.7251 | 24.7251 | 24.5762 | 24.5762 | 22.4773 | 0 | 0 | 0 | 0 | 0 | 0 | 0 | 0 | 0 | 0 | 0 | 0 | 0 | 0 | 0 | 0 | 0 | 0 | 0 | 0 | 0 | 5 | 15 | 15 | 15 | 15 | 15 | 0% | 0% | 0% | 14.47% | 14.47% | 14.47% | 14.47% | 14.47% | 14.47% | 0 | 0 | 0 | 6.2149 | 12.4297 | 0 | 0 | 0 | 0 | 0 | 0 | 0 | 4.2448 | 7.0163 | 0 | 0 | 0 | 0 | 12.3872 | 12.3872 | 18.6446 | 20.509 | Unplanned Build | Potential Build Solar PV2020
| 64 | ASHA SOLAR PV 2026 | Ashanti Group | Sun | Solar PV | 0 | 0 | 0 | 0 | 0 | 0 | 0 | 0 | 0 | 0 | 0 | 0 | 0 | 0 | 12.6751 | 38.0252 | 50.7002 | 50.7002 | 0 | 0 | 0 | 0 | 0 | 24.7251 | 24.5762 | 24.5762 | 22.4773 | 0 | 0 | 0 | 0 | 0 | 0 | 0 | 0 | 0 | 0 | 0 | 0 | 0 | 0 | 0 | 0 | 0 | 0 | 0 | 0 | 0 | 0 | 0 | 10 | 30 | 40 | 40 | 0% | 0% | 0% | 0% | 0% | 14.47% | 14.47% | 14.47% | 14.47% | 0 | 0 | 0 | 0 | 0 | 10.2003 | 20.4006 | 10.2003 | 0 | 0 | 0 | 0 | 0 | 0 | 4.3259 | 6.5003 | 2.0181 | 0 | 4.7585 | 14.1287 | 10.2003 | 44.8814 | Unplanned Build | Potential Build Solar PV2026
| 65 | ASHA SOLAR PV 2035 | Ashanti Group | Sun | Solar PV | 0 | 0 | 0 | 0 | 0 | 0 | 0 | 0 | 0 | 0 | 0 | 0 | 0 | 0 | 0 | 0 | 12.6751 | 69.7128 | 0 | 0 | 0 | 0 | 0 | 0 | 0 | 24.7744 | 22.6586 | 0 | 0 | 0 | 0 | 0 | 0 | 0 | 0 | 0 | 0 | 0 | 0 | 0 | 0 | 0 | 0 | 0 | 0 | 0 | 0 | 0 | 0 | 0 | 0 | 0 | 10 | 55 | 0% | 0% | 0% | 0% | 0% | 0% | 0% | 14.47% | 14.47% | 0 | 0 | 0 | 0 | 0 | 0 | 0 | 14.4947 | 65.2261 | 0 | 0 | 0 | 0 | 0 | 0 | 0 | 2.8677 | 8.0128 | 0 | 3.1545 | 0 | 15.9441 | Unplanned Build | Potential Build Solar PV2035
| 66 | SOUT SOLAR PV 2020 | SouthWest Ghana Group | Sun | Solar PV | 0 | 0 | 0 | 0 | 0 | 0 | 0 | 0 | 0 | 0 | 0 | 0 | 0 | 12.6751 | 12.6751 | 12.6751 | 12.6751 | 12.6751 | 0 | 0 | 0 | 0 | 24.7251 | 24.7251 | 24.5762 | 24.5762 | 22.4773 | 0 | 0 | 0 | 0 | 0 | 0 | 0 | 0 | 0 | 0 | 0 | 0 | 0 | 0 | 0 | 0 | 0 | 0 | 0 | 0 | 0 | 0 | 10 | 10 | 10 | 10 | 10 | 0% | 0% | 0% | 0% | 14.47% | 14.47% | 14.47% | 14.47% | 14.47% | 0 | 0 | 0 | 0 | 12.4297 | 0 | 0 | 0 | 0 | 0 | 0 | 0 | 0 | 7.0163 | 0 | 0 | 0 | 0 | 7.7179 | 7.7179 | 12.4297 | 13.6727 | Unplanned Build | Potential Build Solar PV2020
| 67 | SOUT SOLAR PV 2026 | SouthWest Ghana Group | Sun | Solar PV | 0 | 0 | 0 | 0 | 0 | 0 | 0 | 0 | 0 | 0 | 0 | 0 | 0 | 0 | 12.6751 | 25.3501 | 31.6876 | 31.6876 | 0 | 0 | 0 | 0 | 0 | 24.7251 | 24.5762 | 24.5762 | 22.4773 | 0 | 0 | 0 | 0 | 0 | 0 | 0 | 0 | 0 | 0 | 0 | 0 | 0 | 0 | 0 | 0 | 0 | 0 | 0 | 0 | 0 | 0 | 0 | 10 | 20 | 25 | 25 | 0% | 0% | 0% | 0% | 0% | 14.47% | 14.47% | 14.47% | 14.47% | 0 | 0 | 0 | 0 | 0 | 10.2003 | 10.2003 | 5.1002 | 0 | 0 | 0 | 0 | 0 | 0 | 4.3259 | 3.2501 | 1.009 | 0 | 4.7585 | 9.4436 | 10.2003 | 28.0509 | Unplanned Build | Potential Build Solar PV2026
| 68 | SOUT SOLAR PV 2035 | SouthWest Ghana Group | Sun | Solar PV | 0 | 0 | 0 | 0 | 0 | 0 | 0 | 0 | 0 | 0 | 0 | 0 | 0 | 0 | 0 | 0 | 12.6751 | 57.0377 | 0 | 0 | 0 | 0 | 0 | 0 | 0 | 24.7744 | 22.6586 | 0 | 0 | 0 | 0 | 0 | 0 | 0 | 0 | 0 | 0 | 0 | 0 | 0 | 0 | 0 | 0 | 0 | 0 | 0 | 0 | 0 | 0 | 0 | 0 | 0 | 10 | 45 | 0% | 0% | 0% | 0% | 0% | 0% | 0% | 14.47% | 14.47% | 0 | 0 | 0 | 0 | 0 | 0 | 0 | 14.4947 | 50.7314 | 0 | 0 | 0 | 0 | 0 | 0 | 0 | 2.8677 | 6.2321 | 0 | 3.1545 | 0 | 15.9441 | Unplanned Build | Potential Build Solar PV2035
| 69 | NORT SOLAR PV 2018 | Northern Ghana Group | Sun | Solar PV | 0 | 0 | 0 | 0 | 0 | 0 | 0 | 0 | 0 | 0 | 0 | 67.5263 | 67.5263 | 67.5263 | 67.5263 | 67.5263 | 67.5263 | 67.5263 | 0 | 0 | 24.8 | 25.981 | 24.7251 | 24.7251 | 24.5762 | 24.5762 | 22.4773 | 0 | 0 | 0 | 0 | 0 | 0 | 0 | 0 | 0 | 0 | 0 | 0 | 0 | 0 | 0 | 0 | 0 | 0 | 0 | 0 | 47.1565 | 47.1565 | 47.1565 | 47.1565 | 47.1565 | 47.1565 | 47.1565 | 0% | 0% | 16.35% | 16.35% | 16.35% | 16.35% | 16.35% | 16.35% | 16.35% | 0 | 0 | 58.6155 | 0 | 0 | 0 | 0 | 0 | 0 | 0 | 0 | 44.0387 | 0 | 0 | 0 | 0 | 0 | 0 | 48.4426 | 48.4426 | 58.6155 | 64.4771 | Unplanned Build | Potential Build Solar PV2018
| 70 | NORT SOLAR PV 2020 | Northern Ghana Group | Sun | Solar PV | 0 | 0 | 0 | 0 | 0 | 0 | 0 | 0 | 0 | 0 | 0 | 0 | 71.598 | 214.7941 | 214.7941 | 214.7941 | 214.7941 | 214.7941 | 0 | 0 | 0 | 25.981 | 24.7251 | 24.7251 | 24.5762 | 24.5762 | 22.4773 | 0 | 0 | 0 | 0 | 0 | 0 | 0 | 0 | 0 | 0 | 0 | 0 | 0 | 0 | 0 | 0 | 0 | 0 | 0 | 0 | 0 | 50 | 150 | 150 | 150 | 150 | 150 | 0% | 0% | 0% | 16.35% | 16.35% | 16.35% | 16.35% | 16.35% | 16.35% | 0 | 0 | 0 | 62.1486 | 124.2972 | 0 | 0 | 0 | 0 | 0 | 0 | 0 | 42.4483 | 70.1625 | 0 | 0 | 0 | 0 | 123.8719 | 123.8719 | 186.4458 | 205.0904 | Unplanned Build | Potential Build Solar PV2020
| 71 | NORT SOLAR PV 2023 | Northern Ghana Group | Sun | Solar PV | 0 | 0 | 0 | 0 | 0 | 0 | 0 | 0 | 0 | 0 | 0 | 0 | 0 | 71.598 | 143.1961 | 143.1961 | 143.1961 | 143.1961 | 0 | 0 | 0 | 0 | 24.7251 | 24.7251 | 24.5762 | 24.5762 | 22.4773 | 0 | 0 | 0 | 0 | 0 | 0 | 0 | 0 | 0 | 0 | 0 | 0 | 0 | 0 | 0 | 0 | 0 | 0 | 0 | 0 | 0 | 0 | 50 | 100 | 100 | 100 | 100 | 0% | 0% | 0% | 0% | 16.35% | 16.35% | 16.35% | 16.35% | 16.35% | 0 | 0 | 0 | 0 | 58.31 | 58.31 | 0 | 0 | 0 | 0 | 0 | 0 | 0 | 32.9145 | 24.7291 | 0 | 0 | 0 | 63.408 | 63.408 | 116.62 | 128.282 | Unplanned Build | Potential Build Solar PV2023
| 72 | NORT SOLAR PV 2026 | Northern Ghana Group | Sun | Solar PV | 0 | 0 | 0 | 0 | 0 | 0 | 0 | 0 | 0 | 0 | 0 | 0 | 0 | 0 | 71.598 | 214.7941 | 214.7941 | 214.7941 | 0 | 0 | 0 | 0 | 0 | 24.7251 | 24.5762 | 24.5762 | 22.4773 | 0 | 0 | 0 | 0 | 0 | 0 | 0 | 0 | 0 | 0 | 0 | 0 | 0 | 0 | 0 | 0 | 0 | 0 | 0 | 0 | 0 | 0 | 0 | 50 | 150 | 150 | 150 | 0% | 0% | 0% | 0% | 0% | 16.35% | 16.35% | 16.35% | 16.35% | 0 | 0 | 0 | 0 | 0 | 51.0016 | 102.0031 | 0 | 0 | 0 | 0 | 0 | 0 | 0 | 21.6296 | 32.5013 | 0 | 0 | 23.7926 | 59.5441 | 51.0016 | 168.3052 | Unplanned Build | Potential Build Solar PV2026
| 73 | NORT SOLAR PV 2030 | Northern Ghana Group | Sun | Solar PV | 0 | 0 | 0 | 0 | 0 | 0 | 0 | 0 | 0 | 0 | 0 | 0 | 0 | 0 | 0 | 35.799 | 178.9951 | 178.9951 | 0 | 0 | 0 | 0 | 0 | 0 | 24.5762 | 24.5762 | 22.4773 | 0 | 0 | 0 | 0 | 0 | 0 | 0 | 0 | 0 | 0 | 0 | 0 | 0 | 0 | 0 | 0 | 0 | 0 | 0 | 0 | 0 | 0 | 0 | 0 | 25 | 125 | 125 | 0% | 0% | 0% | 0% | 0% | 0% | 16.35% | 16.35% | 16.35% | 0 | 0 | 0 | 0 | 0 | 0 | 23.5918 | 94.3672 | 0 | 0 | 0 | 0 | 0 | 0 | 0 | 7.5171 | 18.67 | 0 | 0 | 28.8058 | 0 | 129.7548 | Unplanned Build | Potential Build Solar PV2030
| 74 | NORT SOLAR PV 2035 | Northern Ghana Group | Sun | Solar PV | 0 | 0 | 0 | 0 | 0 | 0 | 0 | 0 | 0 | 0 | 0 | 0 | 0 | 0 | 0 | 0 | 71.598 | 429.5883 | 0 | 0 | 0 | 0 | 0 | 0 | 0 | 24.5762 | 22.4773 | 0 | 0 | 0 | 0 | 0 | 0 | 0 | 0 | 0 | 0 | 0 | 0 | 0 | 0 | 0 | 0 | 0 | 0 | 0 | 0 | 0 | 0 | 0 | 0 | 0 | 50 | 300 | 0% | 0% | 0% | 0% | 0% | 0% | 0% | 16.35% | 16.35% | 0 | 0 | 0 | 0 | 0 | 0 | 0 | 72.4734 | 362.367 | 0 | 0 | 0 | 0 | 0 | 0 | 0 | 14.3385 | 44.5153 | 0 | 15.7723 | 0 | 79.7207 | Unplanned Build | Potential Build Solar PV2035
| 76 | SOUT SOLAR PV 2020 | SouthEast Ghana Group | Sun | Solar PV | 0 | 0 | 0 | 0 | 0 | 0 | 0 | 0 | 0 | 0 | 0 | 0 | 0 | 63.3753 | 63.3753 | 63.3753 | 63.3753 | 63.3753 | 0 | 0 | 0 | 0 | 24.7251 | 24.7251 | 24.5762 | 24.5762 | 22.4773 | 0 | 0 | 0 | 0 | 0 | 0 | 0 | 0 | 0 | 0 | 0 | 0 | 0 | 0 | 0 | 0 | 0 | 0 | 0 | 0 | 0 | 0 | 50 | 50 | 50 | 50 | 50 | 0% | 0% | 0% | 0% | 14.47% | 14.47% | 14.47% | 14.47% | 14.47% | 0 | 0 | 0 | 0 | 62.1486 | 0 | 0 | 0 | 0 | 0 | 0 | 0 | 0 | 35.0813 | 0 | 0 | 0 | 0 | 38.5894 | 38.5894 | 62.1486 | 68.3635 | Unplanned Build | Potential Build Solar PV2020
| 77 | SOUT SOLAR PV 2026 | SouthEast Ghana Group | Sun | Solar PV | 0 | 0 | 0 | 0 | 0 | 0 | 0 | 0 | 0 | 0 | 0 | 0 | 0 | 0 | 31.6876 | 221.8134 | 285.1886 | 285.1886 | 0 | 0 | 0 | 0 | 0 | 24.7251 | 24.5762 | 24.5762 | 22.4773 | 0 | 0 | 0 | 0 | 0 | 0 | 0 | 0 | 0 | 0 | 0 | 0 | 0 | 0 | 0 | 0 | 0 | 0 | 0 | 0 | 0 | 0 | 0 | 25 | 175 | 225 | 225 | 0% | 0% | 0% | 0% | 0% | 14.47% | 14.47% | 14.47% | 14.47% | 0 | 0 | 0 | 0 | 0 | 25.5008 | 153.0047 | 51.0016 | 0 | 0 | 0 | 0 | 0 | 0 | 10.8148 | 48.752 | 10.0904 | 0 | 11.8963 | 76.623 | 25.5008 | 252.4578 | Unplanned Build | Potential Build Solar PV2026
| 78 | SOUT SOLAR PV 2035 | SouthEast Ghana Group | Sun | Solar PV | 0 | 0 | 0 | 0 | 0 | 0 | 0 | 0 | 0 | 0 | 0 | 0 | 0 | 0 | 0 | 0 | 63.3753 | 285.1886 | 0 | 0 | 0 | 0 | 0 | 0 | 0 | 24.7744 | 22.6586 | 0 | 0 | 0 | 0 | 0 | 0 | 0 | 0 | 0 | 0 | 0 | 0 | 0 | 0 | 0 | 0 | 0 | 0 | 0 | 0 | 0 | 0 | 0 | 0 | 0 | 50 | 225 | 0% | 0% | 0% | 0% | 0% | 0% | 0% | 14.47% | 14.47% | 0 | 0 | 0 | 0 | 0 | 0 | 0 | 72.4734 | 253.6569 | 0 | 0 | 0 | 0 | 0 | 0 | 0 | 14.3385 | 31.1607 | 0 | 15.7723 | 0 | 79.7207 | Unplanned Build | Potential Build Solar PV2035
| 80 | SOUT SOLAR PV 2020 | SouthWest Ghana Group | Sun | Solar PV | 0 | 0 | 0 | 0 | 0 | 0 | 0 | 0 | 0 | 0 | 0 | 0 | 0 | 38.0252 | 76.0503 | 76.0503 | 76.0503 | 76.0503 | 0 | 0 | 0 | 0 | 24.7251 | 24.7251 | 24.5762 | 24.5762 | 22.4773 | 0 | 0 | 0 | 0 | 0 | 0 | 0 | 0 | 0 | 0 | 0 | 0 | 0 | 0 | 0 | 0 | 0 | 0 | 0 | 0 | 0 | 0 | 30 | 60 | 60 | 60 | 60 | 0% | 0% | 0% | 0% | 14.47% | 14.47% | 14.47% | 14.47% | 14.47% | 0 | 0 | 0 | 0 | 37.2892 | 37.2892 | 0 | 0 | 0 | 0 | 0 | 0 | 0 | 21.0488 | 15.8142 | 0 | 0 | 0 | 40.5493 | 40.5493 | 74.5783 | 82.0362 | Unplanned Build | Potential Build Solar PV2020
| 81 | SOUT SOLAR PV 2026 | SouthWest Ghana Group | Sun | Solar PV | 0 | 0 | 0 | 0 | 0 | 0 | 0 | 0 | 0 | 0 | 0 | 0 | 0 | 0 | 25.3501 | 126.7505 | 152.1006 | 152.1006 | 0 | 0 | 0 | 0 | 0 | 24.7251 | 24.5762 | 24.5762 | 22.4773 | 0 | 0 | 0 | 0 | 0 | 0 | 0 | 0 | 0 | 0 | 0 | 0 | 0 | 0 | 0 | 0 | 0 | 0 | 0 | 0 | 0 | 0 | 0 | 20 | 100 | 120 | 120 | 0% | 0% | 0% | 0% | 0% | 14.47% | 14.47% | 14.47% | 14.47% | 0 | 0 | 0 | 0 | 0 | 20.4006 | 81.6025 | 20.4006 | 0 | 0 | 0 | 0 | 0 | 0 | 8.6519 | 26.0011 | 4.0362 | 0 | 9.517 | 42.558 | 20.4006 | 134.6442 | Unplanned Build | Potential Build Solar PV2026
| 82 | SOUT SOLAR PV 2035 | SouthWest Ghana Group | Sun | Solar PV | 0 | 0 | 0 | 0 | 0 | 0 | 0 | 0 | 0 | 0 | 0 | 0 | 0 | 0 | 0 | 0 | 12.6751 | 152.1006 | 0 | 0 | 0 | 0 | 0 | 0 | 0 | 24.7744 | 22.6586 | 0 | 0 | 0 | 0 | 0 | 0 | 0 | 0 | 0 | 0 | 0 | 0 | 0 | 0 | 0 | 0 | 0 | 0 | 0 | 0 | 0 | 0 | 0 | 0 | 0 | 10 | 120 | 0% | 0% | 0% | 0% | 0% | 0% | 0% | 14.47% | 14.47% | 0 | 0 | 0 | 0 | 0 | 0 | 0 | 14.4947 | 159.4415 | 0 | 0 | 0 | 0 | 0 | 0 | 0 | 2.8677 | 19.5867 | 0 | 3.1545 | 0 | 15.9441 | Unplanned Build | Potential Build Solar PV2035
| 83 | SOUT SOLAR PV 2020 | SouthEast Ghana Group | Sun | Solar PV | 0 | 0 | 0 | 0 | 0 | 0 | 0 | 0 | 0 | 0 | 0 | 0 | 1.8814 | 1.8814 | 1.8814 | 1.8814 | 1.8814 | 1.8814 | 0 | 0 | 0 | 25.981 | 24.7251 | 24.7251 | 24.5762 | 24.5762 | 22.4773 | 0 | 0 | 0 | 0 | 0 | 0 | 0 | 0 | 0 | 0 | 0 | 0 | 0 | 0 | 0 | 0 | 0 | 0 | 0 | 0 | 0 | 1.4844 | 1.4844 | 1.4844 | 1.4844 | 1.4844 | 1.4844 | 0% | 0% | 0% | 14.47% | 14.47% | 14.47% | 14.47% | 14.47% | 14.47% | 0 | 0 | 0 | 1.845 | 0 | 0 | 0 | 0 | 0 | 0 | 0 | 0 | 1.2602 | 0 | 0 | 0 | 0 | 0 | 1.3862 | 1.3862 | 1.845 | 2.0295 | Unplanned Build | Potential Build Solar PV2020
| 84 | SOUT SOLAR PV 2026 | SouthEast Ghana Group | Sun | Solar PV | 0 | 0 | 0 | 0 | 0 | 0 | 0 | 0 | 0 | 0 | 0 | 0 | 0 | 0 | 12.6751 | 25.3501 | 38.0252 | 38.0252 | 0 | 0 | 0 | 0 | 0 | 24.7251 | 24.5762 | 24.5762 | 22.4773 | 0 | 0 | 0 | 0 | 0 | 0 | 0 | 0 | 0 | 0 | 0 | 0 | 0 | 0 | 0 | 0 | 0 | 0 | 0 | 0 | 0 | 0 | 0 | 10 | 20 | 30 | 30 | 0% | 0% | 0% | 0% | 0% | 14.47% | 14.47% | 14.47% | 14.47% | 0 | 0 | 0 | 0 | 0 | 10.2003 | 10.2003 | 10.2003 | 0 | 0 | 0 | 0 | 0 | 0 | 4.3259 | 3.2501 | 2.0181 | 0 | 4.7585 | 10.5536 | 10.2003 | 33.661 | Unplanned Build | Potential Build Solar PV2026
| 85 | SOUT SOLAR PV 2035 | SouthEast Ghana Group | Sun | Solar PV | 0 | 0 | 0 | 0 | 0 | 0 | 0 | 0 | 0 | 0 | 0 | 0 | 0 | 0 | 0 | 0 | 12.6751 | 38.0252 | 0 | 0 | 0 | 0 | 0 | 0 | 0 | 24.7744 | 22.6586 | 0 | 0 | 0 | 0 | 0 | 0 | 0 | 0 | 0 | 0 | 0 | 0 | 0 | 0 | 0 | 0 | 0 | 0 | 0 | 0 | 0 | 0 | 0 | 0 | 0 | 10 | 30 | 0% | 0% | 0% | 0% | 0% | 0% | 0% | 14.47% | 14.47% | 0 | 0 | 0 | 0 | 0 | 0 | 0 | 14.4947 | 28.9894 | 0 | 0 | 0 | 0 | 0 | 0 | 0 | 2.8677 | 3.5612 | 0 | 3.1545 | 0 | 15.9441 | Unplanned Build | Potential Build Solar PV2035
| 87 | ASHA SOLAR PV WITH STORAGE 2026 | Ashanti Group | Sun + storage | Solar PV + Storage | 0 | 0 | 0 | 0 | 0 | 0 | 0 | 0 | 0 | 0 | 0 | 0 | 0 | 0 | 0 | 12.675 | 12.675 | 12.675 | 0 | 0 | 0 | 0 | 0 | 0 | 27.7473 | 27.7473 | 25.3776 | 0 | 0 | 0 | 0 | 0 | 0 | 0 | 0 | 0 | 0 | 0 | 0 | 0 | 0 | 0 | 0 | 0 | 0 | 0 | 0 | 0 | 0 | 0 | 0 | 10 | 10 | 10 | 0% | 0% | 0% | 0% | 0% | 0% | 14.47% | 14.47% | 14.47% | 0 | 0 | 0 | 0 | 0 | 0 | 15.625 | 0 | 0 | 0 | 0 | 0 | 0 | 0 | 0 | 4.9786 | 0 | 0 | 0 | 5.4765 | 0 | 17.1875 | Unplanned Build | Potential Build Solar PV with storage2026
| 88 | ASHA SOLAR PV WITH STORAGE 2035 | Ashanti Group | Sun + storage | Solar PV + Storage | 0 | 0 | 0 | 0 | 0 | 0 | 0 | 0 | 0 | 0 | 0 | 0 | 0 | 0 | 0 | 0 | 0 | 31.6876 | 0 | 0 | 0 | 0 | 0 | 0 | 0 | 0 | 25.3776 | 0 | 0 | 0 | 0 | 0 | 0 | 0 | 0 | 0 | 0 | 0 | 0 | 0 | 0 | 0 | 0 | 0 | 0 | 0 | 0 | 0 | 0 | 0 | 0 | 0 | 0 | 25 | 0% | 0% | 0% | 0% | 0% | 0% | 0% | 0% | 14.47% | 0 | 0 | 0 | 0 | 0 | 0 | 0 | 0 | 33.75 | 0 | 0 | 0 | 0 | 0 | 0 | 0 | 0 | 4.1461 | 0 | 0 | 0 | 0 | Unplanned Build | Potential Build Solar PV with storage2035
| 90 | SOUT SOLAR PV WITH STORAGE 2026 | SouthWest Ghana Group | Sun + storage | Solar PV + Storage | 0 | 0 | 0 | 0 | 0 | 0 | 0 | 0 | 0 | 0 | 0 | 0 | 0 | 0 | 0 | 6.3375 | 6.3375 | 6.3375 | 0 | 0 | 0 | 0 | 0 | 0 | 27.7473 | 27.7473 | 25.3776 | 0 | 0 | 0 | 0 | 0 | 0 | 0 | 0 | 0 | 0 | 0 | 0 | 0 | 0 | 0 | 0 | 0 | 0 | 0 | 0 | 0 | 0 | 0 | 0 | 5 | 5 | 5 | 0% | 0% | 0% | 0% | 0% | 0% | 14.47% | 14.47% | 14.47% | 0 | 0 | 0 | 0 | 0 | 0 | 7.8125 | 0 | 0 | 0 | 0 | 0 | 0 | 0 | 0 | 2.4893 | 0 | 0 | 0 | 2.7382 | 0 | 8.5938 | Unplanned Build | Potential Build Solar PV with storage2026
| 93 | NORT SOLAR PV WITH STORAGE 2026 | Northern Ghana Group | Sun + storage | Solar PV + Storage | 0 | 0 | 0 | 0 | 0 | 0 | 0 | 0 | 0 | 0 | 0 | 0 | 0 | 0 | 0 | 63.3752 | 63.3752 | 63.3752 | 0 | 0 | 0 | 0 | 0 | 0 | 27.7473 | 27.7473 | 25.3776 | 0 | 0 | 0 | 0 | 0 | 0 | 0 | 0 | 0 | 0 | 0 | 0 | 0 | 0 | 0 | 0 | 0 | 0 | 0 | 0 | 0 | 0 | 0 | 0 | 50 | 50 | 50 | 0% | 0% | 0% | 0% | 0% | 0% | 14.47% | 14.47% | 14.47% | 0 | 0 | 0 | 0 | 0 | 0 | 78.125 | 0 | 0 | 0 | 0 | 0 | 0 | 0 | 0 | 24.893 | 0 | 0 | 0 | 27.3823 | 0 | 85.9375 | Unplanned Build | Potential Build Solar PV with storage2026
| 94 | NORT SOLAR PV WITH STORAGE 2035 | Northern Ghana Group | Sun + storage | Solar PV + Storage | 0 | 0 | 0 | 0 | 0 | 0 | 0 | 0 | 0 | 0 | 0 | 0 | 0 | 0 | 0 | 0 | 0 | 158.4381 | 0 | 0 | 0 | 0 | 0 | 0 | 0 | 0 | 25.3776 | 0 | 0 | 0 | 0 | 0 | 0 | 0 | 0 | 0 | 0 | 0 | 0 | 0 | 0 | 0 | 0 | 0 | 0 | 0 | 0 | 0 | 0 | 0 | 0 | 0 | 0 | 125 | 0% | 0% | 0% | 0% | 0% | 0% | 0% | 0% | 14.47% | [9 empty] | 0 | 0 | 0 | 0 | 0 | 0 | 0 | 0 | 0 | 0 | 0 | 0 | 0 | Unplanned Build
| 96 | SOUT SOLAR PV WITH STORAGE 2026 | SouthEast Ghana Group | Sun + storage | Solar PV + Storage | 0 | 0 | 0 | 0 | 0 | 0 | 0 | 0 | 0 | 0 | 0 | 0 | 0 | 0 | 0 | 95.0629 | 95.0629 | 95.0629 | 0 | 0 | 0 | 0 | 0 | 0 | 27.7473 | 27.7473 | 25.3776 | 0 | 0 | 0 | 0 | 0 | 0 | 0 | 0 | 0 | 0 | 0 | 0 | 0 | 0 | 0 | 0 | 0 | 0 | 0 | 0 | 0 | 0 | 0 | 0 | 75 | 75 | 75 | 0% | 0% | 0% | 0% | 0% | 0% | 14.47% | 14.47% | 14.47% | 0 | 0 | 0 | 0 | 0 | 0 | 117.1875 | 0 | 0 | 0 | 0 | 0 | 0 | 0 | 0 | 37.3395 | 0 | 0 | 0 | 41.0735 | 0 | 128.9062 | Unplanned Build | Potential Build Solar PV with storage2026
| 99 | SOUT SOLAR PV WITH STORAGE 2026 | SouthWest Ghana Group | Sun + storage | Solar PV + Storage | 0 | 0 | 0 | 0 | 0 | 0 | 0 | 0 | 0 | 0 | 0 | 0 | 0 | 0 | 0 | 50.7002 | 50.7002 | 50.7002 | 0 | 0 | 0 | 0 | 0 | 0 | 27.7473 | 27.7473 | 25.3776 | 0 | 0 | 0 | 0 | 0 | 0 | 0 | 0 | 0 | 0 | 0 | 0 | 0 | 0 | 0 | 0 | 0 | 0 | 0 | 0 | 0 | 0 | 0 | 0 | 40 | 40 | 40 | 0% | 0% | 0% | 0% | 0% | 0% | 14.47% | 14.47% | 14.47% | 0 | 0 | 0 | 0 | 0 | 0 | 62.5 | 0 | 0 | 0 | 0 | 0 | 0 | 0 | 0 | 19.9144 | 0 | 0 | 0 | 21.9059 | 0 | 68.75 | Unplanned Build | Potential Build Solar PV with storage2026
| 102 | SOUT SOLAR PV WITH STORAGE 2026 | SouthEast Ghana Group | Sun + storage | Solar PV + Storage | 0 | 0 | 0 | 0 | 0 | 0 | 0 | 0 | 0 | 0 | 0 | 0 | 0 | 0 | 0 | 6.3375 | 6.3375 | 6.3375 | 0 | 0 | 0 | 0 | 0 | 0 | 27.7473 | 27.7473 | 25.3776 | 0 | 0 | 0 | 0 | 0 | 0 | 0 | 0 | 0 | 0 | 0 | 0 | 0 | 0 | 0 | 0 | 0 | 0 | 0 | 0 | 0 | 0 | 0 | 0 | 5 | 5 | 5 | 0% | 0% | 0% | 0% | 0% | 0% | 14.47% | 14.47% | 14.47% | 0 | 0 | 0 | 0 | 0 | 0 | 7.8125 | 0 | 0 | 0 | 0 | 0 | 0 | 0 | 0 | 2.4893 | 0 | 0 | 0 | 2.7382 | 0 | 8.5938 | Unplanned Build | Potential Build Solar PV with storage2026
| 104 | SOUT WIND TURBINE 2020 | SouthEast Ghana Group | Wind | Wind | 0 | 0 | 0 | 0 | 0 | 0 | 0 | 0 | 0 | 0 | 0 | 0 | 175.1525 | 350.305 | 525.4575 | 525.4575 | 525.4575 | 525.4575 | 0 | 0 | 0 | 48.9343 | 46.5689 | 46.5689 | 46.2884 | 46.2884 | 42.3353 | 0 | 0 | 0 | 0 | 0 | 0 | 0 | 0 | 0 | 0 | 0 | 0 | 0 | 0 | 0 | 0 | 0 | 0 | 0 | 0 | 0 | 75 | 150 | 225 | 225 | 225 | 225 | 0% | 0% | 0% | 26.66% | 26.66% | 26.66% | 26.66% | 26.66% | 26.66% | 0 | 0 | 0 | 130.7634 | 130.7634 | 130.7634 | 0 | 0 | 0 | 0 | 0 | 0 | 89.3132 | 73.8125 | 55.4564 | 0 | 0 | 0 | 240.4404 | 240.4404 | 392.2902 | 431.5192 | Unplanned Build | Potential Build Wind2020
| 105 | SOUT WIND TURBINE 2026 | SouthEast Ghana Group | Wind | Wind | 0 | 0 | 0 | 0 | 0 | 0 | 0 | 0 | 0 | 0 | 0 | 0 | 0 | 0 | 175.1525 | 408.6892 | 525.4575 | 525.4575 | 0 | 0 | 0 | 0 | 0 | 46.5689 | 46.2884 | 46.2884 | 42.3353 | 0 | 0 | 0 | 0 | 0 | 0 | 0 | 0 | 0 | 0 | 0 | 0 | 0 | 0 | 0 | 0 | 0 | 0 | 0 | 0 | 0 | 0 | 0 | 75 | 175 | 225 | 225 | 0% | 0% | 0% | 0% | 0% | 26.66% | 26.66% | 26.66% | 26.66% | 0 | 0 | 0 | 0 | 0 | 81.4226 | 108.5635 | 54.2818 | 0 | 0 | 0 | 0 | 0 | 0 | 34.5311 | 34.5917 | 10.7394 | 0 | 37.9843 | 87.8484 | 81.4226 | 268.6947 | Unplanned Build | Potential Build Wind2026
| 106 | SOUT WIND TURBINE 2035 | SouthEast Ghana Group | Wind | Wind | 0 | 0 | 0 | 0 | 0 | 0 | 0 | 0 | 0 | 0 | 0 | 0 | 0 | 0 | 0 | 0 | 233.5367 | 233.5367 | 0 | 0 | 0 | 0 | 0 | 0 | 0 | 46.5758 | 42.5982 | 0 | 0 | 0 | 0 | 0 | 0 | 0 | 0 | 0 | 0 | 0 | 0 | 0 | 0 | 0 | 0 | 0 | 0 | 0 | 0 | 0 | 0 | 0 | 0 | 0 | 100 | 100 | 0% | 0% | 0% | 0% | 0% | 0% | 0% | 26.66% | 26.66% | 0 | 0 | 0 | 0 | 0 | 0 | 0 | 151.4787 | 0 | 0 | 0 | 0 | 0 | 0 | 0 | 0 | 29.9693 | 0 | 0 | 32.9662 | 0 | 166.6266 | Unplanned Build | Potential Build Wind2035
[6 empty] | 0 | 0 | 0 | 0 | 0 | 0 | 0 |  |  | 0 | 0 | 0 | 0 | 0 | 0 | 0 |  |  | 0 | 0 | 0 | 0 | 0 | 0 | 0 |  |  | 0 | 0 | 0 | 0 | 0 | 0 | 0 |  |  | 0 | 0 | 0 | 0 | 0 | 0 | 0 |  |  | 0 | 0 | 0 | 0 | 0 | 0 | 0 |  |  | 0 | 0 | 0 | 0 | 0 | 0 | 0

## LowRECapCost
Back to Contents | [77 empty] | 90.91% | 82.64% | 75.13% | 68.3% | 56.45% | 42.41% | 31.86% | 19.78% | 12.28% | Cap Cost NPV |  | Cap Cost -- no NPV
|  | Plant Name |  |  |  | FUEL CONSUMPTION | [8 empty] | GENERATION | [8 empty] | FOM (USD/kW-yr | [8 empty] | VOM (USD/MWh) | [8 empty] | Fuel Cost (USD/MWh) | [8 empty] | Available Capacity | [8 empty] | Capacity Factors | [8 empty] | Total Capital Cost | [8 empty] | Total Capital Cost (NPV) | [8 empty] | 1239.8848 | 2362.1806 | 2444.0507 | 6734.0853 | Unplanned? | Plant Name
| UnitID |  | Model Region | Fuel Type | Capacity Type | 2017 | 2018 | 2019 | 2020 | 2023 | 2026 | 2030 | 2035 | 2040 | 2017 | 2018 | 2019 | 2020 | 2023 | 2026 | 2030 | 2035 | 2040 | 2017 | 2018 | 2019 | 2020 | 2023 | 2026 | 2030 | 2035 | 2040 | 2017 | 2018 | 2019 | 2020 | 2023 | 2026 | 2030 | 2035 | 2040 | 2017 | 2018 | 2019 | 2020 | 2023 | 2026 | 2030 | 2035 | 2040 | 2017 | 2018 | 2019 | 2020 | 2023 | 2026 | 2030 | 2035 | 2040 | 2017 | 2018 | 2019 | 2020 | 2023 | 2026 | 2030 | 2035 | 2040 | 2017 | 2018 | 2019 | 2020 | 2023 | 2026 | 2030 | 2035 | 2040 | 2017 | 2018 | 2019 | 2020 | 2023 | 2026 | 2030 | 2035 | 2040 | 10-year | 20-year | 10-year | 20-year
| 1 | CENIT | SouthEast Ghana Group | Oil | Oil Combustion | 0 | 0 | 0 | 0 | 0 | 0 | 0 | 0 | 0 | 0 | 0 | 0 | 0 | 0 | 0 | 0 | 0 | 0 | 11.83 | 11.83 | 11.83 | 12.3933 | 11.7943 | 11.7943 | 11.7232 | 0 | 0 | 0 | 0 | 0 | 0 | 0 | 0 | 0 | 0 | 0 | 0 | 0 | 0 | 0 | 0 | 0 | 0 | 0 | 0 | 100 | 100 | 100 | 100 | 100 | 100 | 100 | 0 | 0 | 0% | 0% | 0% | 0% | 0% | 0% | 0% | 0% | 0% | [9 empty] | 0 | 0 | 0 | 0 | 0 | 0 | 0 | 0 | 0 | 0 | 0 | 0 | 0 | Existing & Under Const. Plant
| 2 | Trojan 2B | SouthEast Ghana Group | Oil | Oil Combustion | 0.26958 | 0 | 0 | 0 | 0 | 0 | 0 | 0 | 0 | 31.941 | 0 | 0 | 0 | 0 | 0 | 0 | 0 | 0 | 34 | 34 | 34 | 35.619 | 0 | 0 | 0 | 0 | 0 | 5.5 | 0 | 0 | 0 | 0 | 0 | 0 | 0 | 0 | 0 | 0 | 0 | 0 | 0 | 0 | 0 | 0 | 0 | 16.25 | 16.25 | 16.25 | 16.25 | 0 | 0 | 0 | 0 | 0 | 22.44% | 0% | 0% | 0% | 0% | 0% | 0% | 0% | 0% | [9 empty] | 0 | 0 | 0 | 0 | 0 | 0 | 0 | 0 | 0 | 0 | 0 | 0 | 0 | Existing & Under Const. Plant
| 3 | Trojan 2A | Ashanti Group | Oil | Oil Combustion | 0.26958 | 0 | 0 | 0 | 0 | 0 | 0 | 0 | 0 | 31.941 | 0 | 0 | 0 | 0 | 0 | 0 | 0 | 0 | 34 | 34 | 34 | 35.619 | 0 | 0 | 0 | 0 | 0 | 5.5 | 0 | 0 | 0 | 0 | 0 | 0 | 0 | 0 | 0 | 0 | 0 | 0 | 0 | 0 | 0 | 0 | 0 | 16.25 | 16.25 | 16.25 | 16.25 | 0 | 0 | 0 | 0 | 0 | 22.44% | 0% | 0% | 0% | 0% | 0% | 0% | 0% | 0% | [9 empty] | 0 | 0 | 0 | 0 | 0 | 0 | 0 | 0 | 0 | 0 | 0 | 0 | 0 | Existing & Under Const. Plant
| 4 | GP Tarkwa Plant | SouthWest Ghana Group | Oil | Oil Combustion | 0 | 0 | 0 | 0 | 0 | 0 | 0 | 0 | 0 | 0 | 0 | 0 | 0 | 0 | 0 | 0 | 0 | 0 | 17.5 | 17.5 | 17.5 | 18.3333 | 17.4471 | 17.4471 | 17.3421 | 17.3421 | 15.861 | 0 | 0 | 0 | 0 | 0 | 0 | 0 | 0 | 0 | 0 | 0 | 0 | 0 | 0 | 0 | 0 | 0 | 0 | 33 | 33 | 33 | 33 | 33 | 33 | 33 | 33 | 33 | 0% | 0% | 0% | 0% | 0% | 0% | 0% | 0% | 0% | [9 empty] | 0 | 0 | 0 | 0 | 0 | 0 | 0 | 0 | 0 | 0 | 0 | 0 | 0 | Existing & Under Const. Plant
| 5 | GP Chirano Plant | SouthWest Ghana Group | Oil | Oil Combustion | 0 | 0 | 0 | 0 | 0 | 0 | 0 | 0 | 0 | 0 | 0 | 0 | 0 | 0 | 0 | 0 | 0 | 0 | 17.5 | 17.5 | 17.5 | 18.3333 | 17.4471 | 17.4471 | 17.3421 | 17.3421 | 15.861 | 0 | 0 | 0 | 0 | 0 | 0 | 0 | 0 | 0 | 0 | 0 | 0 | 0 | 0 | 0 | 0 | 0 | 0 | 30 | 30 | 30 | 30 | 30 | 30 | 30 | 30 | 30 | 0% | 0% | 0% | 0% | 0% | 0% | 0% | 0% | 0% | [9 empty] | 0 | 0 | 0 | 0 | 0 | 0 | 0 | 0 | 0 | 0 | 0 | 0 | 0 | Existing & Under Const. Plant
| 6 | GP Darmang Plant | SouthWest Ghana Group | Oil | Oil Combustion | 0 | 0 | 0 | 0 | 0 | 0 | 0 | 0 | 0 | 0 | 0 | 0 | 0 | 0 | 0 | 0 | 0 | 0 | 17.5 | 17.5 | 17.5 | 18.3333 | 17.4471 | 17.4471 | 17.3421 | 17.3421 | 15.861 | 0 | 0 | 0 | 0 | 0 | 0 | 0 | 0 | 0 | 0 | 0 | 0 | 0 | 0 | 0 | 0 | 0 | 0 | 25.5 | 25.5 | 25.5 | 25.5 | 25.5 | 25.5 | 25.5 | 25.5 | 25.5 | 0% | 0% | 0% | 0% | 0% | 0% | 0% | 0% | 0% | [9 empty] | 0 | 0 | 0 | 0 | 0 | 0 | 0 | 0 | 0 | 0 | 0 | 0 | 0 | Existing & Under Const. Plant
| 7 | SAPP 2 | SouthEast Ghana Group | Oil/Gas | Oil/Gas Combined Cycle | 9.6772 | 23.2536 | 21.995 | 8.5583 | 23.5117 | 23.5117 | 23.5117 | 23.5117 | 23.4263 | 1240.6704 | 2981.2365 | 2819.8717 | 1097.215 | 3014.316 | 3014.316 | 3014.316 | 3014.316 | 3003.3778 | 16 | 16 | 16 | 16.7619 | 15.9517 | 15.9517 | 15.8556 | 15.8556 | 14.5015 | 3.5 | 3.5 | 3.5 | 3.5 | 3.5 | 3.5 | 3.5 | 3.5 | 3.5 | 0 | 0 | 0 | 0 | 0 | 0 | 0 | 0 | 0 | 370 | 370 | 370 | 370 | 370 | 370 | 370 | 370 | 370 | 38.28% | 91.98% | 87% | 33.85% | 93% | 93% | 93% | 93% | 92.66% | [9 empty] | 0 | 0 | 0 | 0 | 0 | 0 | 0 | 0 | 0 | 0 | 0 | 0 | 0 | Existing & Under Const. Plant
| 8 | Cenpower | SouthEast Ghana Group | Oil/Gas | Oil/Gas Combined Cycle | 0 | 0.13838 | 2.1896 | 0 | 21.6884 | 21.6884 | 21.6884 | 21.6722 | 19.4657 | 0 | 17.6725 | 279.641 | 0 | 2769.9118 | 2769.9122 | 2769.912 | 2767.8426 | 2486.0366 | 0 | 16 | 16 | 16.7619 | 15.9517 | 15.9517 | 15.8556 | 15.8556 | 14.5015 | 0 | 3.5 | 3.5 | 0 | 3.5 | 3.5 | 3.5 | 3.5 | 3.5 | 0 | 0 | 0 | 0 | 0 | 0 | 0 | 0 | 0 | 0 | 340 | 340 | 340 | 340 | 340 | 340 | 340 | 340 | 0% | 0.5934% | 9.389% | 0% | 93% | 93% | 93% | 92.93% | 83.47% | [9 empty] | 0 | 0 | 0 | 0 | 0 | 0 | 0 | 0 | 0 | 0 | 0 | 0 | 0 | Existing & Under Const. Plant
| 9 | KarpowerShip 1 | SouthEast Ghana Group | Oil/Gas | Oil/Gas Combined Cycle | 14.837 | 0 | 0 | 0 | 0 | 0 | 0 | 0 | 0 | 1942.0128 | 0 | 0 | 0 | 0 | 0 | 0 | 0 | 0 | 177.828 | 0 | 0 | 0 | 0 | 0 | 0 | 0 | 0 | 3.5 | 0 | 0 | 0 | 0 | 0 | 0 | 0 | 0 | 0 | 0 | 0 | 0 | 0 | 0 | 0 | 0 | 0 | 247 | 0 | 0 | 0 | 0 | 0 | 0 | 0 | 0 | 89.75% | 0% | 0% | 0% | 0% | 0% | 0% | 0% | 0% | [9 empty] | 0 | 0 | 0 | 0 | 0 | 0 | 0 | 0 | 0 | 0 | 0 | 0 | 0 | Existing & Under Const. Plant
| 10 | AKSA | SouthEast Ghana Group | Oil/Gas | Oil/Gas Combined Cycle | 10.1595 | 0 | 0 | 0 | 18.3824 | 6.911 | 3.7408 | 2.7359 | 9.1528 | 1195.236 | 0 | 0 | 0 | 2162.6369 | 813.0544 | 440.0935 | 321.8671 | 1076.804 | 16 | 16 | 16 | 16.7619 | 15.9517 | 15.9517 | 15.8556 | 15.8556 | 14.5015 | 3.5 | 0 | 0 | 0 | 3.5 | 3.5 | 3.5 | 3.5 | 3.5 | 0 | 0 | 0 | 0 | 0 | 0 | 0 | 0 | 0 | 250 | 375 | 375 | 375 | 375 | 375 | 375 | 375 | 375 | 54.58% | 0% | 0% | 0% | 65.83% | 24.75% | 13.4% | 9.798% | 32.78% | [9 empty] | 0 | 0 | 0 | 0 | 0 | 0 | 0 | 0 | 0 | 0 | 0 | 0 | 0 | Existing & Under Const. Plant
| 11 | TAPCO (T1) | SouthWest Ghana Group | Oil/Gas | Oil/Gas Combined Cycle | 11.645 | 17.1872 | 0 | 17.1872 | 17.1872 | 17.1872 | 17.171 | 15.6123 | 0.75203 | 1496.2077 | 2208.3 | 0 | 2208.3 | 2208.3 | 2208.3 | 2206.2222 | 2005.9478 | 96.6241 | 18.7 | 18.7 | 18.7 | 19.5905 | 18.6435 | 18.6435 | 18.5312 | 18.5312 | 16.9486 | 5 | 5 | 0 | 5 | 5 | 5 | 5 | 5 | 5 | 0 | 0 | 0 | 0 | 0 | 0 | 0 | 0 | 0 | 305 | 305 | 305 | 305 | 305 | 305 | 305 | 305 | 305 | 56% | 82.65% | 0% | 82.65% | 82.65% | 82.65% | 82.57% | 75.08% | 3.616% | [9 empty] | 0 | 0 | 0 | 0 | 0 | 0 | 0 | 0 | 0 | 0 | 0 | 0 | 0 | Existing & Under Const. Plant
| 12 | TICO (T2) | SouthWest Ghana Group | Oil/Gas | Oil/Gas Combined Cycle | 17.7346 | 17.7346 | 10.5327 | 17.7346 | 17.7346 | 17.7346 | 17.7346 | 17.7346 | 5.3913 | 2382.7197 | 2382.72 | 1415.1174 | 2382.72 | 2382.72 | 2382.72 | 2382.7196 | 2382.72 | 724.3512 | 30.94 | 30.94 | 30.94 | 32.4133 | 30.8465 | 30.8465 | 30.6608 | 30.6608 | 28.0423 | 4.9 | 4.9 | 4.9 | 4.9 | 4.9 | 4.9 | 4.9 | 4.9 | 4.9 | 0 | 0 | 0 | 0 | 0 | 0 | 0 | 0 | 0 | 320 | 320 | 320 | 320 | 320 | 320 | 320 | 320 | 320 | 85% | 85% | 50.48% | 85% | 85% | 85% | 85% | 85% | 25.84% | [9 empty] | 0 | 0 | 0 | 0 | 0 | 0 | 0 | 0 | 0 | 0 | 0 | 0 | 0 | Existing & Under Const. Plant
| 13 | Amandi | SouthWest Ghana Group | Oil/Gas | Oil/Gas Combined Cycle | 0 | 0 | 8.0946 | 12.0103 | 12.0103 | 11.7388 | 9.895 | 6.6729 | 0.17331 | 0 | 0 | 987.1488 | 1464.6719 | 1464.672 | 1431.557 | 1206.7118 | 813.772 | 21.1351 | 0 | 0 | 30.94 | 32.4133 | 30.8465 | 30.8465 | 30.6608 | 30.6608 | 28.0423 | 0 | 0 | 4.9 | 4.9 | 4.9 | 4.9 | 4.9 | 4.9 | 4.9 | 0 | 0 | 0 | 0 | 0 | 0 | 0 | 0 | 0 | 0 | 0 | 190 | 190 | 190 | 190 | 190 | 190 | 190 | 0% | 0% | 59.31% | 88% | 88% | 86.01% | 72.5% | 48.89% | 1.27% | [9 empty] | 0 | 0 | 0 | 0 | 0 | 0 | 0 | 0 | 0 | 0 | 0 | 0 | 0 | Existing & Under Const. Plant
| 14 | KarpowerShip 2 | SouthWest Ghana Group | Oil/Gas | Oil/Gas Combined Cycle | 0 | 24.5592 | 31.8841 | 18.521 | 0 | 0 | 0 | 0 | 0 | 0 | 2884.5619 | 3744.9 | 2175.3544 | 0 | 0 | 0 | 0 | 0 | 0 | 177.828 | 177.828 | 186.296 | 177.2908 | 0 | 0 | 0 | 0 | 0 | 3.5 | 3.5 | 3.5 | 0 | 0 | 0 | 0 | 0 | 0 | 0 | 0 | 0 | 0 | 0 | 0 | 0 | 0 | 0 | 450 | 450 | 450 | 450 | 0 | 0 | 0 | 0 | 0% | 73.18% | 95% | 55.18% | 0% | 0% | 0% | 0% | 0% | [9 empty] | 0 | 0 | 0 | 0 | 0 | 0 | 0 | 0 | 0 | 0 | 0 | 0 | 0 | Existing & Under Const. Plant
| 15 | Early Power | SouthEast Ghana Group | Oil/Gas | Oil/Gas Combustion | 0 | 0 | 7.7096 | 23.0656 | 23.0656 | 23.0656 | 23.0656 | 23.0656 | 23.0656 | 0 | 0 | 1027.9476 | 3075.417 | 3075.417 | 3075.417 | 3075.4169 | 3075.417 | 3075.417 | 0 | 0 | 16 | 16.7619 | 15.9517 | 15.9517 | 15.8556 | 15.8556 | 14.5015 | 0 | 0 | 3.5 | 3.5 | 3.5 | 3.5 | 3.5 | 3.5 | 3.5 | 0 | 0 | 0 | 0 | 0 | 0 | 0 | 0 | 0 | 0 | 0 | 377.5 | 377.5 | 377.5 | 377.5 | 377.5 | 377.5 | 377.5 | 0% | 0% | 31.08% | 93% | 93% | 93% | 93% | 93% | 93% | [9 empty] | 0 | 0 | 0 | 0 | 0 | 0 | 0 | 0 | 0 | 0 | 0 | 0 | 0 | Existing & Under Const. Plant
| 16 | TT1PP | SouthEast Ghana Group | Oil/Gas | Oil/Gas Combustion | 0 | 0 | 0 | 0 | 0 | 0 | 0 | 0 | 0 | 0 | 0 | 0 | 0 | 0 | 0 | 0 | 0 | 0 | 14.3 | 14.3 | 14.3 | 14.981 | 14.2568 | 14.2568 | 14.1709 | 14.1709 | 12.9607 | 0 | 0 | 0 | 0 | 0 | 0 | 0 | 0 | 0 | 0 | 0 | 0 | 0 | 0 | 0 | 0 | 0 | 0 | 100 | 100 | 100 | 100 | 100 | 100 | 100 | 100 | 100 | 0% | 0% | 0% | 0% | 0% | 0% | 0% | 0% | 0% | [9 empty] | 0 | 0 | 0 | 0 | 0 | 0 | 0 | 0 | 0 | 0 | 0 | 0 | 0 | Existing & Under Const. Plant
| 17 | KTPP | SouthEast Ghana Group | Oil/Gas | Oil/Gas Combustion | 0.31622 | 0 | 0 | 0 | 0 | 0 | 0 | 0 | 0.0016773 | 29.0113 | 0 | 0 | 0 | 0 | 0 | 0 | 0 | 0.15388 | 12.3 | 12.3 | 12.3 | 12.8857 | 12.2628 | 12.2628 | 12.189 | 12.189 | 11.148 | 3.5 | 0 | 0 | 0 | 0 | 0 | 0 | 0 | 3.5 | 0 | 0 | 0 | 0 | 0 | 0 | 0 | 0 | 0 | 200 | 200 | 200 | 200 | 200 | 200 | 200 | 200 | 200 | 1.656% | 0% | 0% | 0% | 0% | 0% | 0% | 0% | 0.008783% | [9 empty] | 0 | 0 | 0 | 0 | 0 | 0 | 0 | 0 | 0 | 0 | 0 | 0 | 0 | Existing & Under Const. Plant
| 18 | Trojan 1 | SouthEast Ghana Group | Oil/Gas | Oil/Gas Combustion | 0.41408 | 0 | 0 | 0 | 0 | 0 | 0 | 0 | 0 | 49.0614 | 0 | 0 | 0 | 0 | 0 | 0 | 0 | 0 | 34 | 34 | 34 | 35.619 | 0 | 0 | 0 | 0 | 0 | 5.5 | 0 | 0 | 0 | 0 | 0 | 0 | 0 | 0 | 0 | 0 | 0 | 0 | 0 | 0 | 0 | 0 | 0 | 24.96 | 24.96 | 24.96 | 24.96 | 0 | 0 | 0 | 0 | 0 | 22.44% | 0% | 0% | 0% | 0% | 0% | 0% | 0% | 0% | [9 empty] | 0 | 0 | 0 | 0 | 0 | 0 | 0 | 0 | 0 | 0 | 0 | 0 | 0 | Existing & Under Const. Plant
| 19 | MRP | SouthEast Ghana Group | Oil/Gas | Oil/Gas Combustion | 0 | 0 | 0 | 0 | 0 | 0 | 0 | 0 | 0 | 0 | 0 | 0 | 0 | 0 | 0 | 0 | 0 | 0 | 12.5737 | 12.5737 | 12.5737 | 13.1725 | 12.5357 | 12.5357 | 12.4602 | 12.4602 | 11.3961 | 0 | 0 | 0 | 0 | 0 | 0 | 0 | 0 | 0 | 0 | 0 | 0 | 0 | 0 | 0 | 0 | 0 | 0 | 70 | 70 | 70 | 70 | 70 | 70 | 70 | 70 | 70 | 0% | 0% | 0% | 0% | 0% | 0% | 0% | 0% | 0% | [9 empty] | 0 | 0 | 0 | 0 | 0 | 0 | 0 | 0 | 0 | 0 | 0 | 0 | 0 | Existing & Under Const. Plant
| 20 | Safisana | SouthEast Ghana Group | Biogas | Biogas | 0.010052 | 0.010052 | 0.010052 | 0.010052 | 0.010052 | 0.010052 | 0.010052 | 0.010052 | 0.010052 | 0.7446 | 0.7446 | 0.7446 | 0.7446 | 0.7446 | 0.7446 | 0.7446 | 0.7446 | 0.7446 | 35 | 35 | 35 | 36.6667 | 34.8943 | 34.8943 | 34.6841 | 34.6841 | 31.7221 | 4.2 | 4.2 | 4.2 | 4.2 | 4.2 | 4.2 | 4.2 | 4.2 | 4.2 | 0 | 0 | 0 | 0 | 0 | 0 | 0 | 0 | 0 | 0.1 | 0.1 | 0.1 | 0.1 | 0.1 | 0.1 | 0.1 | 0.1 | 0.1 | 85% | 85% | 85% | 85% | 85% | 85% | 85% | 85% | 85% | [9 empty] | 0 | 0 | 0 | 0 | 0 | 0 | 0 | 0 | 0 | 0 | 0 | 0 | 0 | Existing & Under Const. Plant
| 21 | TT2PP | SouthEast Ghana Group | Gas | Gas Combustion Turbine | 0.5098 | 0 | 0 | 0 | 0 | 0 | 0 | 0.0083587 | 0.0027862 | 52.4483 | 0 | 0 | 0 | 0 | 0 | 0 | 0.85995 | 0.28665 | 12.1007 | 12.1007 | 12.1007 | 12.6769 | 12.0641 | 12.0641 | 11.9915 | 11.9915 | 10.9674 | 4.5 | 0 | 0 | 0 | 0 | 0 | 0 | 4.5 | 4.5 | 0 | 0 | 0 | 0 | 0 | 0 | 0 | 0 | 0 | 45 | 45 | 45 | 45 | 45 | 45 | 45 | 45 | 45 | 13.31% | 0% | 0% | 0% | 0% | 0% | 0% | 0.2182% | 0.07272% | [9 empty] | 0 | 0 | 0 | 0 | 0 | 0 | 0 | 0 | 0 | 0 | 0 | 0 | 0 | Existing & Under Const. Plant
| 22 | SAPP 1 | SouthEast Ghana Group | Gas | Gas Combustion Turbine | 3.0298 | 0 | 0 | 0 | 0 | 0 | 0.0011123 | 0.14462 | 0.052533 | 324.7328 | 0 | 0 | 0 | 0 | 0 | 0.11922 | 15.5008 | 5.6305 | 11.83 | 11.83 | 11.83 | 12.3933 | 11.7943 | 11.7943 | 11.7232 | 11.7232 | 10.7221 | 4.5 | 0 | 0 | 0 | 0 | 0 | 4.5 | 4.5 | 4.5 | 0 | 0 | 0 | 0 | 0 | 0 | 0 | 0 | 0 | 180 | 180 | 180 | 180 | 180 | 180 | 180 | 180 | 180 | 20.59% | 0% | 0% | 0% | 0% | 0% | 0.007561% | 0.9831% | 0.3571% | [9 empty] | 0 | 0 | 0 | 0 | 0 | 0 | 0 | 0 | 0 | 0 | 0 | 0 | 0 | Existing & Under Const. Plant
| 23 | Trojan 3 | SouthEast Ghana Group | Gas | Gas Combustion Turbine | 0 | 0 | 0 | 0 | 0 | 0 | 0 | 0 | 0 | 0 | 0 | 0 | 0 | 0 | 0 | 0 | 0 | 0 | 0 | 34 | 34 | 35.619 | 0 | 0 | 0 | 0 | 0 | 0 | 0 | 0 | 0 | 0 | 0 | 0 | 0 | 0 | 0 | 0 | 0 | 0 | 0 | 0 | 0 | 0 | 0 | 0 | 49.92 | 49.92 | 49.92 | 0 | 0 | 0 | 0 | 0 | 0% | 0% | 0% | 0% | 0% | 0% | 0% | 0% | 0% | [9 empty] | 0 | 0 | 0 | 0 | 0 | 0 | 0 | 0 | 0 | 0 | 0 | 0 | 0 | Existing & Under Const. Plant
| 24 | Ameri_2016 | SouthWest Ghana Group | Gas | Gas Combustion Turbine | 0.42075 | 0 | 17.4796 | 0 | 0 | 0 | 0 | 0 | 0 | 41.4045 | 0 | 1720.0961 | 0 | 0 | 0 | 0 | 0 | 0 | 14.54 | 14.54 | 14.54 | 15.2324 | 0 | 0 | 0 | 0 | 0 | 5 | 0 | 5 | 0 | 0 | 0 | 0 | 0 | 0 | 0 | 0 | 0 | 0 | 0 | 0 | 0 | 0 | 0 | 230 | 230 | 230 | 230 | 0 | 0 | 0 | 0 | 0 | 2.055% | 0% | 85.37% | 0% | 0% | 0% | 0% | 0% | 0% | [9 empty] | 0 | 0 | 0 | 0 | 0 | 0 | 0 | 0 | 0 | 0 | 0 | 0 | 0 | Existing & Under Const. Plant
| 25 | Ameri_2021 | SouthWest Ghana Group | Gas | Gas Combustion Turbine | 0 | 0 | 0 | 0 | 0 | 0 | 0 | 0.0088176 | 0 | 0 | 0 | 0 | 0 | 0 | 0 | 0 | 0.8677 | 0 | 0 | 0 | 0 | 0 | 14.4961 | 14.4961 | 14.4088 | 14.4088 | 13.1782 | 0 | 0 | 0 | 0 | 0 | 0 | 0 | 4.17 | 0 | 0 | 0 | 0 | 0 | 0 | 0 | 0 | 0 | 0 | 0 | 0 | 0 | 0 | 230 | 230 | 230 | 230 | 230 | 0% | 0% | 0% | 0% | 0% | 0% | 0% | 0.04307% | 0% | [9 empty] | 0 | 0 | 0 | 0 | 0 | 0 | 0 | 0 | 0 | 0 | 0 | 0 | 0 | Existing & Under Const. Plant
| 26 | Bui | Northern Ghana Group | Water | Hydro | 0 | 0 | 0 | 0 | 0 | 0 | 0 | 0 | 0 | 669.5863 | 669.5866 | 669.5863 | 669.5865 | 669.5867 | 669.5865 | 669.5866 | 669.5866 | 669.5865 | 27.74 | 27.74 | 27.74 | 29.061 | 27.6562 | 27.6562 | 27.4896 | 27.4896 | 25.142 | 1.63 | 1.63 | 1.63 | 1.63 | 1.63 | 1.63 | 1.63 | 1.63 | 1.63 | 0 | 0 | 0 | 0 | 0 | 0 | 0 | 0 | 0 | 330 | 330 | 330 | 330 | 330 | 330 | 330 | 330 | 330 | 23.16% | 23.16% | 23.16% | 23.16% | 23.16% | 23.16% | 23.16% | 23.16% | 23.16% | [9 empty] | 0 | 0 | 0 | 0 | 0 | 0 | 0 | 0 | 0 | 0 | 0 | 0 | 0 | Existing & Under Const. Plant
| 27 | Akosombo | SouthEast Ghana Group | Water | Hydro | 0 | 0 | 0 | 0 | 0 | 0 | 0 | 0 | 0 | 3681.6891 | 3681.6884 | 4016.3895 | 4016.3904 | 4434.7618 | 4434.7618 | 4434.7618 | 4434.7624 | 4434.762 | 9.16 | 9.16 | 9.16 | 9.5962 | 9.1323 | 9.1323 | 9.0773 | 9.0773 | 8.3021 | 0.98 | 0.98 | 0.98 | 0.98 | 0.98 | 0.98 | 0.98 | 0.98 | 0.98 | 0 | 0 | 0 | 0 | 0 | 0 | 0 | 0 | 0 | 900 | 900 | 900 | 900 | 900 | 900 | 900 | 900 | 900 | 46.7% | 46.7% | 50.94% | 50.94% | 56.25% | 56.25% | 56.25% | 56.25% | 56.25% | [9 empty] | 0 | 0 | 0 | 0 | 0 | 0 | 0 | 0 | 0 | 0 | 0 | 0 | 0 | Existing & Under Const. Plant
| 28 | Kpong | SouthEast Ghana Group | Water | Hydro | 0 | 0 | 0 | 0 | 0 | 0 | 0 | 0 | 0 | 722.7075 | 722.7074 | 788.408 | 788.4081 | 870.5339 | 870.5339 | 870.534 | 870.534 | 870.534 | 9.16 | 9.16 | 9.16 | 9.5962 | 9.1323 | 9.1323 | 9.0773 | 9.0773 | 8.3021 | 0.98 | 0.98 | 0.98 | 0.98 | 0.98 | 0.98 | 0.98 | 0.98 | 0.98 | 0 | 0 | 0 | 0 | 0 | 0 | 0 | 0 | 0 | 140 | 140 | 140 | 140 | 140 | 140 | 140 | 140 | 140 | 58.93% | 58.93% | 64.29% | 64.29% | 70.98% | 70.98% | 70.98% | 70.98% | 70.98% | [9 empty] | 0 | 0 | 0 | 0 | 0 | 0 | 0 | 0 | 0 | 0 | 0 | 0 | 0 | Existing & Under Const. Plant
| 29 | Cote d'Ivoire Dummy | Cote d'Ivoire | Water | Hydro | 0 | 0 | 0 | 0 | 0 | 0 | 0 | 0 | 0 | 814.6801 | 814.68 | 14 | 814.6799 | 814.68 | 814.6801 | 814.6801 | 814.6803 | 814.6799 | 0 | 0 | 0 | 0 | 0 | 0 | 0 | 0 | 0 | 10 | 10 | 10 | 10 | 10 | 10 | 10 | 10 | 10 | 0 | 0 | 0 | 0 | 0 | 0 | 0 | 0 | 0 | 150 | 150 | 150 | 150 | 150 | 150 | 150 | 150 | 150 | 62% | 62% | 1.065% | 62% | 62% | 62% | 62% | 62% | 62% | [9 empty] | 0 | 0 | 0 | 0 | 0 | 0 | 0 | 0 | 0 | 0 | 0 | 0 | 0 | Existing & Under Const. Plant
| 30 | Burkina Dummy | Burkina Group | Water | Hydro | 0 | 0 | 0 | 0 | 0 | 0 | 0 | 0 | 0 | 0.438 | 0.438 | 0.438 | 0.438 | 4.818 | 4.818 | 4.818 | 4.818 | 4.818 | 0 | 0 | 0 | 0 | 0 | 0 | 0 | 0 | 0 | 10 | 10 | 10 | 10 | 10 | 10 | 10 | 10 | 10 | 0 | 0 | 0 | 0 | 0 | 0 | 0 | 0 | 0 | 10 | 10 | 10 | 10 | 110 | 110 | 110 | 110 | 110 | 0.5% | 0.5% | 0.5% | 0.5% | 0.5% | 0.5% | 0.5% | 0.5% | 0.5% | [9 empty] | 0 | 0 | 0 | 0 | 0 | 0 | 0 | 0 | 0 | 0 | 0 | 0 | 0 | Existing & Under Const. Plant
| 31 | VRA Solar | Northern Ghana Group | Sun | Solar PV | 0 | 0 | 0 | 0 | 0 | 0 | 0 | 0 | 0 | 2.7132 | 2.7132 | 2.7132 | 2.7132 | 2.7132 | 2.7132 | 2.7132 | 2.7132 | 2.7132 | 0 | 0 | 0 | 0 | 0 | 0 | 0 | 0 | 0 | 0 | 0 | 0 | 0 | 0 | 0 | 0 | 0 | 0 | 0 | 0 | 0 | 0 | 0 | 0 | 0 | 0 | 0 | 1.8 | 1.8 | 1.8 | 1.8 | 1.8 | 1.8 | 1.8 | 1.8 | 1.8 | 17.21% | 17.21% | 17.21% | 17.21% | 17.21% | 17.21% | 17.21% | 17.21% | 17.21% | [9 empty] | 0 | 0 | 0 | 0 | 0 | 0 | 0 | 0 | 0 | 0 | 0 | 0 | 0 | Existing & Under Const. Plant
| 32 | BXC Solar | SouthEast Ghana Group | Sun | Solar PV | 0 | 0 | 0 | 0 | 0 | 0 | 0 | 0 | 0 | 24.0159 | 24.0159 | 24.0159 | 24.0159 | 24.0159 | 24.0159 | 24.0159 | 24.0159 | 0 | 0 | 0 | 0 | 0 | 0 | 0 | 0 | 0 | 0 | 0 | 0 | 0 | 0 | 0 | 0 | 0 | 0 | 0 | 0 | 0 | 0 | 0 | 0 | 0 | 0 | 0 | 0 | 18 | 18 | 18 | 18 | 18 | 18 | 18 | 18 | 0 | 15.23% | 15.23% | 15.23% | 15.23% | 15.23% | 15.23% | 15.23% | 15.23% | 0% | [9 empty] | 0 | 0 | 0 | 0 | 0 | 0 | 0 | 0 | 0 | 0 | 0 | 0 | 0 | Existing & Under Const. Plant
| 41 | SOUT COAL STEAM TURBINE 2026 | SouthWest Ghana Group | Coal | Coal Steam Turbine | 0 | 0 | 0 | 0 | 0 | 31.5903 | 70.1425 | 70.1425 | 70.1425 | 0 | 0 | 0 | 0 | 0 | 3589.8042 | 7970.7415 | 7970.7415 | 7970.7415 | 0 | 0 | 0 | 0 | 0 | 64.8036 | 64.4134 | 64.4134 | 58.9124 | 0 | 0 | 0 | 0 | 0 | 6.034 | 6.034 | 6.034 | 6.034 | 0 | 0 | 0 | 0 | 0 | 0 | 0 | 0 | 0 | 0 | 0 | 0 | 0 | 0 | 482.112 | 1070.473 | 1070.473 | 1070.473 | 0% | 0% | 0% | 0% | 0% | 85% | 85% | 85% | 85% | 0 | 0 | 0 | 0 | 0 | 1520.5812 | 1855.6906 | 0 | 0 | 0 | 0 | 0 | 0 | 0 | 644.8749 | 591.2802 | 0 | 0 | 709.3624 | 1359.7706 | 1520.5812 | 3713.899 | Unplanned Build | Potential Build Coal2026
| 43 | SOUT COMBINED CYCLE 2020 | SouthWest Ghana Group | Oil/Gas | Oil/Gas Combined Cycle | 0 | 0 | 0 | 0 | 0 | 0 | 0 | 0 | 35.4326 | 0 | 0 | 0 | 0 | 0 | 0 | 0 | 0 | 4887.2506 | 0 | 0 | 0 | 0 | 0 | 0 | 0 | 0 | 13.5952 | 0 | 0 | 0 | 0 | 0 | 0 | 0 | 0 | 3.48 | 0 | 0 | 0 | 0 | 0 | 0 | 0 | 0 | 0 | 0 | 0 | 0 | 0 | 0 | 0 | 0 | 0 | 619.895 | 0% | 0% | 0% | 0% | 0% | 0% | 0% | 0% | 90% | 0 | 0 | 0 | 0 | 0 | 0 | 0 | 0 | 645.3107 | 0 | 0 | 0 | 0 | 0 | 0 | 0 | 0 | 79.2738 | 0 | 0 | 0 | 0 | Unplanned Build | Potential Build Oil/Gas Combined Cycle2020
| 45 | SOUT COMBINED CYCLE 2019 | SouthEast Ghana Group | Oil/Gas | Oil/Gas Combined Cycle | 0 | 0 | 0 | 0 | 0 | 0 | 0 | 48.8112 | 95.7642 | 0 | 0 | 0 | 0 | 0 | 0 | 0 | 6732.5856 | 13208.8536 | 0 | 0 | 0 | 0 | 0 | 0 | 0 | 14.8646 | 13.5952 | 0 | 0 | 0 | 0 | 0 | 0 | 0 | 3.48 | 3.48 | 0 | 0 | 0 | 0 | 0 | 0 | 0 | 0 | 0 | 0 | 0 | 0 | 0 | 0 | 0 | 0 | 853.955 | 1675.399 | 0% | 0% | 0% | 0% | 0% | 0% | 0% | 90% | 90% | 0 | 0 | 0 | 0 | 0 | 0 | 0 | 888.9672 | 855.1232 | 0 | 0 | 0 | 0 | 0 | 0 | 0 | 175.8774 | 105.0484 | 0 | 193.4652 | 0 | 977.8639 | Unplanned Build | Potential Build Oil/Gas Combined Cycle2019
| 52 | NORT HYDRO SMALL 2026 | Northern Ghana Group | Water | Hydro | 0 | 0 | 0 | 0 | 0 | 0 | 0 | 0 | 0 | 0 | 0 | 0 | 0 | 0 | 214.2471 | 214.2471 | 214.2471 | 214.2471 | 0 | 0 | 0 | 0 | 0 | 44.864 | 44.5939 | 44.5939 | 40.7855 | 0 | 0 | 0 | 0 | 0 | 3 | 3 | 3 | 3 | 0 | 0 | 0 | 0 | 0 | 0 | 0 | 0 | 0 | 0 | 0 | 0 | 0 | 0 | 57.5469 | 57.5469 | 57.5469 | 57.5469 | 0% | 0% | 0% | 0% | 0% | 42.5% | 42.5% | 42.5% | 42.5% | 0 | 0 | 0 | 0 | 0 | 184.1501 | 0 | 0 | 0 | 0 | 0 | 0 | 0 | 0 | 78.0976 | 0 | 0 | 0 | 85.9074 | 85.9074 | 184.1501 | 202.5651 | Unplanned Build | Potential Build Hydro Small2026NORT
| 54 | ASHA INTERRUPTIBLE 2016 | Ashanti Group | Interruptible | Interruptible | 0 | 0 | 0 | 0 | 0 | 0 | 0 | 0 | 0 | 0 | 0 | 0 | 0 | 0 | 0 | 0 | 0 | 0 | 0 | 0 | 0 | 0 | 0 | 0 | 0 | 0 | 0 | 0 | 0 | 0 | 0 | 0 | 0 | 0 | 0 | 0 | 0 | 0 | 0 | 0 | 0 | 0 | 0 | 0 | 0 | 129.301 | 217.102 | 0 | 0 | 0 | 0 | 0 | 0 | 0 | 0% | 0% | 0% | 0% | 0% | 0% | 0% | 0% | 0% | [9 empty] | 0 | 0 | 0 | 0 | 0 | 0 | 0 | 0 | 0 | 0 | 0 | 0 | 0 | Unplanned Build | Potential Build Interruptible2016
| 55 | BURK INTERRUPTIBLE 2016 | Burkina Group | Interruptible | Interruptible | 0 | 0 | 0 | 0 | 0 | 0 | 0 | 0 | 0 | 0 | 0 | 0 | 0 | 0 | 0 | 0 | 0 | 0 | 0 | 0 | 0 | 0 | 0 | 0 | 0 | 0 | 0 | 0 | 0 | 0 | 0 | 0 | 0 | 0 | 0 | 0 | 0 | 0 | 0 | 0 | 0 | 0 | 0 | 0 | 0 | 0 | 0 | 0 | 0 | 0 | 0 | 0 | 6.2694e-05 | 0 | 0% | 0% | 0% | 0% | 0% | 0% | 0% | 0% | 0% | [9 empty] | 0 | 0 | 0 | 0 | 0 | 0 | 0 | 0 | 0 | 0 | 0 | 0 | 0 | Unplanned Build | Potential Build Interruptible2016
| 56 | COTE INTERRUPTIBLE 2016 | Cote d'Ivoire | Interruptible | Interruptible | 0 | 0 | 0 | 0 | 0 | 0 | 0 | 0 | 0 | 0 | 0 | 0 | 0 | 0 | 0 | 0 | 0 | 0 | 0 | 0 | 0 | 0 | 0 | 0 | 0 | 0 | 0 | 0 | 0 | 0 | 0 | 0 | 0 | 0 | 0 | 0 | 0 | 0 | 0 | 0 | 0 | 0 | 0 | 0 | 0 | 0 | 0 | 0.5 | 0 | 0 | 0 | 0 | 0 | 0 | 0% | 0% | 0% | 0% | 0% | 0% | 0% | 0% | 0% | [9 empty] | 0 | 0 | 0 | 0 | 0 | 0 | 0 | 0 | 0 | 0 | 0 | 0 | 0 | Unplanned Build | Potential Build Interruptible2016
| 63 | ASHA SOLAR PV 2020 | Ashanti Group | Sun | Solar PV | 0 | 0 | 0 | 0 | 0 | 0 | 0 | 0 | 0 | 0 | 0 | 0 | 6.3375 | 19.0126 | 19.0126 | 19.0126 | 19.0126 | 19.0126 | 0 | 0 | 0 | 25.981 | 24.7251 | 24.7251 | 24.5762 | 24.5762 | 22.4773 | 0 | 0 | 0 | 0 | 0 | 0 | 0 | 0 | 0 | 0 | 0 | 0 | 0 | 0 | 0 | 0 | 0 | 0 | 0 | 0 | 0 | 5 | 15 | 15 | 15 | 15 | 15 | 0% | 0% | 0% | 14.47% | 14.47% | 14.47% | 14.47% | 14.47% | 14.47% | 0 | 0 | 0 | 4.5135 | 9.027 | 0 | 0 | 0 | 0 | 0 | 0 | 0 | 3.0828 | 5.0955 | 0 | 0 | 0 | 0 | 8.9961 | 8.9961 | 13.5405 | 14.8945 | Unplanned Build | Potential Build Solar PV2020
| 64 | ASHA SOLAR PV 2026 | Ashanti Group | Sun | Solar PV | 0 | 0 | 0 | 0 | 0 | 0 | 0 | 0 | 0 | 0 | 0 | 0 | 0 | 0 | 12.6751 | 38.0252 | 50.7002 | 50.7002 | 0 | 0 | 0 | 0 | 0 | 24.7251 | 24.5762 | 24.5762 | 22.4773 | 0 | 0 | 0 | 0 | 0 | 0 | 0 | 0 | 0 | 0 | 0 | 0 | 0 | 0 | 0 | 0 | 0 | 0 | 0 | 0 | 0 | 0 | 0 | 10 | 30 | 40 | 40 | 0% | 0% | 0% | 0% | 0% | 14.47% | 14.47% | 14.47% | 14.47% | 0 | 0 | 0 | 0 | 0 | 7.407 | 14.814 | 7.407 | 0 | 0 | 0 | 0 | 0 | 0 | 3.1413 | 4.7202 | 1.4654 | 0 | 3.4554 | 10.2596 | 7.407 | 32.5909 | Unplanned Build | Potential Build Solar PV2026
| 65 | ASHA SOLAR PV 2035 | Ashanti Group | Sun | Solar PV | 0 | 0 | 0 | 0 | 0 | 0 | 0 | 0 | 0 | 0 | 0 | 0 | 0 | 0 | 0 | 0 | 12.6751 | 69.7128 | 0 | 0 | 0 | 0 | 0 | 0 | 0 | 24.7744 | 22.6586 | 0 | 0 | 0 | 0 | 0 | 0 | 0 | 0 | 0 | 0 | 0 | 0 | 0 | 0 | 0 | 0 | 0 | 0 | 0 | 0 | 0 | 0 | 0 | 0 | 0 | 10 | 55 | 0% | 0% | 0% | 0% | 0% | 0% | 0% | 14.47% | 14.47% | 0 | 0 | 0 | 0 | 0 | 0 | 0 | 8.6378 | 38.8703 | 0 | 0 | 0 | 0 | 0 | 0 | 0 | 1.709 | 4.7751 | 0 | 1.8798 | 0 | 9.5016 | Unplanned Build | Potential Build Solar PV2035
| 66 | SOUT SOLAR PV 2020 | SouthWest Ghana Group | Sun | Solar PV | 0 | 0 | 0 | 0 | 0 | 0 | 0 | 0 | 0 | 0 | 0 | 0 | 0 | 12.6751 | 12.6751 | 12.6751 | 12.6751 | 12.6751 | 0 | 0 | 0 | 0 | 24.7251 | 24.7251 | 24.5762 | 24.5762 | 22.4773 | 0 | 0 | 0 | 0 | 0 | 0 | 0 | 0 | 0 | 0 | 0 | 0 | 0 | 0 | 0 | 0 | 0 | 0 | 0 | 0 | 0 | 0 | 10 | 10 | 10 | 10 | 10 | 0% | 0% | 0% | 0% | 14.47% | 14.47% | 14.47% | 14.47% | 14.47% | 0 | 0 | 0 | 0 | 9.027 | 0 | 0 | 0 | 0 | 0 | 0 | 0 | 0 | 5.0955 | 0 | 0 | 0 | 0 | 5.6051 | 5.6051 | 9.027 | 9.9297 | Unplanned Build | Potential Build Solar PV2020
| 67 | SOUT SOLAR PV 2026 | SouthWest Ghana Group | Sun | Solar PV | 0 | 0 | 0 | 0 | 0 | 0 | 0 | 0 | 0 | 0 | 0 | 0 | 0 | 0 | 12.6751 | 25.3501 | 31.6876 | 31.6876 | 0 | 0 | 0 | 0 | 0 | 24.7251 | 24.5762 | 24.5762 | 22.4773 | 0 | 0 | 0 | 0 | 0 | 0 | 0 | 0 | 0 | 0 | 0 | 0 | 0 | 0 | 0 | 0 | 0 | 0 | 0 | 0 | 0 | 0 | 0 | 10 | 20 | 25 | 25 | 0% | 0% | 0% | 0% | 0% | 14.47% | 14.47% | 14.47% | 14.47% | 0 | 0 | 0 | 0 | 0 | 7.407 | 7.407 | 3.7035 | 0 | 0 | 0 | 0 | 0 | 0 | 3.1413 | 2.3601 | 0.73272 | 0 | 3.4554 | 6.8575 | 7.407 | 20.3693 | Unplanned Build | Potential Build Solar PV2026
| 68 | SOUT SOLAR PV 2035 | SouthWest Ghana Group | Sun | Solar PV | 0 | 0 | 0 | 0 | 0 | 0 | 0 | 0 | 0 | 0 | 0 | 0 | 0 | 0 | 0 | 0 | 12.6751 | 57.0377 | 0 | 0 | 0 | 0 | 0 | 0 | 0 | 24.7744 | 22.6586 | 0 | 0 | 0 | 0 | 0 | 0 | 0 | 0 | 0 | 0 | 0 | 0 | 0 | 0 | 0 | 0 | 0 | 0 | 0 | 0 | 0 | 0 | 0 | 0 | 0 | 10 | 45 | 0% | 0% | 0% | 0% | 0% | 0% | 0% | 14.47% | 14.47% | 0 | 0 | 0 | 0 | 0 | 0 | 0 | 8.6378 | 30.2324 | 0 | 0 | 0 | 0 | 0 | 0 | 0 | 1.709 | 3.7139 | 0 | 1.8798 | 0 | 9.5016 | Unplanned Build | Potential Build Solar PV2035
| 69 | NORT SOLAR PV 2018 | Northern Ghana Group | Sun | Solar PV | 0 | 0 | 0 | 0 | 0 | 0 | 0 | 0 | 0 | 0 | 0 | 67.5263 | 67.5263 | 67.5263 | 67.5263 | 67.5263 | 67.5263 | 67.5263 | 0 | 0 | 24.8 | 25.981 | 24.7251 | 24.7251 | 24.5762 | 24.5762 | 22.4773 | 0 | 0 | 0 | 0 | 0 | 0 | 0 | 0 | 0 | 0 | 0 | 0 | 0 | 0 | 0 | 0 | 0 | 0 | 0 | 0 | 47.1565 | 47.1565 | 47.1565 | 47.1565 | 47.1565 | 47.1565 | 47.1565 | 0% | 0% | 16.35% | 16.35% | 16.35% | 16.35% | 16.35% | 16.35% | 16.35% | 0 | 0 | 58.6155 | 0 | 0 | 0 | 0 | 0 | 0 | 0 | 0 | 44.0387 | 0 | 0 | 0 | 0 | 0 | 0 | 48.4426 | 48.4426 | 58.6155 | 64.4771 | Unplanned Build | Potential Build Solar PV2018
| 70 | NORT SOLAR PV 2020 | Northern Ghana Group | Sun | Solar PV | 0 | 0 | 0 | 0 | 0 | 0 | 0 | 0 | 0 | 0 | 0 | 0 | 71.598 | 214.7941 | 214.7941 | 214.7941 | 214.7941 | 214.7941 | 0 | 0 | 0 | 25.981 | 24.7251 | 24.7251 | 24.5762 | 24.5762 | 22.4773 | 0 | 0 | 0 | 0 | 0 | 0 | 0 | 0 | 0 | 0 | 0 | 0 | 0 | 0 | 0 | 0 | 0 | 0 | 0 | 0 | 0 | 50 | 150 | 150 | 150 | 150 | 150 | 0% | 0% | 0% | 16.35% | 16.35% | 16.35% | 16.35% | 16.35% | 16.35% | 0 | 0 | 0 | 45.135 | 90.27 | 0 | 0 | 0 | 0 | 0 | 0 | 0 | 30.8278 | 50.9551 | 0 | 0 | 0 | 0 | 89.9612 | 89.9612 | 135.405 | 148.9455 | Unplanned Build | Potential Build Solar PV2020
| 71 | NORT SOLAR PV 2023 | Northern Ghana Group | Sun | Solar PV | 0 | 0 | 0 | 0 | 0 | 0 | 0 | 0 | 0 | 0 | 0 | 0 | 0 | 71.598 | 143.1961 | 143.1961 | 143.1961 | 143.1961 | 0 | 0 | 0 | 0 | 24.7251 | 24.7251 | 24.5762 | 24.5762 | 22.4773 | 0 | 0 | 0 | 0 | 0 | 0 | 0 | 0 | 0 | 0 | 0 | 0 | 0 | 0 | 0 | 0 | 0 | 0 | 0 | 0 | 0 | 0 | 50 | 100 | 100 | 100 | 100 | 0% | 0% | 0% | 0% | 16.35% | 16.35% | 16.35% | 16.35% | 16.35% | 0 | 0 | 0 | 0 | 42.3473 | 42.3473 | 0 | 0 | 0 | 0 | 0 | 0 | 0 | 23.9039 | 17.9594 | 0 | 0 | 0 | 46.0496 | 46.0496 | 84.6945 | 93.164 | Unplanned Build | Potential Build Solar PV2023
| 72 | NORT SOLAR PV 2026 | Northern Ghana Group | Sun | Solar PV | 0 | 0 | 0 | 0 | 0 | 0 | 0 | 0 | 0 | 0 | 0 | 0 | 0 | 0 | 71.598 | 214.7941 | 214.7941 | 214.7941 | 0 | 0 | 0 | 0 | 0 | 24.7251 | 24.5762 | 24.5762 | 22.4773 | 0 | 0 | 0 | 0 | 0 | 0 | 0 | 0 | 0 | 0 | 0 | 0 | 0 | 0 | 0 | 0 | 0 | 0 | 0 | 0 | 0 | 0 | 0 | 50 | 150 | 150 | 150 | 0% | 0% | 0% | 0% | 0% | 16.35% | 16.35% | 16.35% | 16.35% | 0 | 0 | 0 | 0 | 0 | 37.0351 | 74.0702 | 0 | 0 | 0 | 0 | 0 | 0 | 0 | 15.7065 | 23.601 | 0 | 0 | 17.2771 | 43.2383 | 37.0351 | 122.2158 | Unplanned Build | Potential Build Solar PV2026
| 73 | NORT SOLAR PV 2030 | Northern Ghana Group | Sun | Solar PV | 0 | 0 | 0 | 0 | 0 | 0 | 0 | 0 | 0 | 0 | 0 | 0 | 0 | 0 | 0 | 35.799 | 178.9951 | 178.9951 | 0 | 0 | 0 | 0 | 0 | 0 | 24.5762 | 24.5762 | 22.4773 | 0 | 0 | 0 | 0 | 0 | 0 | 0 | 0 | 0 | 0 | 0 | 0 | 0 | 0 | 0 | 0 | 0 | 0 | 0 | 0 | 0 | 0 | 0 | 0 | 25 | 125 | 125 | 0% | 0% | 0% | 0% | 0% | 0% | 16.35% | 16.35% | 16.35% | 0 | 0 | 0 | 0 | 0 | 0 | 17.1313 | 68.5253 | 0 | 0 | 0 | 0 | 0 | 0 | 0 | 5.4586 | 13.5574 | 0 | 0 | 20.9175 | 0 | 94.2223 | Unplanned Build | Potential Build Solar PV2030
| 74 | NORT SOLAR PV 2035 | Northern Ghana Group | Sun | Solar PV | 0 | 0 | 0 | 0 | 0 | 0 | 0 | 0 | 0 | 0 | 0 | 0 | 0 | 0 | 0 | 0 | 71.598 | 429.5883 | 0 | 0 | 0 | 0 | 0 | 0 | 0 | 24.5762 | 22.4773 | 0 | 0 | 0 | 0 | 0 | 0 | 0 | 0 | 0 | 0 | 0 | 0 | 0 | 0 | 0 | 0 | 0 | 0 | 0 | 0 | 0 | 0 | 0 | 0 | 0 | 50 | 300 | 0% | 0% | 0% | 0% | 0% | 0% | 0% | 16.35% | 16.35% | 0 | 0 | 0 | 0 | 0 | 0 | 0 | 43.1892 | 215.946 | 0 | 0 | 0 | 0 | 0 | 0 | 0 | 8.5448 | 26.5281 | 0 | 9.3992 | 0 | 47.5081 | Unplanned Build | Potential Build Solar PV2035
| 76 | SOUT SOLAR PV 2020 | SouthEast Ghana Group | Sun | Solar PV | 0 | 0 | 0 | 0 | 0 | 0 | 0 | 0 | 0 | 0 | 0 | 0 | 1.8814 | 65.2567 | 65.2567 | 65.2567 | 65.2567 | 65.2567 | 0 | 0 | 0 | 25.981 | 24.7251 | 24.7251 | 24.5762 | 24.5762 | 22.4773 | 0 | 0 | 0 | 0 | 0 | 0 | 0 | 0 | 0 | 0 | 0 | 0 | 0 | 0 | 0 | 0 | 0 | 0 | 0 | 0 | 0 | 1.4844 | 51.4843 | 51.4843 | 51.4843 | 51.4843 | 51.4843 | 0% | 0% | 0% | 14.47% | 14.47% | 14.47% | 14.47% | 14.47% | 14.47% | 0 | 0 | 0 | 1.3399 | 45.135 | 0 | 0 | 0 | 0 | 0 | 0 | 0 | 0.91519 | 25.4775 | 0 | 0 | 0 | 0 | 29.032 | 29.032 | 46.4749 | 51.1224 | Unplanned Build | Potential Build Solar PV2020
| 77 | SOUT SOLAR PV 2026 | SouthEast Ghana Group | Sun | Solar PV | 0 | 0 | 0 | 0 | 0 | 0 | 0 | 0 | 0 | 0 | 0 | 0 | 0 | 0 | 31.6876 | 221.8134 | 285.1886 | 285.1886 | 0 | 0 | 0 | 0 | 0 | 24.7251 | 24.5762 | 24.5762 | 22.4773 | 0 | 0 | 0 | 0 | 0 | 0 | 0 | 0 | 0 | 0 | 0 | 0 | 0 | 0 | 0 | 0 | 0 | 0 | 0 | 0 | 0 | 0 | 0 | 25 | 175 | 225 | 225 | 0% | 0% | 0% | 0% | 0% | 14.47% | 14.47% | 14.47% | 14.47% | 0 | 0 | 0 | 0 | 0 | 18.5175 | 111.1053 | 37.0351 | 0 | 0 | 0 | 0 | 0 | 0 | 7.8532 | 35.4016 | 7.3272 | 0 | 8.6386 | 55.6402 | 18.5175 | 183.3237 | Unplanned Build | Potential Build Solar PV2026
| 78 | SOUT SOLAR PV 2035 | SouthEast Ghana Group | Sun | Solar PV | 0 | 0 | 0 | 0 | 0 | 0 | 0 | 0 | 0 | 0 | 0 | 0 | 0 | 0 | 0 | 0 | 63.3753 | 285.1886 | 0 | 0 | 0 | 0 | 0 | 0 | 0 | 24.7744 | 22.6586 | 0 | 0 | 0 | 0 | 0 | 0 | 0 | 0 | 0 | 0 | 0 | 0 | 0 | 0 | 0 | 0 | 0 | 0 | 0 | 0 | 0 | 0 | 0 | 0 | 0 | 50 | 225 | 0% | 0% | 0% | 0% | 0% | 0% | 0% | 14.47% | 14.47% | 0 | 0 | 0 | 0 | 0 | 0 | 0 | 43.1892 | 151.1622 | 0 | 0 | 0 | 0 | 0 | 0 | 0 | 8.5448 | 18.5697 | 0 | 9.3992 | 0 | 47.5081 | Unplanned Build | Potential Build Solar PV2035
| 80 | SOUT SOLAR PV 2020 | SouthWest Ghana Group | Sun | Solar PV | 0 | 0 | 0 | 0 | 0 | 0 | 0 | 0 | 0 | 0 | 0 | 0 | 0 | 38.0252 | 76.0503 | 76.0503 | 76.0503 | 76.0503 | 0 | 0 | 0 | 0 | 24.7251 | 24.7251 | 24.5762 | 24.5762 | 22.4773 | 0 | 0 | 0 | 0 | 0 | 0 | 0 | 0 | 0 | 0 | 0 | 0 | 0 | 0 | 0 | 0 | 0 | 0 | 0 | 0 | 0 | 0 | 30 | 60 | 60 | 60 | 60 | 0% | 0% | 0% | 0% | 14.47% | 14.47% | 14.47% | 14.47% | 14.47% | 0 | 0 | 0 | 0 | 27.081 | 27.081 | 0 | 0 | 0 | 0 | 0 | 0 | 0 | 15.2865 | 11.485 | 0 | 0 | 0 | 29.4487 | 29.4487 | 54.162 | 59.5782 | Unplanned Build | Potential Build Solar PV2020
| 81 | SOUT SOLAR PV 2026 | SouthWest Ghana Group | Sun | Solar PV | 0 | 0 | 0 | 0 | 0 | 0 | 0 | 0 | 0 | 0 | 0 | 0 | 0 | 0 | 25.3501 | 126.7505 | 152.1006 | 152.1006 | 0 | 0 | 0 | 0 | 0 | 24.7251 | 24.5762 | 24.5762 | 22.4773 | 0 | 0 | 0 | 0 | 0 | 0 | 0 | 0 | 0 | 0 | 0 | 0 | 0 | 0 | 0 | 0 | 0 | 0 | 0 | 0 | 0 | 0 | 0 | 20 | 100 | 120 | 120 | 0% | 0% | 0% | 0% | 0% | 14.47% | 14.47% | 14.47% | 14.47% | 0 | 0 | 0 | 0 | 0 | 14.814 | 59.2562 | 14.814 | 0 | 0 | 0 | 0 | 0 | 0 | 6.2826 | 18.8808 | 2.9309 | 0 | 6.9109 | 30.9037 | 14.814 | 97.7727 | Unplanned Build | Potential Build Solar PV2026
| 82 | SOUT SOLAR PV 2035 | SouthWest Ghana Group | Sun | Solar PV | 0 | 0 | 0 | 0 | 0 | 0 | 0 | 0 | 0 | 0 | 0 | 0 | 0 | 0 | 0 | 0 | 12.6751 | 152.1006 | 0 | 0 | 0 | 0 | 0 | 0 | 0 | 24.7744 | 22.6586 | 0 | 0 | 0 | 0 | 0 | 0 | 0 | 0 | 0 | 0 | 0 | 0 | 0 | 0 | 0 | 0 | 0 | 0 | 0 | 0 | 0 | 0 | 0 | 0 | 0 | 10 | 120 | 0% | 0% | 0% | 0% | 0% | 0% | 0% | 14.47% | 14.47% | 0 | 0 | 0 | 0 | 0 | 0 | 0 | 8.6378 | 95.0162 | 0 | 0 | 0 | 0 | 0 | 0 | 0 | 1.709 | 11.6724 | 0 | 1.8798 | 0 | 9.5016 | Unplanned Build | Potential Build Solar PV2035
| 84 | SOUT SOLAR PV 2026 | SouthEast Ghana Group | Sun | Solar PV | 0 | 0 | 0 | 0 | 0 | 0 | 0 | 0 | 0 | 0 | 0 | 0 | 0 | 0 | 12.6751 | 25.3501 | 38.0252 | 38.0252 | 0 | 0 | 0 | 0 | 0 | 24.7251 | 24.5762 | 24.5762 | 22.4773 | 0 | 0 | 0 | 0 | 0 | 0 | 0 | 0 | 0 | 0 | 0 | 0 | 0 | 0 | 0 | 0 | 0 | 0 | 0 | 0 | 0 | 0 | 0 | 10 | 20 | 30 | 30 | 0% | 0% | 0% | 0% | 0% | 14.47% | 14.47% | 14.47% | 14.47% | 0 | 0 | 0 | 0 | 0 | 7.407 | 7.407 | 7.407 | 0 | 0 | 0 | 0 | 0 | 0 | 3.1413 | 2.3601 | 1.4654 | 0 | 3.4554 | 7.6635 | 7.407 | 24.4432 | Unplanned Build | Potential Build Solar PV2026
| 85 | SOUT SOLAR PV 2035 | SouthEast Ghana Group | Sun | Solar PV | 0 | 0 | 0 | 0 | 0 | 0 | 0 | 0 | 0 | 0 | 0 | 0 | 0 | 0 | 0 | 0 | 12.6751 | 38.0252 | 0 | 0 | 0 | 0 | 0 | 0 | 0 | 24.7744 | 22.6586 | 0 | 0 | 0 | 0 | 0 | 0 | 0 | 0 | 0 | 0 | 0 | 0 | 0 | 0 | 0 | 0 | 0 | 0 | 0 | 0 | 0 | 0 | 0 | 0 | 0 | 10 | 30 | 0% | 0% | 0% | 0% | 0% | 0% | 0% | 14.47% | 14.47% | 0 | 0 | 0 | 0 | 0 | 0 | 0 | 8.6378 | 17.2757 | 0 | 0 | 0 | 0 | 0 | 0 | 0 | 1.709 | 2.1222 | 0 | 1.8798 | 0 | 9.5016 | Unplanned Build | Potential Build Solar PV2035
| 87 | ASHA SOLAR PV WITH STORAGE 2026 | Ashanti Group | Sun + storage | Solar PV + Storage | 0 | 0 | 0 | 0 | 0 | 0 | 0 | 0 | 0 | 0 | 0 | 0 | 0 | 0 | 0 | 12.675 | 12.675 | 12.675 | 0 | 0 | 0 | 0 | 0 | 0 | 27.7473 | 27.7473 | 25.3776 | 0 | 0 | 0 | 0 | 0 | 0 | 0 | 0 | 0 | 0 | 0 | 0 | 0 | 0 | 0 | 0 | 0 | 0 | 0 | 0 | 0 | 0 | 0 | 0 | 10 | 10 | 10 | 0% | 0% | 0% | 0% | 0% | 0% | 14.47% | 14.47% | 14.47% | 0 | 0 | 0 | 0 | 0 | 0 | 11.875 | 0 | 0 | 0 | 0 | 0 | 0 | 0 | 0 | 3.7837 | 0 | 0 | 0 | 4.1621 | 0 | 13.0625 | Unplanned Build | Potential Build Solar PV with storage2026
| 88 | ASHA SOLAR PV WITH STORAGE 2035 | Ashanti Group | Sun + storage | Solar PV + Storage | 0 | 0 | 0 | 0 | 0 | 0 | 0 | 0 | 0 | 0 | 0 | 0 | 0 | 0 | 0 | 0 | 0 | 31.6876 | 0 | 0 | 0 | 0 | 0 | 0 | 0 | 0 | 25.3776 | 0 | 0 | 0 | 0 | 0 | 0 | 0 | 0 | 0 | 0 | 0 | 0 | 0 | 0 | 0 | 0 | 0 | 0 | 0 | 0 | 0 | 0 | 0 | 0 | 0 | 0 | 25 | 0% | 0% | 0% | 0% | 0% | 0% | 0% | 0% | 14.47% | 0 | 0 | 0 | 0 | 0 | 0 | 0 | 0 | 25.65 | 0 | 0 | 0 | 0 | 0 | 0 | 0 | 0 | 3.151 | 0 | 0 | 0 | 0 | Unplanned Build | Potential Build Solar PV with storage2035
| 90 | SOUT SOLAR PV WITH STORAGE 2026 | SouthWest Ghana Group | Sun + storage | Solar PV + Storage | 0 | 0 | 0 | 0 | 0 | 0 | 0 | 0 | 0 | 0 | 0 | 0 | 0 | 0 | 0 | 6.3375 | 6.3375 | 6.3375 | 0 | 0 | 0 | 0 | 0 | 0 | 27.7473 | 27.7473 | 25.3776 | 0 | 0 | 0 | 0 | 0 | 0 | 0 | 0 | 0 | 0 | 0 | 0 | 0 | 0 | 0 | 0 | 0 | 0 | 0 | 0 | 0 | 0 | 0 | 0 | 5 | 5 | 5 | 0% | 0% | 0% | 0% | 0% | 0% | 14.47% | 14.47% | 14.47% | 0 | 0 | 0 | 0 | 0 | 0 | 5.9375 | 0 | 0 | 0 | 0 | 0 | 0 | 0 | 0 | 1.8919 | 0 | 0 | 0 | 2.0811 | 0 | 6.5312 | Unplanned Build | Potential Build Solar PV with storage2026
| 93 | NORT SOLAR PV WITH STORAGE 2026 | Northern Ghana Group | Sun + storage | Solar PV + Storage | 0 | 0 | 0 | 0 | 0 | 0 | 0 | 0 | 0 | 0 | 0 | 0 | 0 | 0 | 0 | 63.3752 | 63.3752 | 63.3752 | 0 | 0 | 0 | 0 | 0 | 0 | 27.7473 | 27.7473 | 25.3776 | 0 | 0 | 0 | 0 | 0 | 0 | 0 | 0 | 0 | 0 | 0 | 0 | 0 | 0 | 0 | 0 | 0 | 0 | 0 | 0 | 0 | 0 | 0 | 0 | 50 | 50 | 50 | 0% | 0% | 0% | 0% | 0% | 0% | 14.47% | 14.47% | 14.47% | 0 | 0 | 0 | 0 | 0 | 0 | 59.375 | 0 | 0 | 0 | 0 | 0 | 0 | 0 | 0 | 18.9187 | 0 | 0 | 0 | 20.8106 | 0 | 65.3125 | Unplanned Build | Potential Build Solar PV with storage2026
| 94 | NORT SOLAR PV WITH STORAGE 2035 | Northern Ghana Group | Sun + storage | Solar PV + Storage | 0 | 0 | 0 | 0 | 0 | 0 | 0 | 0 | 0 | 0 | 0 | 0 | 0 | 0 | 0 | 0 | 0 | 158.4381 | 0 | 0 | 0 | 0 | 0 | 0 | 0 | 0 | 25.3776 | 0 | 0 | 0 | 0 | 0 | 0 | 0 | 0 | 0 | 0 | 0 | 0 | 0 | 0 | 0 | 0 | 0 | 0 | 0 | 0 | 0 | 0 | 0 | 0 | 0 | 0 | 125 | 0% | 0% | 0% | 0% | 0% | 0% | 0% | 0% | 14.47% | 0 | 0 | 0 | 0 | 0 | 0 | 0 | 0 | 128.25 | 0 | 0 | 0 | 0 | 0 | 0 | 0 | 0 | 15.755 | 0 | 0 | 0 | 0 | Unplanned Build | Potential Build Solar PV with storage2035
| 96 | SOUT SOLAR PV WITH STORAGE 2026 | SouthEast Ghana Group | Sun + storage | Solar PV + Storage | 0 | 0 | 0 | 0 | 0 | 0 | 0 | 0 | 0 | 0 | 0 | 0 | 0 | 0 | 0 | 95.0629 | 95.0629 | 95.0629 | 0 | 0 | 0 | 0 | 0 | 0 | 27.7473 | 27.7473 | 25.3776 | 0 | 0 | 0 | 0 | 0 | 0 | 0 | 0 | 0 | 0 | 0 | 0 | 0 | 0 | 0 | 0 | 0 | 0 | 0 | 0 | 0 | 0 | 0 | 0 | 75 | 75 | 75 | 0% | 0% | 0% | 0% | 0% | 0% | 14.47% | 14.47% | 14.47% | 0 | 0 | 0 | 0 | 0 | 0 | 89.0625 | 0 | 0 | 0 | 0 | 0 | 0 | 0 | 0 | 28.3781 | 0 | 0 | 0 | 31.2159 | 0 | 97.9688 | Unplanned Build | Potential Build Solar PV with storage2026
| 99 | SOUT SOLAR PV WITH STORAGE 2026 | SouthWest Ghana Group | Sun + storage | Solar PV + Storage | 0 | 0 | 0 | 0 | 0 | 0 | 0 | 0 | 0 | 0 | 0 | 0 | 0 | 0 | 0 | 50.7002 | 50.7002 | 50.7002 | 0 | 0 | 0 | 0 | 0 | 0 | 27.7473 | 27.7473 | 25.3776 | 0 | 0 | 0 | 0 | 0 | 0 | 0 | 0 | 0 | 0 | 0 | 0 | 0 | 0 | 0 | 0 | 0 | 0 | 0 | 0 | 0 | 0 | 0 | 0 | 40 | 40 | 40 | 0% | 0% | 0% | 0% | 0% | 0% | 14.47% | 14.47% | 14.47% | 0 | 0 | 0 | 0 | 0 | 0 | 47.5 | 0 | 0 | 0 | 0 | 0 | 0 | 0 | 0 | 15.135 | 0 | 0 | 0 | 16.6485 | 0 | 52.25 | Unplanned Build | Potential Build Solar PV with storage2026
| 102 | SOUT SOLAR PV WITH STORAGE 2026 | SouthEast Ghana Group | Sun + storage | Solar PV + Storage | 0 | 0 | 0 | 0 | 0 | 0 | 0 | 0 | 0 | 0 | 0 | 0 | 0 | 0 | 0 | 6.3375 | 6.3375 | 6.3375 | 0 | 0 | 0 | 0 | 0 | 0 | 27.7473 | 27.7473 | 25.3776 | 0 | 0 | 0 | 0 | 0 | 0 | 0 | 0 | 0 | 0 | 0 | 0 | 0 | 0 | 0 | 0 | 0 | 0 | 0 | 0 | 0 | 0 | 0 | 0 | 5 | 5 | 5 | 0% | 0% | 0% | 0% | 0% | 0% | 14.47% | 14.47% | 14.47% | 0 | 0 | 0 | 0 | 0 | 0 | 5.9375 | 0 | 0 | 0 | 0 | 0 | 0 | 0 | 0 | 1.8919 | 0 | 0 | 0 | 2.0811 | 0 | 6.5312 | Unplanned Build | Potential Build Solar PV with storage2026
| 104 | SOUT WIND TURBINE 2020 | SouthEast Ghana Group | Wind | Wind | 0 | 0 | 0 | 0 | 0 | 0 | 0 | 0 | 0 | 0 | 0 | 0 | 175.1525 | 350.305 | 525.4575 | 525.4575 | 525.4575 | 525.4575 | 0 | 0 | 0 | 48.9343 | 46.5689 | 46.5689 | 46.2884 | 46.2884 | 42.3353 | 0 | 0 | 0 | 0 | 0 | 0 | 0 | 0 | 0 | 0 | 0 | 0 | 0 | 0 | 0 | 0 | 0 | 0 | 0 | 0 | 0 | 75 | 150 | 225 | 225 | 225 | 225 | 0% | 0% | 0% | 26.66% | 26.66% | 26.66% | 26.66% | 26.66% | 26.66% | 0 | 0 | 0 | 67.5749 | 67.5749 | 67.5749 | 0 | 0 | 0 | 0 | 0 | 0 | 46.1546 | 38.1443 | 28.6584 | 0 | 0 | 0 | 124.253 | 124.253 | 202.7248 | 222.9973 | Unplanned Build | Potential Build Wind2020
| 105 | SOUT WIND TURBINE 2026 | SouthEast Ghana Group | Wind | Wind | 0 | 0 | 0 | 0 | 0 | 0 | 0 | 0 | 0 | 0 | 0 | 0 | 0 | 0 | 175.1525 | 408.6892 | 525.4575 | 525.4575 | 0 | 0 | 0 | 0 | 0 | 46.5689 | 46.2884 | 46.2884 | 42.3353 | 0 | 0 | 0 | 0 | 0 | 0 | 0 | 0 | 0 | 0 | 0 | 0 | 0 | 0 | 0 | 0 | 0 | 0 | 0 | 0 | 0 | 0 | 0 | 75 | 175 | 225 | 225 | 0% | 0% | 0% | 0% | 0% | 26.66% | 26.66% | 26.66% | 26.66% | 0 | 0 | 0 | 0 | 0 | 42.0874 | 56.1165 | 28.0583 | 0 | 0 | 0 | 0 | 0 | 0 | 17.8492 | 17.8804 | 5.5512 | 0 | 19.6341 | 45.4089 | 42.0874 | 138.8883 | Unplanned Build | Potential Build Wind2026
| 106 | SOUT WIND TURBINE 2035 | SouthEast Ghana Group | Wind | Wind | 0 | 0 | 0 | 0 | 0 | 0 | 0 | 0 | 0 | 0 | 0 | 0 | 0 | 0 | 0 | 0 | 233.5367 | 233.5367 | 0 | 0 | 0 | 0 | 0 | 0 | 0 | 46.5758 | 42.5982 | 0 | 0 | 0 | 0 | 0 | 0 | 0 | 0 | 0 | 0 | 0 | 0 | 0 | 0 | 0 | 0 | 0 | 0 | 0 | 0 | 0 | 0 | 0 | 0 | 0 | 100 | 100 | 0% | 0% | 0% | 0% | 0% | 0% | 0% | 26.66% | 26.66% | 0 | 0 | 0 | 0 | 0 | 0 | 0 | 78.3123 | 0 | 0 | 0 | 0 | 0 | 0 | 0 | 0 | 15.4937 | 0 | 0 | 17.043 | 0 | 86.1435 | Unplanned Build | Potential Build Wind2035
[6 empty] | 0 | 0 | 0 | 0 | 0 | 0 | 0 |  |  | 0 | 0 | 0 | 0 | 0 | 0 | 0 |  |  | 0 | 0 | 0 | 0 | 0 | 0 | 0 |  |  | 0 | 0 | 0 | 0 | 0 | 0 | 0 |  |  | 0 | 0 | 0 | 0 | 0 | 0 | 0 |  |  | 0 | 0 | 0 | 0 | 0 | 0 | 0 |  |  | 0 | 0 | 0 | 0 | 0 | 0 | 0

## HighDemandHighCostLowWater
Back to Contents | [77 empty] | 90.91% | 82.64% | 75.13% | 68.3% | 56.45% | 42.41% | 31.86% | 19.78% | 12.28% | Cap Cost NPV |  | Cap Cost -- no NPV
|  | Plant Name |  |  |  | FUEL CONSUMPTION | [8 empty] | GENERATION | [8 empty] | FOM (USD/kW-yr | [8 empty] | VOM (USD/MWh) | [8 empty] | Fuel Cost (USD/MWh) | [8 empty] | Available Capacity | [8 empty] | Capacity Factors | [8 empty] | Total Capital Cost | [8 empty] | Total Capital Cost (NPV) | [8 empty] | 1512.482 | 10131.1736 | 2929.3507 | 35934.0901 | Unplanned? | Plant Name
| UnitID |  | Model Region | Fuel Type | Capacity Type | 2017 | 2018 | 2019 | 2020 | 2023 | 2026 | 2030 | 2035 | 2040 | 2017 | 2018 | 2019 | 2020 | 2023 | 2026 | 2030 | 2035 | 2040 | 2017 | 2018 | 2019 | 2020 | 2023 | 2026 | 2030 | 2035 | 2040 | 2017 | 2018 | 2019 | 2020 | 2023 | 2026 | 2030 | 2035 | 2040 | 2017 | 2018 | 2019 | 2020 | 2023 | 2026 | 2030 | 2035 | 2040 | 2017 | 2018 | 2019 | 2020 | 2023 | 2026 | 2030 | 2035 | 2040 | 2017 | 2018 | 2019 | 2020 | 2023 | 2026 | 2030 | 2035 | 2040 | 2017 | 2018 | 2019 | 2020 | 2023 | 2026 | 2030 | 2035 | 2040 | 2017 | 2018 | 2019 | 2020 | 2023 | 2026 | 2030 | 2035 | 2040 | 10-year | 20-year | 10-year | 20-year
| 1 | CENIT | SouthEast Ghana Group | Oil | Oil Combustion | 0 | 0 | 0 | 0 | 0 | 0 | 0 | 0 | 0 | 0 | 0 | 0 | 0 | 0 | 0 | 0 | 0 | 0 | 11.83 | 11.83 | 11.83 | 12.3933 | 11.7943 | 11.7943 | 11.7232 | 0 | 0 | 0 | 0 | 0 | 0 | 0 | 0 | 0 | 0 | 0 | 0 | 0 | 0 | 0 | 0 | 0 | 0 | 0 | 0 | 100 | 100 | 100 | 100 | 100 | 100 | 100 | 0 | 0 | 0% | 0% | 0% | 0% | 0% | 0% | 0% | 0% | 0% | [9 empty] | 0 | 0 | 0 | 0 | 0 | 0 | 0 | 0 | 0 | 0 | 0 | 0 | 0 | Existing & Under Const. Plant
| 2 | Trojan 2B | SouthEast Ghana Group | Oil | Oil Combustion | 1.0933 | 0 | 0 | 0 | 0 | 0 | 0 | 0 | 0 | 129.5385 | 0 | 0 | 0 | 0 | 0 | 0 | 0 | 0 | 34 | 34 | 34 | 35.619 | 0 | 0 | 0 | 0 | 0 | 5.5 | 0 | 0 | 0 | 0 | 0 | 0 | 0 | 0 | 0 | 0 | 0 | 0 | 0 | 0 | 0 | 0 | 0 | 16.25 | 16.25 | 16.25 | 16.25 | 0 | 0 | 0 | 0 | 0 | 91% | 0% | 0% | 0% | 0% | 0% | 0% | 0% | 0% | [9 empty] | 0 | 0 | 0 | 0 | 0 | 0 | 0 | 0 | 0 | 0 | 0 | 0 | 0 | Existing & Under Const. Plant
| 3 | Trojan 2A | Ashanti Group | Oil | Oil Combustion | 0.26958 | 0 | 0 | 0 | 0 | 0 | 0 | 0 | 0 | 31.941 | 0 | 0 | 0 | 0 | 0 | 0 | 0 | 0 | 34 | 34 | 34 | 35.619 | 0 | 0 | 0 | 0 | 0 | 5.5 | 0 | 0 | 0 | 0 | 0 | 0 | 0 | 0 | 0 | 0 | 0 | 0 | 0 | 0 | 0 | 0 | 0 | 16.25 | 16.25 | 16.25 | 16.25 | 0 | 0 | 0 | 0 | 0 | 22.44% | 0% | 0% | 0% | 0% | 0% | 0% | 0% | 0% | [9 empty] | 0 | 0 | 0 | 0 | 0 | 0 | 0 | 0 | 0 | 0 | 0 | 0 | 0 | Existing & Under Const. Plant
| 4 | GP Tarkwa Plant | SouthWest Ghana Group | Oil | Oil Combustion | 0 | 0 | 0 | 0 | 0 | 2.7259 | 0 | 0 | 0 | 0 | 0 | 0 | 0 | 0 | 274.626 | 0 | 0 | 0 | 17.5 | 17.5 | 17.5 | 18.3333 | 17.4471 | 17.4471 | 17.3421 | 17.3421 | 15.861 | 0 | 0 | 0 | 0 | 0 | 3.5 | 0 | 0 | 0 | 0 | 0 | 0 | 0 | 0 | 0 | 0 | 0 | 0 | 33 | 33 | 33 | 33 | 33 | 33 | 33 | 33 | 33 | 0% | 0% | 0% | 0% | 0% | 95% | 0% | 0% | 0% | [9 empty] | 0 | 0 | 0 | 0 | 0 | 0 | 0 | 0 | 0 | 0 | 0 | 0 | 0 | Existing & Under Const. Plant
| 5 | GP Chirano Plant | SouthWest Ghana Group | Oil | Oil Combustion | 0 | 0 | 0 | 0 | 0 | 0.68266 | 0 | 0 | 0 | 0 | 0 | 0 | 0 | 0 | 62.0602 | 0 | 0 | 0 | 17.5 | 17.5 | 17.5 | 18.3333 | 17.4471 | 17.4471 | 17.3421 | 17.3421 | 15.861 | 0 | 0 | 0 | 0 | 0 | 3.5 | 0 | 0 | 0 | 0 | 0 | 0 | 0 | 0 | 0 | 0 | 0 | 0 | 30 | 30 | 30 | 30 | 30 | 30 | 30 | 30 | 30 | 0% | 0% | 0% | 0% | 0% | 23.61% | 0% | 0% | 0% | [9 empty] | 0 | 0 | 0 | 0 | 0 | 0 | 0 | 0 | 0 | 0 | 0 | 0 | 0 | Existing & Under Const. Plant
| 6 | GP Darmang Plant | SouthWest Ghana Group | Oil | Oil Combustion | 0 | 0 | 0 | 0 | 0 | 2.2017 | 0 | 0 | 0 | 0 | 0 | 0 | 0 | 0 | 207.1238 | 0 | 0 | 0 | 17.5 | 17.5 | 17.5 | 18.3333 | 17.4471 | 17.4471 | 17.3421 | 17.3421 | 15.861 | 0 | 0 | 0 | 0 | 0 | 3.5 | 0 | 0 | 0 | 0 | 0 | 0 | 0 | 0 | 0 | 0 | 0 | 0 | 25.5 | 25.5 | 25.5 | 25.5 | 25.5 | 25.5 | 25.5 | 25.5 | 25.5 | 0% | 0% | 0% | 0% | 0% | 92.72% | 0% | 0% | 0% | [9 empty] | 0 | 0 | 0 | 0 | 0 | 0 | 0 | 0 | 0 | 0 | 0 | 0 | 0 | Existing & Under Const. Plant
| 7 | SAPP 2 | SouthEast Ghana Group | Oil/Gas | Oil/Gas Combined Cycle | 7.6694 | 23.5117 | 21.6345 | 13.6024 | 23.5117 | 23.5117 | 17.3848 | 10.7897 | 3.0964 | 983.2565 | 3014.316 | 2773.6595 | 1743.8932 | 3014.3159 | 3014.3158 | 2228.824 | 1383.2945 | 396.9767 | 16 | 16 | 16 | 16.7619 | 15.9517 | 15.9517 | 15.8556 | 15.8556 | 14.5015 | 3.5 | 3.5 | 3.5 | 3.5 | 3.5 | 3.5 | 3.5 | 3.5 | 3.5 | 0 | 0 | 0 | 0 | 0 | 0 | 0 | 0 | 0 | 370 | 370 | 370 | 370 | 370 | 370 | 370 | 370 | 370 | 30.34% | 93% | 85.58% | 53.8% | 93% | 93% | 68.77% | 42.68% | 12.25% | [9 empty] | 0 | 0 | 0 | 0 | 0 | 0 | 0 | 0 | 0 | 0 | 0 | 0 | 0 | Existing & Under Const. Plant
| 8 | Cenpower | SouthEast Ghana Group | Oil/Gas | Oil/Gas Combined Cycle | 0 | 3.4883 | 6.4408 | 0 | 21.581 | 21.6884 | 0.468 | 0.33844 | 0.54958 | 0 | 445.5084 | 822.5854 | 0 | 2756.1947 | 2769.912 | 59.7699 | 43.224 | 70.1888 | 0 | 16 | 16 | 16.7619 | 15.9517 | 15.9517 | 15.8556 | 15.8556 | 14.5015 | 0 | 3.5 | 3.5 | 0 | 3.5 | 3.5 | 3.5 | 3.5 | 3.5 | 0 | 0 | 0 | 0 | 0 | 0 | 0 | 0 | 0 | 0 | 340 | 340 | 340 | 340 | 340 | 340 | 340 | 340 | 0% | 14.96% | 27.62% | 0% | 92.54% | 93% | 2.007% | 1.451% | 2.357% | [9 empty] | 0 | 0 | 0 | 0 | 0 | 0 | 0 | 0 | 0 | 0 | 0 | 0 | 0 | Existing & Under Const. Plant
| 9 | KarpowerShip 1 | SouthEast Ghana Group | Oil/Gas | Oil/Gas Combined Cycle | 14.837 | 0 | 0 | 0 | 0 | 0 | 0 | 0 | 0 | 1942.0128 | 0 | 0 | 0 | 0 | 0 | 0 | 0 | 0 | 177.828 | 0 | 0 | 0 | 0 | 0 | 0 | 0 | 0 | 3.5 | 0 | 0 | 0 | 0 | 0 | 0 | 0 | 0 | 0 | 0 | 0 | 0 | 0 | 0 | 0 | 0 | 0 | 247 | 0 | 0 | 0 | 0 | 0 | 0 | 0 | 0 | 89.75% | 0% | 0% | 0% | 0% | 0% | 0% | 0% | 0% | [9 empty] | 0 | 0 | 0 | 0 | 0 | 0 | 0 | 0 | 0 | 0 | 0 | 0 | 0 | Existing & Under Const. Plant
| 10 | AKSA | SouthEast Ghana Group | Oil/Gas | Oil/Gas Combined Cycle | 10.1595 | 0 | 7.7596 | 22.8093 | 25.9679 | 25.9679 | 0 | 0.00054575 | 0.027758 | 1195.236 | 0 | 912.8966 | 2683.444 | 3055.05 | 3055.05 | 0 | 0.064206 | 3.2657 | 16 | 16 | 16 | 16.7619 | 15.9517 | 15.9517 | 15.8556 | 15.8556 | 14.5015 | 3.5 | 0 | 3.5 | 3.5 | 3.5 | 3.5 | 0 | 3.5 | 3.5 | 0 | 0 | 0 | 0 | 0 | 0 | 0 | 0 | 0 | 250 | 375 | 375 | 375 | 375 | 375 | 375 | 375 | 375 | 54.58% | 0% | 27.79% | 81.69% | 93% | 93% | 0% | 0.001955% | 0.09941% | [9 empty] | 0 | 0 | 0 | 0 | 0 | 0 | 0 | 0 | 0 | 0 | 0 | 0 | 0 | Existing & Under Const. Plant
| 11 | TAPCO (T1) | SouthWest Ghana Group | Oil/Gas | Oil/Gas Combined Cycle | 11.645 | 17.1872 | 17.1872 | 17.1872 | 17.1872 | 17.1872 | 11.4269 | 2.4175 | 0.15919 | 1496.2089 | 2208.3 | 2208.3 | 2208.3 | 2208.3 | 2208.3001 | 1468.1911 | 310.6069 | 20.454 | 18.7 | 18.7 | 18.7 | 19.5905 | 18.6435 | 18.6435 | 18.5312 | 18.5312 | 16.9486 | 5 | 5 | 5 | 5 | 5 | 5 | 5 | 5 | 5 | 0 | 0 | 0 | 0 | 0 | 0 | 0 | 0 | 0 | 305 | 305 | 305 | 305 | 305 | 305 | 305 | 305 | 305 | 56% | 82.65% | 82.65% | 82.65% | 82.65% | 82.65% | 54.95% | 11.63% | 0.7656% | [9 empty] | 0 | 0 | 0 | 0 | 0 | 0 | 0 | 0 | 0 | 0 | 0 | 0 | 0 | Existing & Under Const. Plant
| 12 | TICO (T2) | SouthWest Ghana Group | Oil/Gas | Oil/Gas Combined Cycle | 17.7346 | 17.7346 | 17.7346 | 17.7346 | 17.7346 | 17.7346 | 17.7346 | 15.5719 | 1.7611 | 2382.7196 | 2382.72 | 2382.7197 | 2382.72 | 2382.72 | 2382.72 | 2382.72 | 2092.1508 | 236.6093 | 30.94 | 30.94 | 30.94 | 32.4133 | 30.8465 | 30.8465 | 30.6608 | 30.6608 | 28.0423 | 4.9 | 4.9 | 4.9 | 4.9 | 4.9 | 4.9 | 4.9 | 4.9 | 4.9 | 0 | 0 | 0 | 0 | 0 | 0 | 0 | 0 | 0 | 320 | 320 | 320 | 320 | 320 | 320 | 320 | 320 | 320 | 85% | 85% | 85% | 85% | 85% | 85% | 85% | 74.63% | 8.441% | [9 empty] | 0 | 0 | 0 | 0 | 0 | 0 | 0 | 0 | 0 | 0 | 0 | 0 | 0 | Existing & Under Const. Plant
| 13 | Amandi | SouthWest Ghana Group | Oil/Gas | Oil/Gas Combined Cycle | 0 | 0 | 8.0946 | 12.0103 | 6.9311 | 12.0103 | 0.0013663 | 0.024887 | 0 | 0 | 0 | 987.1488 | 1464.672 | 845.2611 | 1464.672 | 0.16662 | 3.035 | 0 | 0 | 0 | 30.94 | 32.4133 | 30.8465 | 30.8465 | 30.6608 | 30.6608 | 28.0423 | 0 | 0 | 4.9 | 4.9 | 4.9 | 4.9 | 4.9 | 4.9 | 0 | 0 | 0 | 0 | 0 | 0 | 0 | 0 | 0 | 0 | 0 | 0 | 190 | 190 | 190 | 190 | 190 | 190 | 190 | 0% | 0% | 59.31% | 88% | 50.78% | 88% | 0.01001% | 0.1823% | 0% | [9 empty] | 0 | 0 | 0 | 0 | 0 | 0 | 0 | 0 | 0 | 0 | 0 | 0 | 0 | Existing & Under Const. Plant
| 14 | KarpowerShip 2 | SouthWest Ghana Group | Oil/Gas | Oil/Gas Combined Cycle | 0 | 30.0582 | 31.8841 | 31.8841 | 31.8841 | 0 | 0 | 0 | 0 | 0 | 3530.4432 | 3744.9001 | 3744.9 | 3744.9 | 0 | 0 | 0 | 0 | 0 | 177.828 | 177.828 | 186.296 | 177.2908 | 0 | 0 | 0 | 0 | 0 | 3.5 | 3.5 | 3.5 | 3.5 | 0 | 0 | 0 | 0 | 0 | 0 | 0 | 0 | 0 | 0 | 0 | 0 | 0 | 0 | 450 | 450 | 450 | 450 | 0 | 0 | 0 | 0 | 0% | 89.56% | 95% | 95% | 95% | 0% | 0% | 0% | 0% | [9 empty] | 0 | 0 | 0 | 0 | 0 | 0 | 0 | 0 | 0 | 0 | 0 | 0 | 0 | Existing & Under Const. Plant
| 15 | Early Power | SouthEast Ghana Group | Oil/Gas | Oil/Gas Combustion | 0 | 0 | 7.7096 | 23.0656 | 23.0656 | 23.0656 | 23.0447 | 18.0496 | 10.0888 | 0 | 0 | 1027.9476 | 3075.417 | 3075.4173 | 3075.417 | 3072.6273 | 2406.6072 | 1345.167 | 0 | 0 | 16 | 16.7619 | 15.9517 | 15.9517 | 15.8556 | 15.8556 | 14.5015 | 0 | 0 | 3.5 | 3.5 | 3.5 | 3.5 | 3.5 | 3.5 | 3.5 | 0 | 0 | 0 | 0 | 0 | 0 | 0 | 0 | 0 | 0 | 0 | 377.5 | 377.5 | 377.5 | 377.5 | 377.5 | 377.5 | 377.5 | 0% | 0% | 31.08% | 93% | 93% | 93% | 92.92% | 72.78% | 40.68% | [9 empty] | 0 | 0 | 0 | 0 | 0 | 0 | 0 | 0 | 0 | 0 | 0 | 0 | 0 | Existing & Under Const. Plant
| 16 | TT1PP | SouthEast Ghana Group | Oil/Gas | Oil/Gas Combustion | 0 | 0 | 0 | 0 | 0 | 0 | 0 | 0 | 0 | 0 | 0 | 0 | 0 | 0 | 0 | 0 | 0 | 0 | 14.3 | 14.3 | 14.3 | 14.981 | 14.2568 | 14.2568 | 14.1709 | 14.1709 | 12.9607 | 0 | 0 | 0 | 0 | 0 | 0 | 0 | 0 | 0 | 0 | 0 | 0 | 0 | 0 | 0 | 0 | 0 | 0 | 100 | 100 | 100 | 100 | 100 | 100 | 100 | 100 | 100 | 0% | 0% | 0% | 0% | 0% | 0% | 0% | 0% | 0% | [9 empty] | 0 | 0 | 0 | 0 | 0 | 0 | 0 | 0 | 0 | 0 | 0 | 0 | 0 | Existing & Under Const. Plant
| 17 | KTPP | SouthEast Ghana Group | Oil/Gas | Oil/Gas Combustion | 0.85157 | 0 | 0 | 0 | 0 | 0.48988 | 0 | 0 | 0 | 78.1259 | 0 | 0 | 0 | 0 | 44.9427 | 0 | 0 | 0 | 12.3 | 12.3 | 12.3 | 12.8857 | 12.2628 | 12.2628 | 12.189 | 12.189 | 11.148 | 3.5 | 0 | 0 | 0 | 0 | 3.5 | 0 | 0 | 0 | 0 | 0 | 0 | 0 | 0 | 0 | 0 | 0 | 0 | 200 | 200 | 200 | 200 | 200 | 200 | 200 | 200 | 200 | 4.459% | 0% | 0% | 0% | 0% | 2.565% | 0% | 0% | 0% | [9 empty] | 0 | 0 | 0 | 0 | 0 | 0 | 0 | 0 | 0 | 0 | 0 | 0 | 0 | Existing & Under Const. Plant
| 18 | Trojan 1 | SouthEast Ghana Group | Oil/Gas | Oil/Gas Combustion | 1.6793 | 0 | 0 | 0 | 0 | 0 | 0 | 0 | 0 | 198.9711 | 0 | 0 | 0 | 0 | 0 | 0 | 0 | 0 | 34 | 34 | 34 | 35.619 | 0 | 0 | 0 | 0 | 0 | 5.5 | 0 | 0 | 0 | 0 | 0 | 0 | 0 | 0 | 0 | 0 | 0 | 0 | 0 | 0 | 0 | 0 | 0 | 24.96 | 24.96 | 24.96 | 24.96 | 0 | 0 | 0 | 0 | 0 | 91% | 0% | 0% | 0% | 0% | 0% | 0% | 0% | 0% | [9 empty] | 0 | 0 | 0 | 0 | 0 | 0 | 0 | 0 | 0 | 0 | 0 | 0 | 0 | Existing & Under Const. Plant
| 19 | MRP | SouthEast Ghana Group | Oil/Gas | Oil/Gas Combustion | 0 | 0 | 0 | 0 | 0 | 0 | 0 | 0 | 0 | 0 | 0 | 0 | 0 | 0 | 0 | 0 | 0 | 0 | 12.5737 | 12.5737 | 12.5737 | 13.1725 | 12.5357 | 12.5357 | 12.4602 | 12.4602 | 11.3961 | 0 | 0 | 0 | 0 | 0 | 0 | 0 | 0 | 0 | 0 | 0 | 0 | 0 | 0 | 0 | 0 | 0 | 0 | 70 | 70 | 70 | 70 | 70 | 70 | 70 | 70 | 70 | 0% | 0% | 0% | 0% | 0% | 0% | 0% | 0% | 0% | [9 empty] | 0 | 0 | 0 | 0 | 0 | 0 | 0 | 0 | 0 | 0 | 0 | 0 | 0 | Existing & Under Const. Plant
| 20 | Safisana | SouthEast Ghana Group | Biogas | Biogas | 0.010052 | 0.010052 | 0.010052 | 0.010052 | 0.010052 | 0.010052 | 0.010052 | 0.010052 | 0.010052 | 0.7446 | 0.7446 | 0.7446 | 0.7446 | 0.7446 | 0.7446 | 0.7446 | 0.7446 | 0.7446 | 35 | 35 | 35 | 36.6667 | 34.8943 | 34.8943 | 34.6841 | 34.6841 | 31.7221 | 4.2 | 4.2 | 4.2 | 4.2 | 4.2 | 4.2 | 4.2 | 4.2 | 4.2 | 0 | 0 | 0 | 0 | 0 | 0 | 0 | 0 | 0 | 0.1 | 0.1 | 0.1 | 0.1 | 0.1 | 0.1 | 0.1 | 0.1 | 0.1 | 85% | 85% | 85% | 85% | 85% | 85% | 85% | 85% | 85% | [9 empty] | 0 | 0 | 0 | 0 | 0 | 0 | 0 | 0 | 0 | 0 | 0 | 0 | 0 | Existing & Under Const. Plant
| 21 | TT2PP | SouthEast Ghana Group | Gas | Gas Combustion Turbine | 0.4926 | 0 | 0 | 0 | 0 | 3.4449 | 0 | 0 | 0 | 50.6791 | 0 | 0 | 0 | 0 | 354.4164 | 0 | 0 | 0 | 12.1007 | 12.1007 | 12.1007 | 12.6769 | 12.0641 | 12.0641 | 11.9915 | 11.9915 | 10.9674 | 4.5 | 0 | 0 | 0 | 0 | 4.5 | 0 | 0 | 0 | 0 | 0 | 0 | 0 | 0 | 0 | 0 | 0 | 0 | 45 | 45 | 45 | 45 | 45 | 45 | 45 | 45 | 45 | 12.86% | 0% | 0% | 0% | 0% | 89.91% | 0% | 0% | 0% | [9 empty] | 0 | 0 | 0 | 0 | 0 | 0 | 0 | 0 | 0 | 0 | 0 | 0 | 0 | Existing & Under Const. Plant
| 22 | SAPP 1 | SouthEast Ghana Group | Gas | Gas Combustion Turbine | 3.0668 | 0 | 0 | 0 | 0.1006 | 13.3875 | 0 | 0 | 0 | 328.6989 | 0 | 0 | 0 | 10.7825 | 1434.888 | 0 | 0 | 0 | 11.83 | 11.83 | 11.83 | 12.3933 | 11.7943 | 11.7943 | 11.7232 | 11.7232 | 10.7221 | 4.5 | 0 | 0 | 0 | 4.5 | 4.5 | 0 | 0 | 0 | 0 | 0 | 0 | 0 | 0 | 0 | 0 | 0 | 0 | 180 | 180 | 180 | 180 | 180 | 180 | 180 | 180 | 180 | 20.85% | 0% | 0% | 0% | 0.6838% | 91% | 0% | 0% | 0% | [9 empty] | 0 | 0 | 0 | 0 | 0 | 0 | 0 | 0 | 0 | 0 | 0 | 0 | 0 | Existing & Under Const. Plant
| 23 | Trojan 3 | SouthEast Ghana Group | Gas | Gas Combustion Turbine | 0 | 0 | 0 | 0 | 0 | 0 | 0 | 0 | 0 | 0 | 0 | 0 | 0 | 0 | 0 | 0 | 0 | 0 | 0 | 34 | 34 | 35.619 | 0 | 0 | 0 | 0 | 0 | 0 | 0 | 0 | 0 | 0 | 0 | 0 | 0 | 0 | 0 | 0 | 0 | 0 | 0 | 0 | 0 | 0 | 0 | 0 | 49.92 | 49.92 | 49.92 | 0 | 0 | 0 | 0 | 0 | 0% | 0% | 0% | 0% | 0% | 0% | 0% | 0% | 0% | [9 empty] | 0 | 0 | 0 | 0 | 0 | 0 | 0 | 0 | 0 | 0 | 0 | 0 | 0 | Existing & Under Const. Plant
| 24 | Ameri_2016 | SouthWest Ghana Group | Gas | Gas Combustion Turbine | 0 | 0 | 0 | 0 | 0 | 0 | 0 | 0 | 0 | 0 | 0 | 0 | 0 | 0 | 0 | 0 | 0 | 0 | 14.54 | 14.54 | 14.54 | 15.2324 | 0 | 0 | 0 | 0 | 0 | 0 | 0 | 0 | 0 | 0 | 0 | 0 | 0 | 0 | 0 | 0 | 0 | 0 | 0 | 0 | 0 | 0 | 0 | 230 | 230 | 230 | 230 | 0 | 0 | 0 | 0 | 0 | 0% | 0% | 0% | 0% | 0% | 0% | 0% | 0% | 0% | [9 empty] | 0 | 0 | 0 | 0 | 0 | 0 | 0 | 0 | 0 | 0 | 0 | 0 | 0 | Existing & Under Const. Plant
| 25 | Ameri_2021 | SouthWest Ghana Group | Gas | Gas Combustion Turbine | 0 | 0 | 0 | 0 | 0 | 12.9794 | 0 | 0 | 0 | 0 | 0 | 0 | 0 | 0 | 1277.2483 | 0 | 0 | 0 | 0 | 0 | 0 | 0 | 14.4961 | 14.4961 | 14.4088 | 14.4088 | 13.1782 | 0 | 0 | 0 | 0 | 0 | 4.17 | 0 | 0 | 0 | 0 | 0 | 0 | 0 | 0 | 0 | 0 | 0 | 0 | 0 | 0 | 0 | 0 | 230 | 230 | 230 | 230 | 230 | 0% | 0% | 0% | 0% | 0% | 63.39% | 0% | 0% | 0% | [9 empty] | 0 | 0 | 0 | 0 | 0 | 0 | 0 | 0 | 0 | 0 | 0 | 0 | 0 | Existing & Under Const. Plant
| 26 | Bui | Northern Ghana Group | Water | Hydro | 0 | 0 | 0 | 0 | 0 | 0 | 0 | 0 | 0 | 669.5865 | 669.5867 | 669.5863 | 669.5863 | 660.7761 | 660.776 | 639.6312 | 614.9625 | 614.9625 | 27.74 | 27.74 | 27.74 | 29.061 | 27.6562 | 27.6562 | 27.4896 | 27.4896 | 25.142 | 1.63 | 1.63 | 1.63 | 1.63 | 1.63 | 1.63 | 1.63 | 1.63 | 1.63 | 0 | 0 | 0 | 0 | 0 | 0 | 0 | 0 | 0 | 330 | 330 | 330 | 330 | 330 | 330 | 330 | 330 | 330 | 23.16% | 23.16% | 23.16% | 23.16% | 22.86% | 22.86% | 22.13% | 21.27% | 21.27% | [9 empty] | 0 | 0 | 0 | 0 | 0 | 0 | 0 | 0 | 0 | 0 | 0 | 0 | 0 | Existing & Under Const. Plant
| 27 | Akosombo | SouthEast Ghana Group | Water | Hydro | 0 | 0 | 0 | 0 | 0 | 0 | 0 | 0 | 0 | 3681.6893 | 3681.6892 | 4016.3875 | 4016.3894 | 4245.5402 | 4245.5402 | 3791.3375 | 3261.4332 | 3261.4332 | 9.16 | 9.16 | 9.16 | 9.5962 | 9.1323 | 9.1323 | 9.0773 | 9.0773 | 8.3021 | 0.98 | 0.98 | 0.98 | 0.98 | 0.98 | 0.98 | 0.98 | 0.98 | 0.98 | 0 | 0 | 0 | 0 | 0 | 0 | 0 | 0 | 0 | 900 | 900 | 900 | 900 | 900 | 900 | 900 | 900 | 900 | 46.7% | 46.7% | 50.94% | 50.94% | 53.85% | 53.85% | 48.09% | 41.37% | 41.37% | [9 empty] | 0 | 0 | 0 | 0 | 0 | 0 | 0 | 0 | 0 | 0 | 0 | 0 | 0 | Existing & Under Const. Plant
| 28 | Kpong | SouthEast Ghana Group | Water | Hydro | 0 | 0 | 0 | 0 | 0 | 0 | 0 | 0 | 0 | 722.7074 | 722.7074 | 788.4082 | 788.408 | 833.861 | 833.8609 | 745.8933 | 643.2642 | 643.2642 | 9.16 | 9.16 | 9.16 | 9.5962 | 9.1323 | 9.1323 | 9.0773 | 9.0773 | 8.3021 | 0.98 | 0.98 | 0.98 | 0.98 | 0.98 | 0.98 | 0.98 | 0.98 | 0.98 | 0 | 0 | 0 | 0 | 0 | 0 | 0 | 0 | 0 | 140 | 140 | 140 | 140 | 140 | 140 | 140 | 140 | 140 | 58.93% | 58.93% | 64.29% | 64.29% | 67.99% | 67.99% | 60.82% | 52.45% | 52.45% | [9 empty] | 0 | 0 | 0 | 0 | 0 | 0 | 0 | 0 | 0 | 0 | 0 | 0 | 0 | Existing & Under Const. Plant
| 29 | Cote d'Ivoire Dummy | Cote d'Ivoire | Water | Hydro | 0 | 0 | 0 | 0 | 0 | 0 | 0 | 0 | 0 | 814.6797 | 814.6799 | 814.6797 | 814.68 | 814.6798 | 814.68 | 814.6803 | 814.6798 | 814.6796 | 0 | 0 | 0 | 0 | 0 | 0 | 0 | 0 | 0 | 10 | 10 | 10 | 10 | 10 | 10 | 10 | 10 | 10 | 0 | 0 | 0 | 0 | 0 | 0 | 0 | 0 | 0 | 150 | 150 | 150 | 150 | 150 | 150 | 150 | 150 | 150 | 62% | 62% | 62% | 62% | 62% | 62% | 62% | 62% | 62% | [9 empty] | 0 | 0 | 0 | 0 | 0 | 0 | 0 | 0 | 0 | 0 | 0 | 0 | 0 | Existing & Under Const. Plant
| 30 | Burkina Dummy | Burkina Group | Water | Hydro | 0 | 0 | 0 | 0 | 0 | 0 | 0 | 0 | 0 | 0.438 | 0.438 | 0.438 | 0.438 | 4.818 | 4.818 | 4.818 | 4.818 | 4.818 | 0 | 0 | 0 | 0 | 0 | 0 | 0 | 0 | 0 | 10 | 10 | 10 | 10 | 10 | 10 | 10 | 10 | 10 | 0 | 0 | 0 | 0 | 0 | 0 | 0 | 0 | 0 | 10 | 10 | 10 | 10 | 110 | 110 | 110 | 110 | 110 | 0.5% | 0.5% | 0.5% | 0.5% | 0.5% | 0.5% | 0.5% | 0.5% | 0.5% | [9 empty] | 0 | 0 | 0 | 0 | 0 | 0 | 0 | 0 | 0 | 0 | 0 | 0 | 0 | Existing & Under Const. Plant
| 31 | VRA Solar | Northern Ghana Group | Sun | Solar PV | 0 | 0 | 0 | 0 | 0 | 0 | 0 | 0 | 0 | 2.7132 | 2.7132 | 2.7132 | 2.7132 | 2.7132 | 2.7132 | 2.7132 | 2.7132 | 2.7132 | 0 | 0 | 0 | 0 | 0 | 0 | 0 | 0 | 0 | 0 | 0 | 0 | 0 | 0 | 0 | 0 | 0 | 0 | 0 | 0 | 0 | 0 | 0 | 0 | 0 | 0 | 0 | 1.8 | 1.8 | 1.8 | 1.8 | 1.8 | 1.8 | 1.8 | 1.8 | 1.8 | 17.21% | 17.21% | 17.21% | 17.21% | 17.21% | 17.21% | 17.21% | 17.21% | 17.21% | [9 empty] | 0 | 0 | 0 | 0 | 0 | 0 | 0 | 0 | 0 | 0 | 0 | 0 | 0 | Existing & Under Const. Plant
| 32 | BXC Solar | SouthEast Ghana Group | Sun | Solar PV | 0 | 0 | 0 | 0 | 0 | 0 | 0 | 0 | 0 | 24.0159 | 24.0159 | 24.0159 | 24.0159 | 24.0159 | 24.0159 | 24.0159 | 24.0159 | 0 | 0 | 0 | 0 | 0 | 0 | 0 | 0 | 0 | 0 | 0 | 0 | 0 | 0 | 0 | 0 | 0 | 0 | 0 | 0 | 0 | 0 | 0 | 0 | 0 | 0 | 0 | 0 | 18 | 18 | 18 | 18 | 18 | 18 | 18 | 18 | 0 | 15.23% | 15.23% | 15.23% | 15.23% | 15.23% | 15.23% | 15.23% | 15.23% | 0% | [9 empty] | 0 | 0 | 0 | 0 | 0 | 0 | 0 | 0 | 0 | 0 | 0 | 0 | 0 | Existing & Under Const. Plant
| 35 | SOUT BIOGAS 2018 | SouthEast Ghana Group | Biogas | Biogas | 0 | 0 | 0 | 0 | 0 | 0 | 0.57846 | 0.55099 | 0.57846 | 0 | 0 | 0 | 0 | 0 | 0 | 32.1369 | 30.6108 | 32.1369 | 0 | 0 | 0 | 0 | 0 | 0 | 406.6168 | 406.6168 | 371.8912 | 0 | 0 | 0 | 0 | 0 | 0 | 5.5 | 5.5 | 5.5 | 0 | 0 | 0 | 0 | 0 | 0 | 0 | 0 | 0 | 0 | 0 | 0 | 0 | 0 | 0 | 4.316 | 4.316 | 4.316 | 0% | 0% | 0% | 0% | 0% | 0% | 85% | 80.96% | 85% | 0 | 0 | 0 | 0 | 0 | 0 | 21.7527 | 0 | 0 | 0 | 0 | 0 | 0 | 0 | 0 | 6.9311 | 0 | 0 | 0 | 7.6242 | 0 | 23.928 | Unplanned Build | Potential Build Biogas2018
| 41 | SOUT COAL STEAM TURBINE 2026 | SouthWest Ghana Group | Coal | Coal Steam Turbine | 0 | 0 | 0 | 0 | 0 | 31.5903 | 31.5903 | 31.3285 | 31.5903 | 0 | 0 | 0 | 0 | 0 | 3589.8042 | 3589.8042 | 3560.0618 | 3589.8042 | 0 | 0 | 0 | 0 | 0 | 64.8036 | 64.4134 | 64.4134 | 58.9124 | 0 | 0 | 0 | 0 | 0 | 6.034 | 6.034 | 6.034 | 6.034 | 0 | 0 | 0 | 0 | 0 | 0 | 0 | 0 | 0 | 0 | 0 | 0 | 0 | 0 | 482.112 | 482.112 | 482.112 | 482.112 | 0% | 0% | 0% | 0% | 0% | 85% | 85% | 84.3% | 85% | 0 | 0 | 0 | 0 | 0 | 1520.5812 | 0 | 0 | 0 | 0 | 0 | 0 | 0 | 0 | 644.8749 | 0 | 0 | 0 | 709.3624 | 709.3624 | 1520.5812 | 1672.6394 | Unplanned Build | Potential Build Coal2026
| 45 | SOUT COMBINED CYCLE 2019 | SouthEast Ghana Group | Oil/Gas | Oil/Gas Combined Cycle | 0 | 0 | 0 | 0 | 0 | 0 | 0 | 0 | 164.466 | 0 | 0 | 0 | 0 | 0 | 0 | 0 | 0 | 22684.9633 | 0 | 0 | 0 | 0 | 0 | 0 | 0 | 0 | 13.5952 | 0 | 0 | 0 | 0 | 0 | 0 | 0 | 0 | 3.48 | 0 | 0 | 0 | 0 | 0 | 0 | 0 | 0 | 0 | 0 | 0 | 0 | 0 | 0 | 0 | 0 | 0 | 3162.41 | 0% | 0% | 0% | 0% | 0% | 0% | 0% | 0% | 81.89% | 0 | 0 | 0 | 0 | 0 | 0 | 0 | 0 | 3292.0688 | 0 | 0 | 0 | 0 | 0 | 0 | 0 | 0 | 404.4174 | 0 | 0 | 0 | 0 | Unplanned Build | Potential Build Oil/Gas Combined Cycle2019
| 52 | NORT HYDRO SMALL 2026 | Northern Ghana Group | Water | Hydro | 0 | 0 | 0 | 0 | 0 | 0 | 0 | 0 | 0 | 0 | 0 | 0 | 0 | 0 | 182.11 | 182.11 | 182.11 | 182.11 | 0 | 0 | 0 | 0 | 0 | 44.864 | 44.5939 | 44.5939 | 40.7855 | 0 | 0 | 0 | 0 | 0 | 3 | 3 | 3 | 3 | 0 | 0 | 0 | 0 | 0 | 0 | 0 | 0 | 0 | 0 | 0 | 0 | 0 | 0 | 57.5469 | 57.5469 | 57.5469 | 57.5469 | 0% | 0% | 0% | 0% | 0% | 36.12% | 36.12% | 36.12% | 36.12% | 0 | 0 | 0 | 0 | 0 | 276.2251 | 0 | 0 | 0 | 0 | 0 | 0 | 0 | 0 | 117.1464 | 0 | 0 | 0 | 128.8611 | 128.8611 | 276.2251 | 303.8476 | Unplanned Build | Potential Build Hydro Small2026NORT
| 54 | ASHA INTERRUPTIBLE 2016 | Ashanti Group | Interruptible | Interruptible | 0 | 0 | 0 | 0 | 0 | 0 | 0 | 0 | 0 | 0 | 0 | 0 | 0 | 0 | 0 | 0 | 0 | 0 | 0 | 0 | 0 | 0 | 0 | 0 | 0 | 0 | 0 | 0 | 0 | 0 | 0 | 0 | 0 | 0 | 0 | 0 | 0 | 0 | 0 | 0 | 0 | 0 | 0 | 0 | 0 | 129.301 | 221.447 | 0 | 0 | 39.4406 | 218.624 | 0 | 0 | 0 | 0% | 0% | 0% | 0% | 0% | 0% | 0% | 0% | 0% | [9 empty] | 0 | 0 | 0 | 0 | 0 | 0 | 0 | 0 | 0 | 0 | 0 | 0 | 0 | Unplanned Build | Potential Build Interruptible2016
| 55 | BURK INTERRUPTIBLE 2016 | Burkina Group | Interruptible | Interruptible | 0 | 0 | 0 | 0 | 0 | 0 | 0 | 0 | 0 | 0 | 0 | 0 | 0 | 0 | 0 | 0 | 0 | 0 | 0 | 0 | 0 | 0 | 0 | 0 | 0 | 0 | 0 | 0 | 0 | 0 | 0 | 0 | 0 | 0 | 0 | 0 | 0 | 0 | 0 | 0 | 0 | 0 | 0 | 0 | 0 | 0 | 0 | 0 | 0 | 18.9827 | 147.755 | 0 | 0 | 0 | 0% | 0% | 0% | 0% | 0% | 0% | 0% | 0% | 0% | [9 empty] | 0 | 0 | 0 | 0 | 0 | 0 | 0 | 0 | 0 | 0 | 0 | 0 | 0 | Unplanned Build | Potential Build Interruptible2016
| 58 | NORT INTERRUPTIBLE 2016 | Northern Ghana Group | Interruptible | Interruptible | 0 | 0 | 0 | 0 | 0 | 0 | 0 | 0 | 0 | 0 | 0 | 0 | 0 | 0 | 0 | 0 | 0 | 0 | 0 | 0 | 0 | 0 | 0 | 0 | 0 | 0 | 0 | 0 | 0 | 0 | 0 | 0 | 0 | 0 | 0 | 0 | 0 | 0 | 0 | 0 | 0 | 0 | 0 | 0 | 0 | 0 | 0 | 0 | 35.4976 | 0 | 22.9877 | 0 | 0 | 0 | 0% | 0% | 0% | 0% | 0% | 0% | 0% | 0% | 0% | [9 empty] | 0 | 0 | 0 | 0 | 0 | 0 | 0 | 0 | 0 | 0 | 0 | 0 | 0 | Unplanned Build | Potential Build Interruptible2016
| 62 | SOUT NUCLEAR 2030 | SouthWest Ghana Group | Uranium | Nuclear | 0 | 0 | 0 | 0 | 0 | 0 | 210.9242 | 392.5523 | 392.5523 | 0 | 0 | 0 | 0 | 0 | 0 | 20478.0768 | 38111.8692 | 38111.8692 | 0 | 0 | 0 | 0 | 0 | 0 | 99.0975 | 99.0975 | 90.6344 | 0 | 0 | 0 | 0 | 0 | 0 | 2.3 | 2.3 | 2.3 | 0 | 0 | 0 | 0 | 0 | 0 | 0 | 0 | 0 | 0 | 0 | 0 | 0 | 0 | 0 | 2460.72 | 4579.66 | 4579.66 | 0% | 0% | 0% | 0% | 0% | 0% | 95% | 95% | 95% | 0 | 0 | 0 | 0 | 0 | 0 | 15337.6678 | 13207.353 | 0 | 0 | 0 | 0 | 0 | 0 | 0 | 4887.0536 | 2613.0044 | 0 | 0 | 8250.0638 | 0 | 31399.5229 | Unplanned Build | Potential Build Nuclear2030
| 63 | ASHA SOLAR PV 2020 | Ashanti Group | Sun | Solar PV | 0 | 0 | 0 | 0 | 0 | 0 | 0 | 0 | 0 | 0 | 0 | 0 | 6.3375 | 19.0126 | 19.0126 | 19.0126 | 19.0126 | 19.0126 | 0 | 0 | 0 | 25.981 | 24.7251 | 24.7251 | 24.5762 | 24.5762 | 22.4773 | 0 | 0 | 0 | 0 | 0 | 0 | 0 | 0 | 0 | 0 | 0 | 0 | 0 | 0 | 0 | 0 | 0 | 0 | 0 | 0 | 0 | 5 | 15 | 15 | 15 | 15 | 15 | 0% | 0% | 0% | 14.47% | 14.47% | 14.47% | 14.47% | 14.47% | 14.47% | 0 | 0 | 0 | 6.2149 | 12.4297 | 0 | 0 | 0 | 0 | 0 | 0 | 0 | 4.2448 | 7.0163 | 0 | 0 | 0 | 0 | 12.3872 | 12.3872 | 18.6446 | 20.509 | Unplanned Build | Potential Build Solar PV2020
| 64 | ASHA SOLAR PV 2026 | Ashanti Group | Sun | Solar PV | 0 | 0 | 0 | 0 | 0 | 0 | 0 | 0 | 0 | 0 | 0 | 0 | 0 | 0 | 12.6751 | 38.0252 | 38.0252 | 38.0252 | 0 | 0 | 0 | 0 | 0 | 24.7251 | 24.5762 | 24.5762 | 22.4773 | 0 | 0 | 0 | 0 | 0 | 0 | 0 | 0 | 0 | 0 | 0 | 0 | 0 | 0 | 0 | 0 | 0 | 0 | 0 | 0 | 0 | 0 | 0 | 10 | 30 | 30 | 30 | 0% | 0% | 0% | 0% | 0% | 14.47% | 14.47% | 14.47% | 14.47% | 0 | 0 | 0 | 0 | 0 | 10.2003 | 20.4006 | 0 | 0 | 0 | 0 | 0 | 0 | 0 | 4.3259 | 6.5003 | 0 | 0 | 4.7585 | 11.9088 | 10.2003 | 33.661 | Unplanned Build | Potential Build Solar PV2026
| 65 | ASHA SOLAR PV 2035 | Ashanti Group | Sun | Solar PV | 0 | 0 | 0 | 0 | 0 | 0 | 0 | 0 | 0 | 0 | 0 | 0 | 0 | 0 | 0 | 0 | 0 | 57.0377 | 0 | 0 | 0 | 0 | 0 | 0 | 0 | 0 | 22.6586 | 0 | 0 | 0 | 0 | 0 | 0 | 0 | 0 | 0 | 0 | 0 | 0 | 0 | 0 | 0 | 0 | 0 | 0 | 0 | 0 | 0 | 0 | 0 | 0 | 0 | 0 | 45 | 0% | 0% | 0% | 0% | 0% | 0% | 0% | 0% | 14.47% | 0 | 0 | 0 | 0 | 0 | 0 | 0 | 0 | 65.2261 | 0 | 0 | 0 | 0 | 0 | 0 | 0 | 0 | 8.0128 | 0 | 0 | 0 | 0 | Unplanned Build | Potential Build Solar PV2035
| 66 | SOUT SOLAR PV 2020 | SouthWest Ghana Group | Sun | Solar PV | 0 | 0 | 0 | 0 | 0 | 0 | 0 | 0 | 0 | 0 | 0 | 0 | 0 | 12.6751 | 12.6751 | 12.6751 | 12.6751 | 12.6751 | 0 | 0 | 0 | 0 | 24.7251 | 24.7251 | 24.5762 | 24.5762 | 22.4773 | 0 | 0 | 0 | 0 | 0 | 0 | 0 | 0 | 0 | 0 | 0 | 0 | 0 | 0 | 0 | 0 | 0 | 0 | 0 | 0 | 0 | 0 | 10 | 10 | 10 | 10 | 10 | 0% | 0% | 0% | 0% | 14.47% | 14.47% | 14.47% | 14.47% | 14.47% | 0 | 0 | 0 | 0 | 12.4297 | 0 | 0 | 0 | 0 | 0 | 0 | 0 | 0 | 7.0163 | 0 | 0 | 0 | 0 | 7.7179 | 7.7179 | 12.4297 | 13.6727 | Unplanned Build | Potential Build Solar PV2020
| 67 | SOUT SOLAR PV 2026 | SouthWest Ghana Group | Sun | Solar PV | 0 | 0 | 0 | 0 | 0 | 0 | 0 | 0 | 0 | 0 | 0 | 0 | 0 | 0 | 12.6751 | 25.3501 | 25.3501 | 25.3501 | 0 | 0 | 0 | 0 | 0 | 24.7251 | 24.5762 | 24.5762 | 22.4773 | 0 | 0 | 0 | 0 | 0 | 0 | 0 | 0 | 0 | 0 | 0 | 0 | 0 | 0 | 0 | 0 | 0 | 0 | 0 | 0 | 0 | 0 | 0 | 10 | 20 | 20 | 20 | 0% | 0% | 0% | 0% | 0% | 14.47% | 14.47% | 14.47% | 14.47% | 0 | 0 | 0 | 0 | 0 | 10.2003 | 10.2003 | 0 | 0 | 0 | 0 | 0 | 0 | 0 | 4.3259 | 3.2501 | 0 | 0 | 4.7585 | 8.3337 | 10.2003 | 22.4407 | Unplanned Build | Potential Build Solar PV2026
| 68 | SOUT SOLAR PV 2035 | SouthWest Ghana Group | Sun | Solar PV | 0 | 0 | 0 | 0 | 0 | 0 | 0 | 0 | 0 | 0 | 0 | 0 | 0 | 0 | 0 | 0 | 0 | 44.3627 | 0 | 0 | 0 | 0 | 0 | 0 | 0 | 0 | 22.6586 | 0 | 0 | 0 | 0 | 0 | 0 | 0 | 0 | 0 | 0 | 0 | 0 | 0 | 0 | 0 | 0 | 0 | 0 | 0 | 0 | 0 | 0 | 0 | 0 | 0 | 0 | 35 | 0% | 0% | 0% | 0% | 0% | 0% | 0% | 0% | 14.47% | 0 | 0 | 0 | 0 | 0 | 0 | 0 | 0 | 50.7314 | 0 | 0 | 0 | 0 | 0 | 0 | 0 | 0 | 6.2321 | 0 | 0 | 0 | 0 | Unplanned Build | Potential Build Solar PV2035
| 69 | NORT SOLAR PV 2018 | Northern Ghana Group | Sun | Solar PV | 0 | 0 | 0 | 0 | 0 | 0 | 0 | 0 | 0 | 0 | 0 | 67.5263 | 67.5263 | 67.5263 | 67.5263 | 67.5263 | 67.5263 | 67.5263 | 0 | 0 | 24.8 | 25.981 | 24.7251 | 24.7251 | 24.5762 | 24.5762 | 22.4773 | 0 | 0 | 0 | 0 | 0 | 0 | 0 | 0 | 0 | 0 | 0 | 0 | 0 | 0 | 0 | 0 | 0 | 0 | 0 | 0 | 47.1565 | 47.1565 | 47.1565 | 47.1565 | 47.1565 | 47.1565 | 47.1565 | 0% | 0% | 16.35% | 16.35% | 16.35% | 16.35% | 16.35% | 16.35% | 16.35% | 0 | 0 | 58.6155 | 0 | 0 | 0 | 0 | 0 | 0 | 0 | 0 | 44.0387 | 0 | 0 | 0 | 0 | 0 | 0 | 48.4426 | 48.4426 | 58.6155 | 64.4771 | Unplanned Build | Potential Build Solar PV2018
| 70 | NORT SOLAR PV 2020 | Northern Ghana Group | Sun | Solar PV | 0 | 0 | 0 | 0 | 0 | 0 | 0 | 0 | 0 | 0 | 0 | 0 | 71.598 | 214.7941 | 214.7941 | 214.7941 | 214.7941 | 214.7941 | 0 | 0 | 0 | 25.981 | 24.7251 | 24.7251 | 24.5762 | 24.5762 | 22.4773 | 0 | 0 | 0 | 0 | 0 | 0 | 0 | 0 | 0 | 0 | 0 | 0 | 0 | 0 | 0 | 0 | 0 | 0 | 0 | 0 | 0 | 50 | 150 | 150 | 150 | 150 | 150 | 0% | 0% | 0% | 16.35% | 16.35% | 16.35% | 16.35% | 16.35% | 16.35% | 0 | 0 | 0 | 62.1486 | 124.2972 | 0 | 0 | 0 | 0 | 0 | 0 | 0 | 42.4483 | 70.1625 | 0 | 0 | 0 | 0 | 123.8719 | 123.8719 | 186.4458 | 205.0904 | Unplanned Build | Potential Build Solar PV2020
| 71 | NORT SOLAR PV 2023 | Northern Ghana Group | Sun | Solar PV | 0 | 0 | 0 | 0 | 0 | 0 | 0 | 0 | 0 | 0 | 0 | 0 | 0 | 71.598 | 143.1961 | 143.1961 | 143.1961 | 143.1961 | 0 | 0 | 0 | 0 | 24.7251 | 24.7251 | 24.5762 | 24.5762 | 22.4773 | 0 | 0 | 0 | 0 | 0 | 0 | 0 | 0 | 0 | 0 | 0 | 0 | 0 | 0 | 0 | 0 | 0 | 0 | 0 | 0 | 0 | 0 | 50 | 100 | 100 | 100 | 100 | 0% | 0% | 0% | 0% | 16.35% | 16.35% | 16.35% | 16.35% | 16.35% | 0 | 0 | 0 | 0 | 58.31 | 58.31 | 0 | 0 | 0 | 0 | 0 | 0 | 0 | 32.9145 | 24.7291 | 0 | 0 | 0 | 63.408 | 63.408 | 116.62 | 128.282 | Unplanned Build | Potential Build Solar PV2023
| 72 | NORT SOLAR PV 2026 | Northern Ghana Group | Sun | Solar PV | 0 | 0 | 0 | 0 | 0 | 0 | 0 | 0 | 0 | 0 | 0 | 0 | 0 | 0 | 71.598 | 214.7941 | 214.7941 | 214.7941 | 0 | 0 | 0 | 0 | 0 | 24.7251 | 24.5762 | 24.5762 | 22.4773 | 0 | 0 | 0 | 0 | 0 | 0 | 0 | 0 | 0 | 0 | 0 | 0 | 0 | 0 | 0 | 0 | 0 | 0 | 0 | 0 | 0 | 0 | 0 | 50 | 150 | 150 | 150 | 0% | 0% | 0% | 0% | 0% | 16.35% | 16.35% | 16.35% | 16.35% | 0 | 0 | 0 | 0 | 0 | 51.0016 | 102.0031 | 0 | 0 | 0 | 0 | 0 | 0 | 0 | 21.6296 | 32.5013 | 0 | 0 | 23.7926 | 59.5441 | 51.0016 | 168.3052 | Unplanned Build | Potential Build Solar PV2026
| 73 | NORT SOLAR PV 2030 | Northern Ghana Group | Sun | Solar PV | 0 | 0 | 0 | 0 | 0 | 0 | 0 | 0 | 0 | 0 | 0 | 0 | 0 | 0 | 0 | 35.799 | 178.9951 | 178.9951 | 0 | 0 | 0 | 0 | 0 | 0 | 24.5762 | 24.5762 | 22.4773 | 0 | 0 | 0 | 0 | 0 | 0 | 0 | 0 | 0 | 0 | 0 | 0 | 0 | 0 | 0 | 0 | 0 | 0 | 0 | 0 | 0 | 0 | 0 | 0 | 25 | 125 | 125 | 0% | 0% | 0% | 0% | 0% | 0% | 16.35% | 16.35% | 16.35% | 0 | 0 | 0 | 0 | 0 | 0 | 23.5918 | 94.3672 | 0 | 0 | 0 | 0 | 0 | 0 | 0 | 7.5171 | 18.67 | 0 | 0 | 28.8058 | 0 | 129.7548 | Unplanned Build | Potential Build Solar PV2030
| 74 | NORT SOLAR PV 2035 | Northern Ghana Group | Sun | Solar PV | 0 | 0 | 0 | 0 | 0 | 0 | 0 | 0 | 0 | 0 | 0 | 0 | 0 | 0 | 0 | 0 | 71.598 | 429.5883 | 0 | 0 | 0 | 0 | 0 | 0 | 0 | 24.5762 | 22.4773 | 0 | 0 | 0 | 0 | 0 | 0 | 0 | 0 | 0 | 0 | 0 | 0 | 0 | 0 | 0 | 0 | 0 | 0 | 0 | 0 | 0 | 0 | 0 | 0 | 0 | 50 | 300 | 0% | 0% | 0% | 0% | 0% | 0% | 0% | 16.35% | 16.35% | 0 | 0 | 0 | 0 | 0 | 0 | 0 | 72.4734 | 362.367 | 0 | 0 | 0 | 0 | 0 | 0 | 0 | 14.3385 | 44.5153 | 0 | 15.7723 | 0 | 79.7207 | Unplanned Build | Potential Build Solar PV2035
| 76 | SOUT SOLAR PV 2020 | SouthEast Ghana Group | Sun | Solar PV | 0 | 0 | 0 | 0 | 0 | 0 | 0 | 0 | 0 | 0 | 0 | 0 | 1.8814 | 65.2567 | 65.2567 | 65.2567 | 65.2567 | 65.2567 | 0 | 0 | 0 | 25.981 | 24.7251 | 24.7251 | 24.5762 | 24.5762 | 22.4773 | 0 | 0 | 0 | 0 | 0 | 0 | 0 | 0 | 0 | 0 | 0 | 0 | 0 | 0 | 0 | 0 | 0 | 0 | 0 | 0 | 0 | 1.4844 | 51.4843 | 51.4843 | 51.4843 | 51.4843 | 51.4843 | 0% | 0% | 0% | 14.47% | 14.47% | 14.47% | 14.47% | 14.47% | 14.47% | 0 | 0 | 0 | 1.845 | 62.1486 | 0 | 0 | 0 | 0 | 0 | 0 | 0 | 1.2602 | 35.0813 | 0 | 0 | 0 | 0 | 39.9756 | 39.9756 | 63.9936 | 70.393 | Unplanned Build | Potential Build Solar PV2020
| 77 | SOUT SOLAR PV 2026 | SouthEast Ghana Group | Sun | Solar PV | 0 | 0 | 0 | 0 | 0 | 0 | 0 | 0 | 0 | 0 | 0 | 0 | 0 | 0 | 31.6876 | 221.8134 | 221.8134 | 221.8134 | 0 | 0 | 0 | 0 | 0 | 24.7251 | 24.5762 | 24.5762 | 22.4773 | 0 | 0 | 0 | 0 | 0 | 0 | 0 | 0 | 0 | 0 | 0 | 0 | 0 | 0 | 0 | 0 | 0 | 0 | 0 | 0 | 0 | 0 | 0 | 25 | 175 | 175 | 175 | 0% | 0% | 0% | 0% | 0% | 14.47% | 14.47% | 14.47% | 14.47% | 0 | 0 | 0 | 0 | 0 | 25.5008 | 153.0047 | 0 | 0 | 0 | 0 | 0 | 0 | 0 | 10.8148 | 48.752 | 0 | 0 | 11.8963 | 65.5235 | 25.5008 | 196.3561 | Unplanned Build | Potential Build Solar PV2026
| 78 | SOUT SOLAR PV 2035 | SouthEast Ghana Group | Sun | Solar PV | 0 | 0 | 0 | 0 | 0 | 0 | 0 | 0 | 0 | 0 | 0 | 0 | 0 | 0 | 0 | 0 | 0 | 221.8134 | 0 | 0 | 0 | 0 | 0 | 0 | 0 | 0 | 22.6586 | 0 | 0 | 0 | 0 | 0 | 0 | 0 | 0 | 0 | 0 | 0 | 0 | 0 | 0 | 0 | 0 | 0 | 0 | 0 | 0 | 0 | 0 | 0 | 0 | 0 | 0 | 175 | 0% | 0% | 0% | 0% | 0% | 0% | 0% | 0% | 14.47% | 0 | 0 | 0 | 0 | 0 | 0 | 0 | 0 | 253.6569 | 0 | 0 | 0 | 0 | 0 | 0 | 0 | 0 | 31.1607 | 0 | 0 | 0 | 0 | Unplanned Build | Potential Build Solar PV2035
| 80 | SOUT SOLAR PV 2020 | SouthWest Ghana Group | Sun | Solar PV | 0 | 0 | 0 | 0 | 0 | 0 | 0 | 0 | 0 | 0 | 0 | 0 | 0 | 38.0252 | 76.0503 | 76.0503 | 76.0503 | 76.0503 | 0 | 0 | 0 | 0 | 24.7251 | 24.7251 | 24.5762 | 24.5762 | 22.4773 | 0 | 0 | 0 | 0 | 0 | 0 | 0 | 0 | 0 | 0 | 0 | 0 | 0 | 0 | 0 | 0 | 0 | 0 | 0 | 0 | 0 | 0 | 30 | 60 | 60 | 60 | 60 | 0% | 0% | 0% | 0% | 14.47% | 14.47% | 14.47% | 14.47% | 14.47% | 0 | 0 | 0 | 0 | 37.2892 | 37.2892 | 0 | 0 | 0 | 0 | 0 | 0 | 0 | 21.0488 | 15.8142 | 0 | 0 | 0 | 40.5493 | 40.5493 | 74.5783 | 82.0362 | Unplanned Build | Potential Build Solar PV2020
| 81 | SOUT SOLAR PV 2026 | SouthWest Ghana Group | Sun | Solar PV | 0 | 0 | 0 | 0 | 0 | 0 | 0 | 0 | 0 | 0 | 0 | 0 | 0 | 0 | 25.3501 | 126.7505 | 126.7505 | 126.7505 | 0 | 0 | 0 | 0 | 0 | 24.7251 | 24.5762 | 24.5762 | 22.4773 | 0 | 0 | 0 | 0 | 0 | 0 | 0 | 0 | 0 | 0 | 0 | 0 | 0 | 0 | 0 | 0 | 0 | 0 | 0 | 0 | 0 | 0 | 0 | 20 | 100 | 100 | 100 | 0% | 0% | 0% | 0% | 0% | 14.47% | 14.47% | 14.47% | 14.47% | 0 | 0 | 0 | 0 | 0 | 20.4006 | 81.6025 | 0 | 0 | 0 | 0 | 0 | 0 | 0 | 8.6519 | 26.0011 | 0 | 0 | 9.517 | 38.1182 | 20.4006 | 112.2035 | Unplanned Build | Potential Build Solar PV2026
| 82 | SOUT SOLAR PV 2035 | SouthWest Ghana Group | Sun | Solar PV | 0 | 0 | 0 | 0 | 0 | 0 | 0 | 0 | 0 | 0 | 0 | 0 | 0 | 0 | 0 | 0 | 0 | 139.4256 | 0 | 0 | 0 | 0 | 0 | 0 | 0 | 0 | 22.6586 | 0 | 0 | 0 | 0 | 0 | 0 | 0 | 0 | 0 | 0 | 0 | 0 | 0 | 0 | 0 | 0 | 0 | 0 | 0 | 0 | 0 | 0 | 0 | 0 | 0 | 0 | 110 | 0% | 0% | 0% | 0% | 0% | 0% | 0% | 0% | 14.47% | 0 | 0 | 0 | 0 | 0 | 0 | 0 | 0 | 159.4415 | 0 | 0 | 0 | 0 | 0 | 0 | 0 | 0 | 19.5867 | 0 | 0 | 0 | 0 | Unplanned Build | Potential Build Solar PV2035
| 84 | SOUT SOLAR PV 2026 | SouthEast Ghana Group | Sun | Solar PV | 0 | 0 | 0 | 0 | 0 | 0 | 0 | 0 | 0 | 0 | 0 | 0 | 0 | 0 | 12.6751 | 25.3501 | 25.3501 | 25.3501 | 0 | 0 | 0 | 0 | 0 | 24.7251 | 24.5762 | 24.5762 | 22.4773 | 0 | 0 | 0 | 0 | 0 | 0 | 0 | 0 | 0 | 0 | 0 | 0 | 0 | 0 | 0 | 0 | 0 | 0 | 0 | 0 | 0 | 0 | 0 | 10 | 20 | 20 | 20 | 0% | 0% | 0% | 0% | 0% | 14.47% | 14.47% | 14.47% | 14.47% | 0 | 0 | 0 | 0 | 0 | 10.2003 | 10.2003 | 0 | 0 | 0 | 0 | 0 | 0 | 0 | 4.3259 | 3.2501 | 0 | 0 | 4.7585 | 8.3337 | 10.2003 | 22.4407 | Unplanned Build | Potential Build Solar PV2026
| 85 | SOUT SOLAR PV 2035 | SouthEast Ghana Group | Sun | Solar PV | 0 | 0 | 0 | 0 | 0 | 0 | 0 | 0 | 0 | 0 | 0 | 0 | 0 | 0 | 0 | 0 | 0 | 25.3501 | 0 | 0 | 0 | 0 | 0 | 0 | 0 | 0 | 22.6586 | 0 | 0 | 0 | 0 | 0 | 0 | 0 | 0 | 0 | 0 | 0 | 0 | 0 | 0 | 0 | 0 | 0 | 0 | 0 | 0 | 0 | 0 | 0 | 0 | 0 | 0 | 20 | 0% | 0% | 0% | 0% | 0% | 0% | 0% | 0% | 14.47% | 0 | 0 | 0 | 0 | 0 | 0 | 0 | 0 | 28.9894 | 0 | 0 | 0 | 0 | 0 | 0 | 0 | 0 | 3.5612 | 0 | 0 | 0 | 0 | Unplanned Build | Potential Build Solar PV2035
| 87 | ASHA SOLAR PV WITH STORAGE 2026 | Ashanti Group | Sun + storage | Solar PV + Storage | 0 | 0 | 0 | 0 | 0 | 0 | 0 | 0 | 0 | 0 | 0 | 0 | 0 | 0 | 0 | 12.675 | 12.675 | 12.675 | 0 | 0 | 0 | 0 | 0 | 0 | 27.7473 | 27.7473 | 25.3776 | 0 | 0 | 0 | 0 | 0 | 0 | 0 | 0 | 0 | 0 | 0 | 0 | 0 | 0 | 0 | 0 | 0 | 0 | 0 | 0 | 0 | 0 | 0 | 0 | 10 | 10 | 10 | 0% | 0% | 0% | 0% | 0% | 0% | 14.47% | 14.47% | 14.47% | 0 | 0 | 0 | 0 | 0 | 0 | 15.625 | 0 | 0 | 0 | 0 | 0 | 0 | 0 | 0 | 4.9786 | 0 | 0 | 0 | 5.4765 | 0 | 17.1875 | Unplanned Build | Potential Build Solar PV with storage2026
| 88 | ASHA SOLAR PV WITH STORAGE 2035 | Ashanti Group | Sun + storage | Solar PV + Storage | 0 | 0 | 0 | 0 | 0 | 0 | 0 | 0 | 0 | 0 | 0 | 0 | 0 | 0 | 0 | 0 | 0 | 31.6876 | 0 | 0 | 0 | 0 | 0 | 0 | 0 | 0 | 25.3776 | 0 | 0 | 0 | 0 | 0 | 0 | 0 | 0 | 0 | 0 | 0 | 0 | 0 | 0 | 0 | 0 | 0 | 0 | 0 | 0 | 0 | 0 | 0 | 0 | 0 | 0 | 25 | 0% | 0% | 0% | 0% | 0% | 0% | 0% | 0% | 14.47% | 0 | 0 | 0 | 0 | 0 | 0 | 0 | 0 | 33.75 | 0 | 0 | 0 | 0 | 0 | 0 | 0 | 0 | 4.1461 | 0 | 0 | 0 | 0 | Unplanned Build | Potential Build Solar PV with storage2035
| 90 | SOUT SOLAR PV WITH STORAGE 2026 | SouthWest Ghana Group | Sun + storage | Solar PV + Storage | 0 | 0 | 0 | 0 | 0 | 0 | 0 | 0 | 0 | 0 | 0 | 0 | 0 | 0 | 0 | 6.3375 | 6.3375 | 6.3375 | 0 | 0 | 0 | 0 | 0 | 0 | 27.7473 | 27.7473 | 25.3776 | 0 | 0 | 0 | 0 | 0 | 0 | 0 | 0 | 0 | 0 | 0 | 0 | 0 | 0 | 0 | 0 | 0 | 0 | 0 | 0 | 0 | 0 | 0 | 0 | 5 | 5 | 5 | 0% | 0% | 0% | 0% | 0% | 0% | 14.47% | 14.47% | 14.47% | 0 | 0 | 0 | 0 | 0 | 0 | 7.8125 | 0 | 0 | 0 | 0 | 0 | 0 | 0 | 0 | 2.4893 | 0 | 0 | 0 | 2.7382 | 0 | 8.5938 | Unplanned Build | Potential Build Solar PV with storage2026
| 93 | NORT SOLAR PV WITH STORAGE 2026 | Northern Ghana Group | Sun + storage | Solar PV + Storage | 0 | 0 | 0 | 0 | 0 | 0 | 0 | 0 | 0 | 0 | 0 | 0 | 0 | 0 | 0 | 63.3752 | 63.3752 | 63.3752 | 0 | 0 | 0 | 0 | 0 | 0 | 27.7473 | 27.7473 | 25.3776 | 0 | 0 | 0 | 0 | 0 | 0 | 0 | 0 | 0 | 0 | 0 | 0 | 0 | 0 | 0 | 0 | 0 | 0 | 0 | 0 | 0 | 0 | 0 | 0 | 50 | 50 | 50 | 0% | 0% | 0% | 0% | 0% | 0% | 14.47% | 14.47% | 14.47% | 0 | 0 | 0 | 0 | 0 | 0 | 78.125 | 0 | 0 | 0 | 0 | 0 | 0 | 0 | 0 | 24.893 | 0 | 0 | 0 | 27.3823 | 0 | 85.9375 | Unplanned Build | Potential Build Solar PV with storage2026
| 96 | SOUT SOLAR PV WITH STORAGE 2026 | SouthEast Ghana Group | Sun + storage | Solar PV + Storage | 0 | 0 | 0 | 0 | 0 | 0 | 0 | 0 | 0 | 0 | 0 | 0 | 0 | 0 | 0 | 95.0629 | 95.0629 | 95.0629 | 0 | 0 | 0 | 0 | 0 | 0 | 27.7473 | 27.7473 | 25.3776 | 0 | 0 | 0 | 0 | 0 | 0 | 0 | 0 | 0 | 0 | 0 | 0 | 0 | 0 | 0 | 0 | 0 | 0 | 0 | 0 | 0 | 0 | 0 | 0 | 75 | 75 | 75 | 0% | 0% | 0% | 0% | 0% | 0% | 14.47% | 14.47% | 14.47% | 0 | 0 | 0 | 0 | 0 | 0 | 117.1875 | 0 | 0 | 0 | 0 | 0 | 0 | 0 | 0 | 37.3395 | 0 | 0 | 0 | 41.0735 | 0 | 128.9062 | Unplanned Build | Potential Build Solar PV with storage2026
| 99 | SOUT SOLAR PV WITH STORAGE 2026 | SouthWest Ghana Group | Sun + storage | Solar PV + Storage | 0 | 0 | 0 | 0 | 0 | 0 | 0 | 0 | 0 | 0 | 0 | 0 | 0 | 0 | 0 | 50.7002 | 50.7002 | 50.7002 | 0 | 0 | 0 | 0 | 0 | 0 | 27.7473 | 27.7473 | 25.3776 | 0 | 0 | 0 | 0 | 0 | 0 | 0 | 0 | 0 | 0 | 0 | 0 | 0 | 0 | 0 | 0 | 0 | 0 | 0 | 0 | 0 | 0 | 0 | 0 | 40 | 40 | 40 | 0% | 0% | 0% | 0% | 0% | 0% | 14.47% | 14.47% | 14.47% | 0 | 0 | 0 | 0 | 0 | 0 | 62.5 | 0 | 0 | 0 | 0 | 0 | 0 | 0 | 0 | 19.9144 | 0 | 0 | 0 | 21.9059 | 0 | 68.75 | Unplanned Build | Potential Build Solar PV with storage2026
| 102 | SOUT SOLAR PV WITH STORAGE 2026 | SouthEast Ghana Group | Sun + storage | Solar PV + Storage | 0 | 0 | 0 | 0 | 0 | 0 | 0 | 0 | 0 | 0 | 0 | 0 | 0 | 0 | 0 | 6.3375 | 6.3375 | 6.3375 | 0 | 0 | 0 | 0 | 0 | 0 | 27.7473 | 27.7473 | 25.3776 | 0 | 0 | 0 | 0 | 0 | 0 | 0 | 0 | 0 | 0 | 0 | 0 | 0 | 0 | 0 | 0 | 0 | 0 | 0 | 0 | 0 | 0 | 0 | 0 | 5 | 5 | 5 | 0% | 0% | 0% | 0% | 0% | 0% | 14.47% | 14.47% | 14.47% | 0 | 0 | 0 | 0 | 0 | 0 | 7.8125 | 0 | 0 | 0 | 0 | 0 | 0 | 0 | 0 | 2.4893 | 0 | 0 | 0 | 2.7382 | 0 | 8.5938 | Unplanned Build | Potential Build Solar PV with storage2026
| 104 | SOUT WIND TURBINE 2020 | SouthEast Ghana Group | Wind | Wind | 0 | 0 | 0 | 0 | 0 | 0 | 0 | 0 | 0 | 0 | 0 | 0 | 175.1525 | 350.305 | 525.4575 | 525.4575 | 525.4575 | 525.4575 | 0 | 0 | 0 | 48.9343 | 46.5689 | 46.5689 | 46.2884 | 46.2884 | 42.3353 | 0 | 0 | 0 | 0 | 0 | 0 | 0 | 0 | 0 | 0 | 0 | 0 | 0 | 0 | 0 | 0 | 0 | 0 | 0 | 0 | 0 | 75 | 150 | 225 | 225 | 225 | 225 | 0% | 0% | 0% | 26.66% | 26.66% | 26.66% | 26.66% | 26.66% | 26.66% | 0 | 0 | 0 | 130.7634 | 130.7634 | 130.7634 | 0 | 0 | 0 | 0 | 0 | 0 | 89.3132 | 73.8125 | 55.4564 | 0 | 0 | 0 | 240.4404 | 240.4404 | 392.2902 | 431.5192 | Unplanned Build | Potential Build Wind2020
| 105 | SOUT WIND TURBINE 2026 | SouthEast Ghana Group | Wind | Wind | 0 | 0 | 0 | 0 | 0 | 0 | 0 | 0 | 0 | 0 | 0 | 0 | 0 | 0 | 175.1525 | 408.6892 | 525.4575 | 525.4575 | 0 | 0 | 0 | 0 | 0 | 46.5689 | 46.2884 | 46.2884 | 42.3353 | 0 | 0 | 0 | 0 | 0 | 0 | 0 | 0 | 0 | 0 | 0 | 0 | 0 | 0 | 0 | 0 | 0 | 0 | 0 | 0 | 0 | 0 | 0 | 75 | 175 | 225 | 225 | 0% | 0% | 0% | 0% | 0% | 26.66% | 26.66% | 26.66% | 26.66% | 0 | 0 | 0 | 0 | 0 | 81.4226 | 108.5635 | 54.2818 | 0 | 0 | 0 | 0 | 0 | 0 | 34.5311 | 34.5917 | 10.7394 | 0 | 37.9843 | 87.8484 | 81.4226 | 268.6947 | Unplanned Build | Potential Build Wind2026
| 106 | SOUT WIND TURBINE 2035 | SouthEast Ghana Group | Wind | Wind | 0 | 0 | 0 | 0 | 0 | 0 | 0 | 0 | 0 | 0 | 0 | 0 | 0 | 0 | 0 | 0 | 233.5367 | 233.5367 | 0 | 0 | 0 | 0 | 0 | 0 | 0 | 46.5758 | 42.5982 | 0 | 0 | 0 | 0 | 0 | 0 | 0 | 0 | 0 | 0 | 0 | 0 | 0 | 0 | 0 | 0 | 0 | 0 | 0 | 0 | 0 | 0 | 0 | 0 | 0 | 100 | 100 | 0% | 0% | 0% | 0% | 0% | 0% | 0% | 26.66% | 26.66% | 0 | 0 | 0 | 0 | 0 | 0 | 0 | 151.4787 | 0 | 0 | 0 | 0 | 0 | 0 | 0 | 0 | 29.9693 | 0 | 0 | 32.9662 | 0 | 166.6266 | Unplanned Build | Potential Build Wind2035
[6 empty] | 0 | 0 | 0 | 0 | 0 | 0 | 0 |  |  | 0 | 0 | 0 | 0 | 0 | 0 | 0 |  |  | 0 | 0 | 0 | 0 | 0 | 0 | 0 |  |  | 0 | 0 | 0 | 0 | 0 | 0 | 0 |  |  | 0 | 0 | 0 | 0 | 0 | 0 | 0 |  |  | 0 | 0 | 0 | 0 | 0 | 0 | 0 |  |  | 0 | 0 | 0 | 0 | 0 | 0 | 0

## LowDemandhighCostLowWater
Back to Contents | [77 empty] | 90.91% | 82.64% | 75.13% | 68.3% | 56.45% | 42.41% | 31.86% | 19.78% | 12.28% | Cap Cost NPV |  | Cap Cost -- no NPV
|  | Plant Name |  |  |  | FUEL CONSUMPTION | [8 empty] | GENERATION | [8 empty] | FOM (USD/kW-yr | [8 empty] | VOM (USD/MWh) | [8 empty] | Fuel Cost (USD/MWh) | [8 empty] | Available Capacity | [8 empty] | Capacity Factors | [8 empty] | Total Capital Cost | [8 empty] | Total Capital Cost (NPV) | [8 empty] | 1512.482 | 2455.415 | 2929.3507 | 7437.3757 | Unplanned? | Plant Name
| UnitID |  | Model Region | Fuel Type | Capacity Type | 2017 | 2018 | 2019 | 2020 | 2023 | 2026 | 2030 | 2035 | 2040 | 2017 | 2018 | 2019 | 2020 | 2023 | 2026 | 2030 | 2035 | 2040 | 2017 | 2018 | 2019 | 2020 | 2023 | 2026 | 2030 | 2035 | 2040 | 2017 | 2018 | 2019 | 2020 | 2023 | 2026 | 2030 | 2035 | 2040 | 2017 | 2018 | 2019 | 2020 | 2023 | 2026 | 2030 | 2035 | 2040 | 2017 | 2018 | 2019 | 2020 | 2023 | 2026 | 2030 | 2035 | 2040 | 2017 | 2018 | 2019 | 2020 | 2023 | 2026 | 2030 | 2035 | 2040 | 2017 | 2018 | 2019 | 2020 | 2023 | 2026 | 2030 | 2035 | 2040 | 2017 | 2018 | 2019 | 2020 | 2023 | 2026 | 2030 | 2035 | 2040 | 10-year | 20-year | 10-year | 20-year
| 1 | CENIT | SouthEast Ghana Group | Oil | Oil Combustion | 0 | 0 | 0 | 0 | 0 | 0 | 0 | 0 | 0 | 0 | 0 | 0 | 0 | 0 | 0 | 0 | 0 | 0 | 11.83 | 11.83 | 11.83 | 12.3933 | 11.7943 | 11.7943 | 11.7232 | 0 | 0 | 0 | 0 | 0 | 0 | 0 | 0 | 0 | 0 | 0 | 0 | 0 | 0 | 0 | 0 | 0 | 0 | 0 | 0 | 100 | 100 | 100 | 100 | 100 | 100 | 100 | 0 | 0 | 0% | 0% | 0% | 0% | 0% | 0% | 0% | 0% | 0% | [9 empty] | 0 | 0 | 0 | 0 | 0 | 0 | 0 | 0 | 0 | 0 | 0 | 0 | 0 | Existing & Under Const. Plant
| 2 | Trojan 2B | SouthEast Ghana Group | Oil | Oil Combustion | 1.0933 | 0 | 0 | 0 | 0 | 0 | 0 | 0 | 0 | 129.5385 | 0 | 0 | 0 | 0 | 0 | 0 | 0 | 0 | 34 | 34 | 34 | 35.619 | 0 | 0 | 0 | 0 | 0 | 5.5 | 0 | 0 | 0 | 0 | 0 | 0 | 0 | 0 | 0 | 0 | 0 | 0 | 0 | 0 | 0 | 0 | 0 | 16.25 | 16.25 | 16.25 | 16.25 | 0 | 0 | 0 | 0 | 0 | 91% | 0% | 0% | 0% | 0% | 0% | 0% | 0% | 0% | [9 empty] | 0 | 0 | 0 | 0 | 0 | 0 | 0 | 0 | 0 | 0 | 0 | 0 | 0 | Existing & Under Const. Plant
| 3 | Trojan 2A | Ashanti Group | Oil | Oil Combustion | 0.26958 | 0 | 0 | 0 | 0 | 0 | 0 | 0 | 0 | 31.941 | 0 | 0 | 0 | 0 | 0 | 0 | 0 | 0 | 34 | 34 | 34 | 35.619 | 0 | 0 | 0 | 0 | 0 | 5.5 | 0 | 0 | 0 | 0 | 0 | 0 | 0 | 0 | 0 | 0 | 0 | 0 | 0 | 0 | 0 | 0 | 0 | 16.25 | 16.25 | 16.25 | 16.25 | 0 | 0 | 0 | 0 | 0 | 22.44% | 0% | 0% | 0% | 0% | 0% | 0% | 0% | 0% | [9 empty] | 0 | 0 | 0 | 0 | 0 | 0 | 0 | 0 | 0 | 0 | 0 | 0 | 0 | Existing & Under Const. Plant
| 4 | GP Tarkwa Plant | SouthWest Ghana Group | Oil | Oil Combustion | 0 | 0 | 0 | 0 | 0 | 0 | 0 | 0.0083896 | 0.044014 | 0 | 0 | 0 | 0 | 0 | 0 | 0 | 0.84522 | 4.4343 | 17.5 | 17.5 | 17.5 | 18.3333 | 17.4471 | 17.4471 | 17.3421 | 17.3421 | 15.861 | 0 | 0 | 0 | 0 | 0 | 0 | 0 | 3.5 | 3.5 | 0 | 0 | 0 | 0 | 0 | 0 | 0 | 0 | 0 | 33 | 33 | 33 | 33 | 33 | 33 | 33 | 33 | 33 | 0% | 0% | 0% | 0% | 0% | 0% | 0% | 0.2924% | 1.534% | [9 empty] | 0 | 0 | 0 | 0 | 0 | 0 | 0 | 0 | 0 | 0 | 0 | 0 | 0 | Existing & Under Const. Plant
| 5 | GP Chirano Plant | SouthWest Ghana Group | Oil | Oil Combustion | 0 | 0 | 0 | 0 | 0 | 0 | 0 | 0 | 0 | 0 | 0 | 0 | 0 | 0 | 0 | 0 | 0 | 0 | 17.5 | 17.5 | 17.5 | 18.3333 | 17.4471 | 17.4471 | 17.3421 | 17.3421 | 15.861 | 0 | 0 | 0 | 0 | 0 | 0 | 0 | 0 | 0 | 0 | 0 | 0 | 0 | 0 | 0 | 0 | 0 | 0 | 30 | 30 | 30 | 30 | 30 | 30 | 30 | 30 | 30 | 0% | 0% | 0% | 0% | 0% | 0% | 0% | 0% | 0% | [9 empty] | 0 | 0 | 0 | 0 | 0 | 0 | 0 | 0 | 0 | 0 | 0 | 0 | 0 | Existing & Under Const. Plant
| 6 | GP Darmang Plant | SouthWest Ghana Group | Oil | Oil Combustion | 0 | 0 | 0 | 0 | 0 | 0 | 0 | 0 | 0.016127 | 0 | 0 | 0 | 0 | 0 | 0 | 0 | 0 | 1.5171 | 17.5 | 17.5 | 17.5 | 18.3333 | 17.4471 | 17.4471 | 17.3421 | 17.3421 | 15.861 | 0 | 0 | 0 | 0 | 0 | 0 | 0 | 0 | 3.5 | 0 | 0 | 0 | 0 | 0 | 0 | 0 | 0 | 0 | 25.5 | 25.5 | 25.5 | 25.5 | 25.5 | 25.5 | 25.5 | 25.5 | 25.5 | 0% | 0% | 0% | 0% | 0% | 0% | 0% | 0% | 0.6792% | [9 empty] | 0 | 0 | 0 | 0 | 0 | 0 | 0 | 0 | 0 | 0 | 0 | 0 | 0 | Existing & Under Const. Plant
| 7 | SAPP 2 | SouthEast Ghana Group | Oil/Gas | Oil/Gas Combined Cycle | 7.6694 | 23.5117 | 20.4409 | 13.6024 | 16.9573 | 11.3099 | 13.1751 | 6.6727 | 13.3669 | 983.2592 | 3014.3158 | 2620.6332 | 1743.8923 | 2174.0186 | 1449.9889 | 1689.1155 | 855.4727 | 1713.7091 | 16 | 16 | 16 | 16.7619 | 15.9517 | 15.9517 | 15.8556 | 15.8556 | 14.5015 | 3.5 | 3.5 | 3.5 | 3.5 | 3.5 | 3.5 | 3.5 | 3.5 | 3.5 | 0 | 0 | 0 | 0 | 0 | 0 | 0 | 0 | 0 | 370 | 370 | 370 | 370 | 370 | 370 | 370 | 370 | 370 | 30.34% | 93% | 80.85% | 53.8% | 67.07% | 44.74% | 52.11% | 26.39% | 52.87% | [9 empty] | 0 | 0 | 0 | 0 | 0 | 0 | 0 | 0 | 0 | 0 | 0 | 0 | 0 | Existing & Under Const. Plant
| 8 | Cenpower | SouthEast Ghana Group | Oil/Gas | Oil/Gas Combined Cycle | 0 | 3.4883 | 7.6345 | 0 | 0 | 0 | 0 | 0 | 0 | 0 | 445.5084 | 975.0267 | 0 | 0 | 0 | 0 | 0 | 0 | 0 | 16 | 16 | 16.7619 | 15.9517 | 15.9517 | 15.8556 | 15.8556 | 14.5015 | 0 | 3.5 | 3.5 | 0 | 0 | 0 | 0 | 0 | 0 | 0 | 0 | 0 | 0 | 0 | 0 | 0 | 0 | 0 | 0 | 340 | 340 | 340 | 340 | 340 | 340 | 340 | 340 | 0% | 14.96% | 32.74% | 0% | 0% | 0% | 0% | 0% | 0% | [9 empty] | 0 | 0 | 0 | 0 | 0 | 0 | 0 | 0 | 0 | 0 | 0 | 0 | 0 | Existing & Under Const. Plant
| 9 | KarpowerShip 1 | SouthEast Ghana Group | Oil/Gas | Oil/Gas Combined Cycle | 14.837 | 0 | 0 | 0 | 0 | 0 | 0 | 0 | 0 | 1942.0128 | 0 | 0 | 0 | 0 | 0 | 0 | 0 | 0 | 177.828 | 0 | 0 | 0 | 0 | 0 | 0 | 0 | 0 | 3.5 | 0 | 0 | 0 | 0 | 0 | 0 | 0 | 0 | 0 | 0 | 0 | 0 | 0 | 0 | 0 | 0 | 0 | 247 | 0 | 0 | 0 | 0 | 0 | 0 | 0 | 0 | 89.75% | 0% | 0% | 0% | 0% | 0% | 0% | 0% | 0% | [9 empty] | 0 | 0 | 0 | 0 | 0 | 0 | 0 | 0 | 0 | 0 | 0 | 0 | 0 | Existing & Under Const. Plant
| 10 | AKSA | SouthEast Ghana Group | Oil/Gas | Oil/Gas Combined Cycle | 10.1595 | 0 | 0 | 0 | 0 | 0 | 0 | 0 | 0 | 1195.236 | 0 | 0 | 0 | 0 | 0 | 0 | 0 | 0 | 16 | 16 | 16 | 16.7619 | 15.9517 | 15.9517 | 15.8556 | 15.8556 | 14.5015 | 3.5 | 0 | 0 | 0 | 0 | 0 | 0 | 0 | 0 | 0 | 0 | 0 | 0 | 0 | 0 | 0 | 0 | 0 | 250 | 375 | 375 | 375 | 375 | 375 | 375 | 375 | 375 | 54.58% | 0% | 0% | 0% | 0% | 0% | 0% | 0% | 0% | [9 empty] | 0 | 0 | 0 | 0 | 0 | 0 | 0 | 0 | 0 | 0 | 0 | 0 | 0 | Existing & Under Const. Plant
| 11 | TAPCO (T1) | SouthWest Ghana Group | Oil/Gas | Oil/Gas Combined Cycle | 11.645 | 17.1872 | 17.1872 | 12.368 | 12.7731 | 0 | 1.3794 | 0.27963 | 0 | 1496.2074 | 2208.3 | 2208.3 | 1589.1082 | 1641.1584 | 0 | 177.2372 | 35.9287 | 0 | 18.7 | 18.7 | 18.7 | 19.5905 | 18.6435 | 18.6435 | 18.5312 | 18.5312 | 16.9486 | 5 | 5 | 5 | 5 | 5 | 0 | 5 | 5 | 0 | 0 | 0 | 0 | 0 | 0 | 0 | 0 | 0 | 0 | 305 | 305 | 305 | 305 | 305 | 305 | 305 | 305 | 305 | 56% | 82.65% | 82.65% | 59.48% | 61.43% | 0% | 6.634% | 1.345% | 0% | [9 empty] | 0 | 0 | 0 | 0 | 0 | 0 | 0 | 0 | 0 | 0 | 0 | 0 | 0 | Existing & Under Const. Plant
| 12 | TICO (T2) | SouthWest Ghana Group | Oil/Gas | Oil/Gas Combined Cycle | 17.7346 | 17.7346 | 17.7346 | 17.7346 | 17.7346 | 16.7006 | 17.7346 | 17.7346 | 1.9203 | 2382.7198 | 2382.72 | 2382.72 | 2382.72 | 2382.7199 | 2243.7961 | 2382.72 | 2382.7201 | 257.9979 | 30.94 | 30.94 | 30.94 | 32.4133 | 30.8465 | 30.8465 | 30.6608 | 30.6608 | 28.0423 | 4.9 | 4.9 | 4.9 | 4.9 | 4.9 | 4.9 | 4.9 | 4.9 | 4.9 | 0 | 0 | 0 | 0 | 0 | 0 | 0 | 0 | 0 | 320 | 320 | 320 | 320 | 320 | 320 | 320 | 320 | 320 | 85% | 85% | 85% | 85% | 85% | 80.04% | 85% | 85% | 9.204% | [9 empty] | 0 | 0 | 0 | 0 | 0 | 0 | 0 | 0 | 0 | 0 | 0 | 0 | 0 | Existing & Under Const. Plant
| 13 | Amandi | SouthWest Ghana Group | Oil/Gas | Oil/Gas Combined Cycle | 0 | 0 | 0.0036517 | 0 | 0 | 0 | 0 | 0 | 0 | 0 | 0 | 0.44533 | 0 | 0 | 0 | 0 | 0 | 0 | 0 | 0 | 30.94 | 32.4133 | 30.8465 | 30.8465 | 30.6608 | 30.6608 | 28.0423 | 0 | 0 | 4.9 | 0 | 0 | 0 | 0 | 0 | 0 | 0 | 0 | 0 | 0 | 0 | 0 | 0 | 0 | 0 | 0 | 0 | 190 | 190 | 190 | 190 | 190 | 190 | 190 | 0% | 0% | 0.02676% | 0% | 0% | 0% | 0% | 0% | 0% | [9 empty] | 0 | 0 | 0 | 0 | 0 | 0 | 0 | 0 | 0 | 0 | 0 | 0 | 0 | Existing & Under Const. Plant
| 14 | KarpowerShip 2 | SouthWest Ghana Group | Oil/Gas | Oil/Gas Combined Cycle | 0 | 16.7786 | 0 | 0 | 0 | 0 | 0 | 0 | 0 | 0 | 1970.7068 | 0 | 0 | 0 | 0 | 0 | 0 | 0 | 0 | 177.828 | 177.828 | 186.296 | 177.2908 | 0 | 0 | 0 | 0 | 0 | 3.5 | 0 | 0 | 0 | 0 | 0 | 0 | 0 | 0 | 0 | 0 | 0 | 0 | 0 | 0 | 0 | 0 | 0 | 450 | 450 | 450 | 450 | 0 | 0 | 0 | 0 | 0% | 49.99% | 0% | 0% | 0% | 0% | 0% | 0% | 0% | [9 empty] | 0 | 0 | 0 | 0 | 0 | 0 | 0 | 0 | 0 | 0 | 0 | 0 | 0 | Existing & Under Const. Plant
| 15 | Early Power | SouthEast Ghana Group | Oil/Gas | Oil/Gas Combustion | 0 | 0 | 7.7096 | 23.0656 | 23.0656 | 23.0656 | 23.0656 | 22.5055 | 22.911 | 0 | 0 | 1027.9476 | 3075.417 | 3075.417 | 3075.417 | 3075.417 | 3000.7399 | 3054.7945 | 0 | 0 | 16 | 16.7619 | 15.9517 | 15.9517 | 15.8556 | 15.8556 | 14.5015 | 0 | 0 | 3.5 | 3.5 | 3.5 | 3.5 | 3.5 | 3.5 | 3.5 | 0 | 0 | 0 | 0 | 0 | 0 | 0 | 0 | 0 | 0 | 0 | 377.5 | 377.5 | 377.5 | 377.5 | 377.5 | 377.5 | 377.5 | 0% | 0% | 31.08% | 93% | 93% | 93% | 93% | 90.74% | 92.38% | [9 empty] | 0 | 0 | 0 | 0 | 0 | 0 | 0 | 0 | 0 | 0 | 0 | 0 | 0 | Existing & Under Const. Plant
| 16 | TT1PP | SouthEast Ghana Group | Oil/Gas | Oil/Gas Combustion | 0 | 0 | 0 | 0 | 0 | 0 | 0 | 0 | 0 | 0 | 0 | 0 | 0 | 0 | 0 | 0 | 0 | 0 | 14.3 | 14.3 | 14.3 | 14.981 | 14.2568 | 14.2568 | 14.1709 | 14.1709 | 12.9607 | 0 | 0 | 0 | 0 | 0 | 0 | 0 | 0 | 0 | 0 | 0 | 0 | 0 | 0 | 0 | 0 | 0 | 0 | 100 | 100 | 100 | 100 | 100 | 100 | 100 | 100 | 100 | 0% | 0% | 0% | 0% | 0% | 0% | 0% | 0% | 0% | [9 empty] | 0 | 0 | 0 | 0 | 0 | 0 | 0 | 0 | 0 | 0 | 0 | 0 | 0 | Existing & Under Const. Plant
| 17 | KTPP | SouthEast Ghana Group | Oil/Gas | Oil/Gas Combustion | 0.85156 | 0 | 0 | 0 | 0 | 0 | 0 | 0 | 0 | 78.1252 | 0 | 0 | 0 | 0 | 0 | 0 | 0 | 0 | 12.3 | 12.3 | 12.3 | 12.8857 | 12.2628 | 12.2628 | 12.189 | 12.189 | 11.148 | 3.5 | 0 | 0 | 0 | 0 | 0 | 0 | 0 | 0 | 0 | 0 | 0 | 0 | 0 | 0 | 0 | 0 | 0 | 200 | 200 | 200 | 200 | 200 | 200 | 200 | 200 | 200 | 4.459% | 0% | 0% | 0% | 0% | 0% | 0% | 0% | 0% | [9 empty] | 0 | 0 | 0 | 0 | 0 | 0 | 0 | 0 | 0 | 0 | 0 | 0 | 0 | Existing & Under Const. Plant
| 18 | Trojan 1 | SouthEast Ghana Group | Oil/Gas | Oil/Gas Combustion | 1.6793 | 0 | 0 | 0 | 0 | 0 | 0 | 0 | 0 | 198.9711 | 0 | 0 | 0 | 0 | 0 | 0 | 0 | 0 | 34 | 34 | 34 | 35.619 | 0 | 0 | 0 | 0 | 0 | 5.5 | 0 | 0 | 0 | 0 | 0 | 0 | 0 | 0 | 0 | 0 | 0 | 0 | 0 | 0 | 0 | 0 | 0 | 24.96 | 24.96 | 24.96 | 24.96 | 0 | 0 | 0 | 0 | 0 | 91% | 0% | 0% | 0% | 0% | 0% | 0% | 0% | 0% | [9 empty] | 0 | 0 | 0 | 0 | 0 | 0 | 0 | 0 | 0 | 0 | 0 | 0 | 0 | Existing & Under Const. Plant
| 19 | MRP | SouthEast Ghana Group | Oil/Gas | Oil/Gas Combustion | 0 | 0 | 0 | 0 | 0 | 0 | 0 | 0 | 0 | 0 | 0 | 0 | 0 | 0 | 0 | 0 | 0 | 0 | 12.5737 | 12.5737 | 12.5737 | 13.1725 | 12.5357 | 12.5357 | 12.4602 | 12.4602 | 11.3961 | 0 | 0 | 0 | 0 | 0 | 0 | 0 | 0 | 0 | 0 | 0 | 0 | 0 | 0 | 0 | 0 | 0 | 0 | 70 | 70 | 70 | 70 | 70 | 70 | 70 | 70 | 70 | 0% | 0% | 0% | 0% | 0% | 0% | 0% | 0% | 0% | [9 empty] | 0 | 0 | 0 | 0 | 0 | 0 | 0 | 0 | 0 | 0 | 0 | 0 | 0 | Existing & Under Const. Plant
| 20 | Safisana | SouthEast Ghana Group | Biogas | Biogas | 0.010052 | 0.010052 | 0.010052 | 0.010052 | 0.010052 | 0.010052 | 0.010052 | 0.010052 | 0.010052 | 0.7446 | 0.7446 | 0.7446 | 0.7446 | 0.7446 | 0.7446 | 0.7446 | 0.7446 | 0.7446 | 35 | 35 | 35 | 36.6667 | 34.8943 | 34.8943 | 34.6841 | 34.6841 | 31.7221 | 4.2 | 4.2 | 4.2 | 4.2 | 4.2 | 4.2 | 4.2 | 4.2 | 4.2 | 0 | 0 | 0 | 0 | 0 | 0 | 0 | 0 | 0 | 0.1 | 0.1 | 0.1 | 0.1 | 0.1 | 0.1 | 0.1 | 0.1 | 0.1 | 85% | 85% | 85% | 85% | 85% | 85% | 85% | 85% | 85% | [9 empty] | 0 | 0 | 0 | 0 | 0 | 0 | 0 | 0 | 0 | 0 | 0 | 0 | 0 | Existing & Under Const. Plant
| 21 | TT2PP | SouthEast Ghana Group | Gas | Gas Combustion Turbine | 0.49259 | 0 | 0 | 0 | 0 | 0 | 0 | 0 | 0 | 50.6784 | 0 | 0 | 0 | 0 | 0 | 0 | 0 | 0 | 12.1007 | 12.1007 | 12.1007 | 12.6769 | 12.0641 | 12.0641 | 11.9915 | 11.9915 | 10.9674 | 4.5 | 0 | 0 | 0 | 0 | 0 | 0 | 0 | 0 | 0 | 0 | 0 | 0 | 0 | 0 | 0 | 0 | 0 | 45 | 45 | 45 | 45 | 45 | 45 | 45 | 45 | 45 | 12.86% | 0% | 0% | 0% | 0% | 0% | 0% | 0% | 0% | [9 empty] | 0 | 0 | 0 | 0 | 0 | 0 | 0 | 0 | 0 | 0 | 0 | 0 | 0 | Existing & Under Const. Plant
| 22 | SAPP 1 | SouthEast Ghana Group | Gas | Gas Combustion Turbine | 3.0667 | 0 | 0 | 0 | 0 | 0 | 0 | 0 | 0 | 328.6972 | 0 | 0 | 0 | 0 | 0 | 0 | 0 | 0 | 11.83 | 11.83 | 11.83 | 12.3933 | 11.7943 | 11.7943 | 11.7232 | 11.7232 | 10.7221 | 4.5 | 0 | 0 | 0 | 0 | 0 | 0 | 0 | 0 | 0 | 0 | 0 | 0 | 0 | 0 | 0 | 0 | 0 | 180 | 180 | 180 | 180 | 180 | 180 | 180 | 180 | 180 | 20.85% | 0% | 0% | 0% | 0% | 0% | 0% | 0% | 0% | [9 empty] | 0 | 0 | 0 | 0 | 0 | 0 | 0 | 0 | 0 | 0 | 0 | 0 | 0 | Existing & Under Const. Plant
| 23 | Trojan 3 | SouthEast Ghana Group | Gas | Gas Combustion Turbine | 0 | 0 | 0 | 0 | 0 | 0 | 0 | 0 | 0 | 0 | 0 | 0 | 0 | 0 | 0 | 0 | 0 | 0 | 0 | 34 | 34 | 35.619 | 0 | 0 | 0 | 0 | 0 | 0 | 0 | 0 | 0 | 0 | 0 | 0 | 0 | 0 | 0 | 0 | 0 | 0 | 0 | 0 | 0 | 0 | 0 | 0 | 49.92 | 49.92 | 49.92 | 0 | 0 | 0 | 0 | 0 | 0% | 0% | 0% | 0% | 0% | 0% | 0% | 0% | 0% | [9 empty] | 0 | 0 | 0 | 0 | 0 | 0 | 0 | 0 | 0 | 0 | 0 | 0 | 0 | Existing & Under Const. Plant
| 24 | Ameri_2016 | SouthWest Ghana Group | Gas | Gas Combustion Turbine | 0 | 0 | 0 | 0 | 0 | 0 | 0 | 0 | 0 | 0 | 0 | 0 | 0 | 0 | 0 | 0 | 0 | 0 | 14.54 | 14.54 | 14.54 | 15.2324 | 0 | 0 | 0 | 0 | 0 | 0 | 0 | 0 | 0 | 0 | 0 | 0 | 0 | 0 | 0 | 0 | 0 | 0 | 0 | 0 | 0 | 0 | 0 | 230 | 230 | 230 | 230 | 0 | 0 | 0 | 0 | 0 | 0% | 0% | 0% | 0% | 0% | 0% | 0% | 0% | 0% | [9 empty] | 0 | 0 | 0 | 0 | 0 | 0 | 0 | 0 | 0 | 0 | 0 | 0 | 0 | Existing & Under Const. Plant
| 25 | Ameri_2021 | SouthWest Ghana Group | Gas | Gas Combustion Turbine | 0 | 0 | 0 | 0 | 0 | 0 | 0 | 0 | 0 | 0 | 0 | 0 | 0 | 0 | 0 | 0 | 0 | 0 | 0 | 0 | 0 | 0 | 14.4961 | 14.4961 | 14.4088 | 14.4088 | 13.1782 | 0 | 0 | 0 | 0 | 0 | 0 | 0 | 0 | 0 | 0 | 0 | 0 | 0 | 0 | 0 | 0 | 0 | 0 | 0 | 0 | 0 | 0 | 230 | 230 | 230 | 230 | 230 | 0% | 0% | 0% | 0% | 0% | 0% | 0% | 0% | 0% | [9 empty] | 0 | 0 | 0 | 0 | 0 | 0 | 0 | 0 | 0 | 0 | 0 | 0 | 0 | Existing & Under Const. Plant
| 26 | Bui | Northern Ghana Group | Water | Hydro | 0 | 0 | 0 | 0 | 0 | 0 | 0 | 0 | 0 | 669.5864 | 669.5863 | 669.5865 | 669.5865 | 660.7761 | 660.7762 | 639.6313 | 614.9623 | 614.9626 | 27.74 | 27.74 | 27.74 | 29.061 | 27.6562 | 27.6562 | 27.4896 | 27.4896 | 25.142 | 1.63 | 1.63 | 1.63 | 1.63 | 1.63 | 1.63 | 1.63 | 1.63 | 1.63 | 0 | 0 | 0 | 0 | 0 | 0 | 0 | 0 | 0 | 330 | 330 | 330 | 330 | 330 | 330 | 330 | 330 | 330 | 23.16% | 23.16% | 23.16% | 23.16% | 22.86% | 22.86% | 22.13% | 21.27% | 21.27% | [9 empty] | 0 | 0 | 0 | 0 | 0 | 0 | 0 | 0 | 0 | 0 | 0 | 0 | 0 | Existing & Under Const. Plant
| 27 | Akosombo | SouthEast Ghana Group | Water | Hydro | 0 | 0 | 0 | 0 | 0 | 0 | 0 | 0 | 0 | 3681.6895 | 3681.6892 | 4016.3892 | 4016.3898 | 4245.5397 | 4245.5413 | 3791.3369 | 3261.4326 | 3261.4335 | 9.16 | 9.16 | 9.16 | 9.5962 | 9.1323 | 9.1323 | 9.0773 | 9.0773 | 8.3021 | 0.98 | 0.98 | 0.98 | 0.98 | 0.98 | 0.98 | 0.98 | 0.98 | 0.98 | 0 | 0 | 0 | 0 | 0 | 0 | 0 | 0 | 0 | 900 | 900 | 900 | 900 | 900 | 900 | 900 | 900 | 900 | 46.7% | 46.7% | 50.94% | 50.94% | 53.85% | 53.85% | 48.09% | 41.37% | 41.37% | [9 empty] | 0 | 0 | 0 | 0 | 0 | 0 | 0 | 0 | 0 | 0 | 0 | 0 | 0 | Existing & Under Const. Plant
| 28 | Kpong | SouthEast Ghana Group | Water | Hydro | 0 | 0 | 0 | 0 | 0 | 0 | 0 | 0 | 0 | 722.7074 | 722.7074 | 788.4081 | 788.4081 | 833.861 | 833.8608 | 745.8933 | 643.2641 | 643.2642 | 9.16 | 9.16 | 9.16 | 9.5962 | 9.1323 | 9.1323 | 9.0773 | 9.0773 | 8.3021 | 0.98 | 0.98 | 0.98 | 0.98 | 0.98 | 0.98 | 0.98 | 0.98 | 0.98 | 0 | 0 | 0 | 0 | 0 | 0 | 0 | 0 | 0 | 140 | 140 | 140 | 140 | 140 | 140 | 140 | 140 | 140 | 58.93% | 58.93% | 64.29% | 64.29% | 67.99% | 67.99% | 60.82% | 52.45% | 52.45% | [9 empty] | 0 | 0 | 0 | 0 | 0 | 0 | 0 | 0 | 0 | 0 | 0 | 0 | 0 | Existing & Under Const. Plant
| 29 | Cote d'Ivoire Dummy | Cote d'Ivoire | Water | Hydro | 0 | 0 | 0 | 0 | 0 | 0 | 0 | 0 | 0 | 814.6801 | 814.68 | 814.6801 | 814.6799 | 814.68 | 814.6801 | 814.6802 | 814.6803 | 814.6808 | 0 | 0 | 0 | 0 | 0 | 0 | 0 | 0 | 0 | 10 | 10 | 10 | 10 | 10 | 10 | 10 | 10 | 10 | 0 | 0 | 0 | 0 | 0 | 0 | 0 | 0 | 0 | 150 | 150 | 150 | 150 | 150 | 150 | 150 | 150 | 150 | 62% | 62% | 62% | 62% | 62% | 62% | 62% | 62% | 62% | [9 empty] | 0 | 0 | 0 | 0 | 0 | 0 | 0 | 0 | 0 | 0 | 0 | 0 | 0 | Existing & Under Const. Plant
| 30 | Burkina Dummy | Burkina Group | Water | Hydro | 0 | 0 | 0 | 0 | 0 | 0 | 0 | 0 | 0 | 0.438 | 0.438 | 0.438 | 0.438 | 4.818 | 4.818 | 4.818 | 4.818 | 4.818 | 0 | 0 | 0 | 0 | 0 | 0 | 0 | 0 | 0 | 10 | 10 | 10 | 10 | 10 | 10 | 10 | 10 | 10 | 0 | 0 | 0 | 0 | 0 | 0 | 0 | 0 | 0 | 10 | 10 | 10 | 10 | 110 | 110 | 110 | 110 | 110 | 0.5% | 0.5% | 0.5% | 0.5% | 0.5% | 0.5% | 0.5% | 0.5% | 0.5% | [9 empty] | 0 | 0 | 0 | 0 | 0 | 0 | 0 | 0 | 0 | 0 | 0 | 0 | 0 | Existing & Under Const. Plant
| 31 | VRA Solar | Northern Ghana Group | Sun | Solar PV | 0 | 0 | 0 | 0 | 0 | 0 | 0 | 0 | 0 | 2.7132 | 2.7132 | 2.7132 | 2.7132 | 2.7132 | 2.7132 | 2.7132 | 2.7132 | 2.7132 | 0 | 0 | 0 | 0 | 0 | 0 | 0 | 0 | 0 | 0 | 0 | 0 | 0 | 0 | 0 | 0 | 0 | 0 | 0 | 0 | 0 | 0 | 0 | 0 | 0 | 0 | 0 | 1.8 | 1.8 | 1.8 | 1.8 | 1.8 | 1.8 | 1.8 | 1.8 | 1.8 | 17.21% | 17.21% | 17.21% | 17.21% | 17.21% | 17.21% | 17.21% | 17.21% | 17.21% | [9 empty] | 0 | 0 | 0 | 0 | 0 | 0 | 0 | 0 | 0 | 0 | 0 | 0 | 0 | Existing & Under Const. Plant
| 32 | BXC Solar | SouthEast Ghana Group | Sun | Solar PV | 0 | 0 | 0 | 0 | 0 | 0 | 0 | 0 | 0 | 24.0159 | 24.0159 | 24.0159 | 24.0159 | 24.0159 | 24.0159 | 24.0159 | 24.0159 | 0 | 0 | 0 | 0 | 0 | 0 | 0 | 0 | 0 | 0 | 0 | 0 | 0 | 0 | 0 | 0 | 0 | 0 | 0 | 0 | 0 | 0 | 0 | 0 | 0 | 0 | 0 | 0 | 18 | 18 | 18 | 18 | 18 | 18 | 18 | 18 | 0 | 15.23% | 15.23% | 15.23% | 15.23% | 15.23% | 15.23% | 15.23% | 15.23% | 0% | [9 empty] | 0 | 0 | 0 | 0 | 0 | 0 | 0 | 0 | 0 | 0 | 0 | 0 | 0 | Existing & Under Const. Plant
| 34 | NORT BIOGAS 2020 | Northern Ghana Group | Biogas | Biogas | 0 | 0 | 0 | 0 | 0 | 0 | 0.57846 | 0.57846 | 0.57846 | 0 | 0 | 0 | 0 | 0 | 0 | 32.1369 | 32.1369 | 32.1369 | 0 | 0 | 0 | 0 | 0 | 0 | 406.6168 | 406.6168 | 371.8912 | 0 | 0 | 0 | 0 | 0 | 0 | 5.5 | 5.5 | 5.5 | 0 | 0 | 0 | 0 | 0 | 0 | 0 | 0 | 0 | 0 | 0 | 0 | 0 | 0 | 0 | 4.316 | 4.316 | 4.316 | 0% | 0% | 0% | 0% | 0% | 0% | 85% | 85% | 85% | 0 | 0 | 0 | 0 | 0 | 0 | 21.7527 | 0 | 0 | 0 | 0 | 0 | 0 | 0 | 0 | 6.9311 | 0 | 0 | 0 | 7.6242 | 0 | 23.928 | Unplanned Build | Potential Build Biogas2020
| 41 | SOUT COAL STEAM TURBINE 2026 | SouthWest Ghana Group | Coal | Coal Steam Turbine | 0 | 0 | 0 | 0 | 0 | 25.3386 | 31.5903 | 31.5903 | 31.5903 | 0 | 0 | 0 | 0 | 0 | 2879.385 | 3589.8042 | 3589.8042 | 3589.8042 | 0 | 0 | 0 | 0 | 0 | 64.8036 | 64.4134 | 64.4134 | 58.9124 | 0 | 0 | 0 | 0 | 0 | 6.034 | 6.034 | 6.034 | 6.034 | 0 | 0 | 0 | 0 | 0 | 0 | 0 | 0 | 0 | 0 | 0 | 0 | 0 | 0 | 482.112 | 482.112 | 482.112 | 482.112 | 0% | 0% | 0% | 0% | 0% | 68.18% | 85% | 85% | 85% | 0 | 0 | 0 | 0 | 0 | 1520.5812 | 0 | 0 | 0 | 0 | 0 | 0 | 0 | 0 | 644.8749 | 0 | 0 | 0 | 709.3624 | 709.3624 | 1520.5812 | 1672.6394 | Unplanned Build | Potential Build Coal2026
| 45 | SOUT COMBINED CYCLE 2019 | SouthEast Ghana Group | Oil/Gas | Oil/Gas Combined Cycle | 0 | 0 | 0 | 0 | 0 | 0 | 0 | 0 | 17.4818 | 0 | 0 | 0 | 0 | 0 | 0 | 0 | 0 | 2411.2776 | 0 | 0 | 0 | 0 | 0 | 0 | 0 | 0 | 13.5952 | 0 | 0 | 0 | 0 | 0 | 0 | 0 | 0 | 3.48 | 0 | 0 | 0 | 0 | 0 | 0 | 0 | 0 | 0 | 0 | 0 | 0 | 0 | 0 | 0 | 0 | 0 | 305.845 | 0% | 0% | 0% | 0% | 0% | 0% | 0% | 0% | 90% | 0 | 0 | 0 | 0 | 0 | 0 | 0 | 0 | 318.3846 | 0 | 0 | 0 | 0 | 0 | 0 | 0 | 0 | 39.1123 | 0 | 0 | 0 | 0 | Unplanned Build | Potential Build Oil/Gas Combined Cycle2019
| 52 | NORT HYDRO SMALL 2026 | Northern Ghana Group | Water | Hydro | 0 | 0 | 0 | 0 | 0 | 0 | 0 | 0 | 0 | 0 | 0 | 0 | 0 | 0 | 182.11 | 182.11 | 182.11 | 182.11 | 0 | 0 | 0 | 0 | 0 | 44.864 | 44.5939 | 44.5939 | 40.7855 | 0 | 0 | 0 | 0 | 0 | 3 | 3 | 3 | 3 | 0 | 0 | 0 | 0 | 0 | 0 | 0 | 0 | 0 | 0 | 0 | 0 | 0 | 0 | 57.5469 | 57.5469 | 57.5469 | 57.5469 | 0% | 0% | 0% | 0% | 0% | 36.12% | 36.12% | 36.12% | 36.12% | 0 | 0 | 0 | 0 | 0 | 276.2251 | 0 | 0 | 0 | 0 | 0 | 0 | 0 | 0 | 117.1464 | 0 | 0 | 0 | 128.8611 | 128.8611 | 276.2251 | 303.8476 | Unplanned Build | Potential Build Hydro Small2026NORT
| 54 | ASHA INTERRUPTIBLE 2016 | Ashanti Group | Interruptible | Interruptible | 0 | 0 | 0 | 0 | 0 | 0 | 0 | 0 | 0 | 0 | 0 | 0 | 0 | 0 | 0 | 0 | 0 | 0 | 0 | 0 | 0 | 0 | 0 | 0 | 0 | 0 | 0 | 0 | 0 | 0 | 0 | 0 | 0 | 0 | 0 | 0 | 0 | 0 | 0 | 0 | 0 | 0 | 0 | 0 | 0 | 129.301 | 212.753 | 0 | 0 | 0 | 0 | 0 | 0 | 0 | 0% | 0% | 0% | 0% | 0% | 0% | 0% | 0% | 0% | [9 empty] | 0 | 0 | 0 | 0 | 0 | 0 | 0 | 0 | 0 | 0 | 0 | 0 | 0 | Unplanned Build | Potential Build Interruptible2016
| 62 | SOUT NUCLEAR 2030 | SouthWest Ghana Group | Uranium | Nuclear | 0 | 0 | 0 | 0 | 0 | 0 | 0 | 34.4966 | 34.4966 | 0 | 0 | 0 | 0 | 0 | 0 | 0 | 3349.1845 | 3349.1845 | 0 | 0 | 0 | 0 | 0 | 0 | 0 | 99.0975 | 90.6344 | 0 | 0 | 0 | 0 | 0 | 0 | 0 | 2.3 | 2.3 | 0 | 0 | 0 | 0 | 0 | 0 | 0 | 0 | 0 | 0 | 0 | 0 | 0 | 0 | 0 | 0 | 402.449 | 402.449 | 0% | 0% | 0% | 0% | 0% | 0% | 0% | 95% | 95% | 0 | 0 | 0 | 0 | 0 | 0 | 0 | 2508.4646 | 0 | 0 | 0 | 0 | 0 | 0 | 0 | 0 | 496.2864 | 0 | 0 | 545.915 | 0 | 2759.3111 | Unplanned Build | Potential Build Nuclear2030
| 63 | ASHA SOLAR PV 2020 | Ashanti Group | Sun | Solar PV | 0 | 0 | 0 | 0 | 0 | 0 | 0 | 0 | 0 | 0 | 0 | 0 | 6.3375 | 19.0126 | 19.0126 | 19.0126 | 19.0126 | 19.0126 | 0 | 0 | 0 | 25.981 | 24.7251 | 24.7251 | 24.5762 | 24.5762 | 22.4773 | 0 | 0 | 0 | 0 | 0 | 0 | 0 | 0 | 0 | 0 | 0 | 0 | 0 | 0 | 0 | 0 | 0 | 0 | 0 | 0 | 0 | 5 | 15 | 15 | 15 | 15 | 15 | 0% | 0% | 0% | 14.47% | 14.47% | 14.47% | 14.47% | 14.47% | 14.47% | 0 | 0 | 0 | 6.2149 | 12.4297 | 0 | 0 | 0 | 0 | 0 | 0 | 0 | 4.2448 | 7.0163 | 0 | 0 | 0 | 0 | 12.3872 | 12.3872 | 18.6446 | 20.509 | Unplanned Build | Potential Build Solar PV2020
| 64 | ASHA SOLAR PV 2026 | Ashanti Group | Sun | Solar PV | 0 | 0 | 0 | 0 | 0 | 0 | 0 | 0 | 0 | 0 | 0 | 0 | 0 | 0 | 12.6751 | 38.0252 | 38.0252 | 38.0252 | 0 | 0 | 0 | 0 | 0 | 24.7251 | 24.5762 | 24.5762 | 22.4773 | 0 | 0 | 0 | 0 | 0 | 0 | 0 | 0 | 0 | 0 | 0 | 0 | 0 | 0 | 0 | 0 | 0 | 0 | 0 | 0 | 0 | 0 | 0 | 10 | 30 | 30 | 30 | 0% | 0% | 0% | 0% | 0% | 14.47% | 14.47% | 14.47% | 14.47% | 0 | 0 | 0 | 0 | 0 | 10.2003 | 20.4006 | 0 | 0 | 0 | 0 | 0 | 0 | 0 | 4.3259 | 6.5003 | 0 | 0 | 4.7585 | 11.9088 | 10.2003 | 33.661 | Unplanned Build | Potential Build Solar PV2026
| 65 | ASHA SOLAR PV 2035 | Ashanti Group | Sun | Solar PV | 0 | 0 | 0 | 0 | 0 | 0 | 0 | 0 | 0 | 0 | 0 | 0 | 0 | 0 | 0 | 0 | 12.6751 | 69.7128 | 0 | 0 | 0 | 0 | 0 | 0 | 0 | 24.7744 | 22.6586 | 0 | 0 | 0 | 0 | 0 | 0 | 0 | 0 | 0 | 0 | 0 | 0 | 0 | 0 | 0 | 0 | 0 | 0 | 0 | 0 | 0 | 0 | 0 | 0 | 0 | 10 | 55 | 0% | 0% | 0% | 0% | 0% | 0% | 0% | 14.47% | 14.47% | 0 | 0 | 0 | 0 | 0 | 0 | 0 | 14.4947 | 65.2261 | 0 | 0 | 0 | 0 | 0 | 0 | 0 | 2.8677 | 8.0128 | 0 | 3.1545 | 0 | 15.9441 | Unplanned Build | Potential Build Solar PV2035
| 66 | SOUT SOLAR PV 2020 | SouthWest Ghana Group | Sun | Solar PV | 0 | 0 | 0 | 0 | 0 | 0 | 0 | 0 | 0 | 0 | 0 | 0 | 0 | 12.6751 | 12.6751 | 12.6751 | 12.6751 | 12.6751 | 0 | 0 | 0 | 0 | 24.7251 | 24.7251 | 24.5762 | 24.5762 | 22.4773 | 0 | 0 | 0 | 0 | 0 | 0 | 0 | 0 | 0 | 0 | 0 | 0 | 0 | 0 | 0 | 0 | 0 | 0 | 0 | 0 | 0 | 0 | 10 | 10 | 10 | 10 | 10 | 0% | 0% | 0% | 0% | 14.47% | 14.47% | 14.47% | 14.47% | 14.47% | 0 | 0 | 0 | 0 | 12.4297 | 0 | 0 | 0 | 0 | 0 | 0 | 0 | 0 | 7.0163 | 0 | 0 | 0 | 0 | 7.7179 | 7.7179 | 12.4297 | 13.6727 | Unplanned Build | Potential Build Solar PV2020
| 67 | SOUT SOLAR PV 2026 | SouthWest Ghana Group | Sun | Solar PV | 0 | 0 | 0 | 0 | 0 | 0 | 0 | 0 | 0 | 0 | 0 | 0 | 0 | 0 | 12.6751 | 25.3501 | 25.3501 | 25.3501 | 0 | 0 | 0 | 0 | 0 | 24.7251 | 24.5762 | 24.5762 | 22.4773 | 0 | 0 | 0 | 0 | 0 | 0 | 0 | 0 | 0 | 0 | 0 | 0 | 0 | 0 | 0 | 0 | 0 | 0 | 0 | 0 | 0 | 0 | 0 | 10 | 20 | 20 | 20 | 0% | 0% | 0% | 0% | 0% | 14.47% | 14.47% | 14.47% | 14.47% | 0 | 0 | 0 | 0 | 0 | 10.2003 | 10.2003 | 0 | 0 | 0 | 0 | 0 | 0 | 0 | 4.3259 | 3.2501 | 0 | 0 | 4.7585 | 8.3337 | 10.2003 | 22.4407 | Unplanned Build | Potential Build Solar PV2026
| 68 | SOUT SOLAR PV 2035 | SouthWest Ghana Group | Sun | Solar PV | 0 | 0 | 0 | 0 | 0 | 0 | 0 | 0 | 0 | 0 | 0 | 0 | 0 | 0 | 0 | 0 | 12.6751 | 57.0377 | 0 | 0 | 0 | 0 | 0 | 0 | 0 | 24.7744 | 22.6586 | 0 | 0 | 0 | 0 | 0 | 0 | 0 | 0 | 0 | 0 | 0 | 0 | 0 | 0 | 0 | 0 | 0 | 0 | 0 | 0 | 0 | 0 | 0 | 0 | 0 | 10 | 45 | 0% | 0% | 0% | 0% | 0% | 0% | 0% | 14.47% | 14.47% | 0 | 0 | 0 | 0 | 0 | 0 | 0 | 14.4947 | 50.7314 | 0 | 0 | 0 | 0 | 0 | 0 | 0 | 2.8677 | 6.2321 | 0 | 3.1545 | 0 | 15.9441 | Unplanned Build | Potential Build Solar PV2035
| 69 | NORT SOLAR PV 2018 | Northern Ghana Group | Sun | Solar PV | 0 | 0 | 0 | 0 | 0 | 0 | 0 | 0 | 0 | 0 | 0 | 67.5263 | 67.5263 | 67.5263 | 67.5263 | 67.5263 | 67.5263 | 67.5263 | 0 | 0 | 24.8 | 25.981 | 24.7251 | 24.7251 | 24.5762 | 24.5762 | 22.4773 | 0 | 0 | 0 | 0 | 0 | 0 | 0 | 0 | 0 | 0 | 0 | 0 | 0 | 0 | 0 | 0 | 0 | 0 | 0 | 0 | 47.1565 | 47.1565 | 47.1565 | 47.1565 | 47.1565 | 47.1565 | 47.1565 | 0% | 0% | 16.35% | 16.35% | 16.35% | 16.35% | 16.35% | 16.35% | 16.35% | 0 | 0 | 58.6155 | 0 | 0 | 0 | 0 | 0 | 0 | 0 | 0 | 44.0387 | 0 | 0 | 0 | 0 | 0 | 0 | 48.4426 | 48.4426 | 58.6155 | 64.4771 | Unplanned Build | Potential Build Solar PV2018
| 70 | NORT SOLAR PV 2020 | Northern Ghana Group | Sun | Solar PV | 0 | 0 | 0 | 0 | 0 | 0 | 0 | 0 | 0 | 0 | 0 | 0 | 71.598 | 214.7941 | 214.7941 | 214.7941 | 214.7941 | 214.7941 | 0 | 0 | 0 | 25.981 | 24.7251 | 24.7251 | 24.5762 | 24.5762 | 22.4773 | 0 | 0 | 0 | 0 | 0 | 0 | 0 | 0 | 0 | 0 | 0 | 0 | 0 | 0 | 0 | 0 | 0 | 0 | 0 | 0 | 0 | 50 | 150 | 150 | 150 | 150 | 150 | 0% | 0% | 0% | 16.35% | 16.35% | 16.35% | 16.35% | 16.35% | 16.35% | 0 | 0 | 0 | 62.1486 | 124.2972 | 0 | 0 | 0 | 0 | 0 | 0 | 0 | 42.4483 | 70.1625 | 0 | 0 | 0 | 0 | 123.8719 | 123.8719 | 186.4458 | 205.0904 | Unplanned Build | Potential Build Solar PV2020
| 71 | NORT SOLAR PV 2023 | Northern Ghana Group | Sun | Solar PV | 0 | 0 | 0 | 0 | 0 | 0 | 0 | 0 | 0 | 0 | 0 | 0 | 0 | 71.598 | 143.1961 | 143.1961 | 143.1961 | 143.1961 | 0 | 0 | 0 | 0 | 24.7251 | 24.7251 | 24.5762 | 24.5762 | 22.4773 | 0 | 0 | 0 | 0 | 0 | 0 | 0 | 0 | 0 | 0 | 0 | 0 | 0 | 0 | 0 | 0 | 0 | 0 | 0 | 0 | 0 | 0 | 50 | 100 | 100 | 100 | 100 | 0% | 0% | 0% | 0% | 16.35% | 16.35% | 16.35% | 16.35% | 16.35% | 0 | 0 | 0 | 0 | 58.31 | 58.31 | 0 | 0 | 0 | 0 | 0 | 0 | 0 | 32.9145 | 24.7291 | 0 | 0 | 0 | 63.408 | 63.408 | 116.62 | 128.282 | Unplanned Build | Potential Build Solar PV2023
| 72 | NORT SOLAR PV 2026 | Northern Ghana Group | Sun | Solar PV | 0 | 0 | 0 | 0 | 0 | 0 | 0 | 0 | 0 | 0 | 0 | 0 | 0 | 0 | 71.598 | 214.7941 | 214.7941 | 214.7941 | 0 | 0 | 0 | 0 | 0 | 24.7251 | 24.5762 | 24.5762 | 22.4773 | 0 | 0 | 0 | 0 | 0 | 0 | 0 | 0 | 0 | 0 | 0 | 0 | 0 | 0 | 0 | 0 | 0 | 0 | 0 | 0 | 0 | 0 | 0 | 50 | 150 | 150 | 150 | 0% | 0% | 0% | 0% | 0% | 16.35% | 16.35% | 16.35% | 16.35% | 0 | 0 | 0 | 0 | 0 | 51.0016 | 102.0031 | 0 | 0 | 0 | 0 | 0 | 0 | 0 | 21.6296 | 32.5013 | 0 | 0 | 23.7926 | 59.5441 | 51.0016 | 168.3052 | Unplanned Build | Potential Build Solar PV2026
| 73 | NORT SOLAR PV 2030 | Northern Ghana Group | Sun | Solar PV | 0 | 0 | 0 | 0 | 0 | 0 | 0 | 0 | 0 | 0 | 0 | 0 | 0 | 0 | 0 | 35.799 | 178.9951 | 178.9951 | 0 | 0 | 0 | 0 | 0 | 0 | 24.5762 | 24.5762 | 22.4773 | 0 | 0 | 0 | 0 | 0 | 0 | 0 | 0 | 0 | 0 | 0 | 0 | 0 | 0 | 0 | 0 | 0 | 0 | 0 | 0 | 0 | 0 | 0 | 0 | 25 | 125 | 125 | 0% | 0% | 0% | 0% | 0% | 0% | 16.35% | 16.35% | 16.35% | 0 | 0 | 0 | 0 | 0 | 0 | 23.5918 | 94.3672 | 0 | 0 | 0 | 0 | 0 | 0 | 0 | 7.5171 | 18.67 | 0 | 0 | 28.8058 | 0 | 129.7548 | Unplanned Build | Potential Build Solar PV2030
| 74 | NORT SOLAR PV 2035 | Northern Ghana Group | Sun | Solar PV | 0 | 0 | 0 | 0 | 0 | 0 | 0 | 0 | 0 | 0 | 0 | 0 | 0 | 0 | 0 | 0 | 71.598 | 429.5883 | 0 | 0 | 0 | 0 | 0 | 0 | 0 | 24.5762 | 22.4773 | 0 | 0 | 0 | 0 | 0 | 0 | 0 | 0 | 0 | 0 | 0 | 0 | 0 | 0 | 0 | 0 | 0 | 0 | 0 | 0 | 0 | 0 | 0 | 0 | 0 | 50 | 300 | 0% | 0% | 0% | 0% | 0% | 0% | 0% | 16.35% | 16.35% | 0 | 0 | 0 | 0 | 0 | 0 | 0 | 72.4734 | 362.367 | 0 | 0 | 0 | 0 | 0 | 0 | 0 | 14.3385 | 44.5153 | 0 | 15.7723 | 0 | 79.7207 | Unplanned Build | Potential Build Solar PV2035
| 76 | SOUT SOLAR PV 2020 | SouthEast Ghana Group | Sun | Solar PV | 0 | 0 | 0 | 0 | 0 | 0 | 0 | 0 | 0 | 0 | 0 | 0 | 0 | 63.3753 | 63.3753 | 63.3753 | 63.3753 | 63.3753 | 0 | 0 | 0 | 0 | 24.7251 | 24.7251 | 24.5762 | 24.5762 | 22.4773 | 0 | 0 | 0 | 0 | 0 | 0 | 0 | 0 | 0 | 0 | 0 | 0 | 0 | 0 | 0 | 0 | 0 | 0 | 0 | 0 | 0 | 0 | 50 | 50 | 50 | 50 | 50 | 0% | 0% | 0% | 0% | 14.47% | 14.47% | 14.47% | 14.47% | 14.47% | 0 | 0 | 0 | 0 | 62.1486 | 0 | 0 | 0 | 0 | 0 | 0 | 0 | 0 | 35.0813 | 0 | 0 | 0 | 0 | 38.5894 | 38.5894 | 62.1486 | 68.3635 | Unplanned Build | Potential Build Solar PV2020
| 77 | SOUT SOLAR PV 2026 | SouthEast Ghana Group | Sun | Solar PV | 0 | 0 | 0 | 0 | 0 | 0 | 0 | 0 | 0 | 0 | 0 | 0 | 0 | 0 | 31.6876 | 221.8134 | 221.8134 | 221.8134 | 0 | 0 | 0 | 0 | 0 | 24.7251 | 24.5762 | 24.5762 | 22.4773 | 0 | 0 | 0 | 0 | 0 | 0 | 0 | 0 | 0 | 0 | 0 | 0 | 0 | 0 | 0 | 0 | 0 | 0 | 0 | 0 | 0 | 0 | 0 | 25 | 175 | 175 | 175 | 0% | 0% | 0% | 0% | 0% | 14.47% | 14.47% | 14.47% | 14.47% | 0 | 0 | 0 | 0 | 0 | 25.5008 | 153.0047 | 0 | 0 | 0 | 0 | 0 | 0 | 0 | 10.8148 | 48.752 | 0 | 0 | 11.8963 | 65.5235 | 25.5008 | 196.3561 | Unplanned Build | Potential Build Solar PV2026
| 78 | SOUT SOLAR PV 2035 | SouthEast Ghana Group | Sun | Solar PV | 0 | 0 | 0 | 0 | 0 | 0 | 0 | 0 | 0 | 0 | 0 | 0 | 0 | 0 | 0 | 0 | 63.3753 | 285.1886 | 0 | 0 | 0 | 0 | 0 | 0 | 0 | 24.7744 | 22.6586 | 0 | 0 | 0 | 0 | 0 | 0 | 0 | 0 | 0 | 0 | 0 | 0 | 0 | 0 | 0 | 0 | 0 | 0 | 0 | 0 | 0 | 0 | 0 | 0 | 0 | 50 | 225 | 0% | 0% | 0% | 0% | 0% | 0% | 0% | 14.47% | 14.47% | 0 | 0 | 0 | 0 | 0 | 0 | 0 | 72.4734 | 253.6569 | 0 | 0 | 0 | 0 | 0 | 0 | 0 | 14.3385 | 31.1607 | 0 | 15.7723 | 0 | 79.7207 | Unplanned Build | Potential Build Solar PV2035
| 80 | SOUT SOLAR PV 2020 | SouthWest Ghana Group | Sun | Solar PV | 0 | 0 | 0 | 0 | 0 | 0 | 0 | 0 | 0 | 0 | 0 | 0 | 0 | 38.0252 | 76.0503 | 76.0503 | 76.0503 | 76.0503 | 0 | 0 | 0 | 0 | 24.7251 | 24.7251 | 24.5762 | 24.5762 | 22.4773 | 0 | 0 | 0 | 0 | 0 | 0 | 0 | 0 | 0 | 0 | 0 | 0 | 0 | 0 | 0 | 0 | 0 | 0 | 0 | 0 | 0 | 0 | 30 | 60 | 60 | 60 | 60 | 0% | 0% | 0% | 0% | 14.47% | 14.47% | 14.47% | 14.47% | 14.47% | 0 | 0 | 0 | 0 | 37.2892 | 37.2892 | 0 | 0 | 0 | 0 | 0 | 0 | 0 | 21.0488 | 15.8142 | 0 | 0 | 0 | 40.5493 | 40.5493 | 74.5783 | 82.0362 | Unplanned Build | Potential Build Solar PV2020
| 81 | SOUT SOLAR PV 2026 | SouthWest Ghana Group | Sun | Solar PV | 0 | 0 | 0 | 0 | 0 | 0 | 0 | 0 | 0 | 0 | 0 | 0 | 0 | 0 | 25.3501 | 126.7505 | 126.7505 | 126.7505 | 0 | 0 | 0 | 0 | 0 | 24.7251 | 24.5762 | 24.5762 | 22.4773 | 0 | 0 | 0 | 0 | 0 | 0 | 0 | 0 | 0 | 0 | 0 | 0 | 0 | 0 | 0 | 0 | 0 | 0 | 0 | 0 | 0 | 0 | 0 | 20 | 100 | 100 | 100 | 0% | 0% | 0% | 0% | 0% | 14.47% | 14.47% | 14.47% | 14.47% | 0 | 0 | 0 | 0 | 0 | 20.4006 | 81.6025 | 0 | 0 | 0 | 0 | 0 | 0 | 0 | 8.6519 | 26.0011 | 0 | 0 | 9.517 | 38.1182 | 20.4006 | 112.2035 | Unplanned Build | Potential Build Solar PV2026
| 82 | SOUT SOLAR PV 2035 | SouthWest Ghana Group | Sun | Solar PV | 0 | 0 | 0 | 0 | 0 | 0 | 0 | 0 | 0 | 0 | 0 | 0 | 0 | 0 | 0 | 0 | 12.6751 | 152.1006 | 0 | 0 | 0 | 0 | 0 | 0 | 0 | 24.7744 | 22.6586 | 0 | 0 | 0 | 0 | 0 | 0 | 0 | 0 | 0 | 0 | 0 | 0 | 0 | 0 | 0 | 0 | 0 | 0 | 0 | 0 | 0 | 0 | 0 | 0 | 0 | 10 | 120 | 0% | 0% | 0% | 0% | 0% | 0% | 0% | 14.47% | 14.47% | 0 | 0 | 0 | 0 | 0 | 0 | 0 | 14.4947 | 159.4415 | 0 | 0 | 0 | 0 | 0 | 0 | 0 | 2.8677 | 19.5867 | 0 | 3.1545 | 0 | 15.9441 | Unplanned Build | Potential Build Solar PV2035
| 83 | SOUT SOLAR PV 2020 | SouthEast Ghana Group | Sun | Solar PV | 0 | 0 | 0 | 0 | 0 | 0 | 0 | 0 | 0 | 0 | 0 | 0 | 1.8814 | 1.8814 | 1.8814 | 1.8814 | 1.8814 | 1.8814 | 0 | 0 | 0 | 25.981 | 24.7251 | 24.7251 | 24.5762 | 24.5762 | 22.4773 | 0 | 0 | 0 | 0 | 0 | 0 | 0 | 0 | 0 | 0 | 0 | 0 | 0 | 0 | 0 | 0 | 0 | 0 | 0 | 0 | 0 | 1.4844 | 1.4844 | 1.4844 | 1.4844 | 1.4844 | 1.4844 | 0% | 0% | 0% | 14.47% | 14.47% | 14.47% | 14.47% | 14.47% | 14.47% | 0 | 0 | 0 | 1.845 | 0 | 0 | 0 | 0 | 0 | 0 | 0 | 0 | 1.2602 | 0 | 0 | 0 | 0 | 0 | 1.3862 | 1.3862 | 1.845 | 2.0295 | Unplanned Build | Potential Build Solar PV2020
| 84 | SOUT SOLAR PV 2026 | SouthEast Ghana Group | Sun | Solar PV | 0 | 0 | 0 | 0 | 0 | 0 | 0 | 0 | 0 | 0 | 0 | 0 | 0 | 0 | 12.6751 | 25.3501 | 25.3501 | 25.3501 | 0 | 0 | 0 | 0 | 0 | 24.7251 | 24.5762 | 24.5762 | 22.4773 | 0 | 0 | 0 | 0 | 0 | 0 | 0 | 0 | 0 | 0 | 0 | 0 | 0 | 0 | 0 | 0 | 0 | 0 | 0 | 0 | 0 | 0 | 0 | 10 | 20 | 20 | 20 | 0% | 0% | 0% | 0% | 0% | 14.47% | 14.47% | 14.47% | 14.47% | 0 | 0 | 0 | 0 | 0 | 10.2003 | 10.2003 | 0 | 0 | 0 | 0 | 0 | 0 | 0 | 4.3259 | 3.2501 | 0 | 0 | 4.7585 | 8.3337 | 10.2003 | 22.4407 | Unplanned Build | Potential Build Solar PV2026
| 85 | SOUT SOLAR PV 2035 | SouthEast Ghana Group | Sun | Solar PV | 0 | 0 | 0 | 0 | 0 | 0 | 0 | 0 | 0 | 0 | 0 | 0 | 0 | 0 | 0 | 0 | 12.6751 | 38.0252 | 0 | 0 | 0 | 0 | 0 | 0 | 0 | 24.7744 | 22.6586 | 0 | 0 | 0 | 0 | 0 | 0 | 0 | 0 | 0 | 0 | 0 | 0 | 0 | 0 | 0 | 0 | 0 | 0 | 0 | 0 | 0 | 0 | 0 | 0 | 0 | 10 | 30 | 0% | 0% | 0% | 0% | 0% | 0% | 0% | 14.47% | 14.47% | 0 | 0 | 0 | 0 | 0 | 0 | 0 | 14.4947 | 28.9894 | 0 | 0 | 0 | 0 | 0 | 0 | 0 | 2.8677 | 3.5612 | 0 | 3.1545 | 0 | 15.9441 | Unplanned Build | Potential Build Solar PV2035
| 87 | ASHA SOLAR PV WITH STORAGE 2026 | Ashanti Group | Sun + storage | Solar PV + Storage | 0 | 0 | 0 | 0 | 0 | 0 | 0 | 0 | 0 | 0 | 0 | 0 | 0 | 0 | 0 | 12.675 | 12.675 | 12.675 | 0 | 0 | 0 | 0 | 0 | 0 | 27.7473 | 27.7473 | 25.3776 | 0 | 0 | 0 | 0 | 0 | 0 | 0 | 0 | 0 | 0 | 0 | 0 | 0 | 0 | 0 | 0 | 0 | 0 | 0 | 0 | 0 | 0 | 0 | 0 | 10 | 10 | 10 | 0% | 0% | 0% | 0% | 0% | 0% | 14.47% | 14.47% | 14.47% | 0 | 0 | 0 | 0 | 0 | 0 | 15.625 | 0 | 0 | 0 | 0 | 0 | 0 | 0 | 0 | 4.9786 | 0 | 0 | 0 | 5.4765 | 0 | 17.1875 | Unplanned Build | Potential Build Solar PV with storage2026
| 90 | SOUT SOLAR PV WITH STORAGE 2026 | SouthWest Ghana Group | Sun + storage | Solar PV + Storage | 0 | 0 | 0 | 0 | 0 | 0 | 0 | 0 | 0 | 0 | 0 | 0 | 0 | 0 | 0 | 6.3375 | 6.3375 | 6.3375 | 0 | 0 | 0 | 0 | 0 | 0 | 27.7473 | 27.7473 | 25.3776 | 0 | 0 | 0 | 0 | 0 | 0 | 0 | 0 | 0 | 0 | 0 | 0 | 0 | 0 | 0 | 0 | 0 | 0 | 0 | 0 | 0 | 0 | 0 | 0 | 5 | 5 | 5 | 0% | 0% | 0% | 0% | 0% | 0% | 14.47% | 14.47% | 14.47% | 0 | 0 | 0 | 0 | 0 | 0 | 7.8125 | 0 | 0 | 0 | 0 | 0 | 0 | 0 | 0 | 2.4893 | 0 | 0 | 0 | 2.7382 | 0 | 8.5938 | Unplanned Build | Potential Build Solar PV with storage2026
| 93 | NORT SOLAR PV WITH STORAGE 2026 | Northern Ghana Group | Sun + storage | Solar PV + Storage | 0 | 0 | 0 | 0 | 0 | 0 | 0 | 0 | 0 | 0 | 0 | 0 | 0 | 0 | 0 | 63.3752 | 63.3752 | 63.3752 | 0 | 0 | 0 | 0 | 0 | 0 | 27.7473 | 27.7473 | 25.3776 | 0 | 0 | 0 | 0 | 0 | 0 | 0 | 0 | 0 | 0 | 0 | 0 | 0 | 0 | 0 | 0 | 0 | 0 | 0 | 0 | 0 | 0 | 0 | 0 | 50 | 50 | 50 | 0% | 0% | 0% | 0% | 0% | 0% | 14.47% | 14.47% | 14.47% | 0 | 0 | 0 | 0 | 0 | 0 | 78.125 | 0 | 0 | 0 | 0 | 0 | 0 | 0 | 0 | 24.893 | 0 | 0 | 0 | 27.3823 | 0 | 85.9375 | Unplanned Build | Potential Build Solar PV with storage2026
| 96 | SOUT SOLAR PV WITH STORAGE 2026 | SouthEast Ghana Group | Sun + storage | Solar PV + Storage | 0 | 0 | 0 | 0 | 0 | 0 | 0 | 0 | 0 | 0 | 0 | 0 | 0 | 0 | 0 | 95.0629 | 95.0629 | 95.0629 | 0 | 0 | 0 | 0 | 0 | 0 | 27.7473 | 27.7473 | 25.3776 | 0 | 0 | 0 | 0 | 0 | 0 | 0 | 0 | 0 | 0 | 0 | 0 | 0 | 0 | 0 | 0 | 0 | 0 | 0 | 0 | 0 | 0 | 0 | 0 | 75 | 75 | 75 | 0% | 0% | 0% | 0% | 0% | 0% | 14.47% | 14.47% | 14.47% | 0 | 0 | 0 | 0 | 0 | 0 | 117.1875 | 0 | 0 | 0 | 0 | 0 | 0 | 0 | 0 | 37.3395 | 0 | 0 | 0 | 41.0735 | 0 | 128.9062 | Unplanned Build | Potential Build Solar PV with storage2026
| 99 | SOUT SOLAR PV WITH STORAGE 2026 | SouthWest Ghana Group | Sun + storage | Solar PV + Storage | 0 | 0 | 0 | 0 | 0 | 0 | 0 | 0 | 0 | 0 | 0 | 0 | 0 | 0 | 0 | 50.7002 | 50.7002 | 50.7002 | 0 | 0 | 0 | 0 | 0 | 0 | 27.7473 | 27.7473 | 25.3776 | 0 | 0 | 0 | 0 | 0 | 0 | 0 | 0 | 0 | 0 | 0 | 0 | 0 | 0 | 0 | 0 | 0 | 0 | 0 | 0 | 0 | 0 | 0 | 0 | 40 | 40 | 40 | 0% | 0% | 0% | 0% | 0% | 0% | 14.47% | 14.47% | 14.47% | 0 | 0 | 0 | 0 | 0 | 0 | 62.5 | 0 | 0 | 0 | 0 | 0 | 0 | 0 | 0 | 19.9144 | 0 | 0 | 0 | 21.9059 | 0 | 68.75 | Unplanned Build | Potential Build Solar PV with storage2026
| 102 | SOUT SOLAR PV WITH STORAGE 2026 | SouthEast Ghana Group | Sun + storage | Solar PV + Storage | 0 | 0 | 0 | 0 | 0 | 0 | 0 | 0 | 0 | 0 | 0 | 0 | 0 | 0 | 0 | 6.3375 | 6.3375 | 6.3375 | 0 | 0 | 0 | 0 | 0 | 0 | 27.7473 | 27.7473 | 25.3776 | 0 | 0 | 0 | 0 | 0 | 0 | 0 | 0 | 0 | 0 | 0 | 0 | 0 | 0 | 0 | 0 | 0 | 0 | 0 | 0 | 0 | 0 | 0 | 0 | 5 | 5 | 5 | 0% | 0% | 0% | 0% | 0% | 0% | 14.47% | 14.47% | 14.47% | 0 | 0 | 0 | 0 | 0 | 0 | 7.8125 | 0 | 0 | 0 | 0 | 0 | 0 | 0 | 0 | 2.4893 | 0 | 0 | 0 | 2.7382 | 0 | 8.5938 | Unplanned Build | Potential Build Solar PV with storage2026
| 104 | SOUT WIND TURBINE 2020 | SouthEast Ghana Group | Wind | Wind | 0 | 0 | 0 | 0 | 0 | 0 | 0 | 0 | 0 | 0 | 0 | 0 | 175.1525 | 350.305 | 525.4575 | 525.4575 | 525.4575 | 525.4575 | 0 | 0 | 0 | 48.9343 | 46.5689 | 46.5689 | 46.2884 | 46.2884 | 42.3353 | 0 | 0 | 0 | 0 | 0 | 0 | 0 | 0 | 0 | 0 | 0 | 0 | 0 | 0 | 0 | 0 | 0 | 0 | 0 | 0 | 0 | 75 | 150 | 225 | 225 | 225 | 225 | 0% | 0% | 0% | 26.66% | 26.66% | 26.66% | 26.66% | 26.66% | 26.66% | 0 | 0 | 0 | 130.7634 | 130.7634 | 130.7634 | 0 | 0 | 0 | 0 | 0 | 0 | 89.3132 | 73.8125 | 55.4564 | 0 | 0 | 0 | 240.4404 | 240.4404 | 392.2902 | 431.5192 | Unplanned Build | Potential Build Wind2020
| 105 | SOUT WIND TURBINE 2026 | SouthEast Ghana Group | Wind | Wind | 0 | 0 | 0 | 0 | 0 | 0 | 0 | 0 | 0 | 0 | 0 | 0 | 0 | 0 | 175.1525 | 408.6892 | 525.4575 | 525.4575 | 0 | 0 | 0 | 0 | 0 | 46.5689 | 46.2884 | 46.2884 | 42.3353 | 0 | 0 | 0 | 0 | 0 | 0 | 0 | 0 | 0 | 0 | 0 | 0 | 0 | 0 | 0 | 0 | 0 | 0 | 0 | 0 | 0 | 0 | 0 | 75 | 175 | 225 | 225 | 0% | 0% | 0% | 0% | 0% | 26.66% | 26.66% | 26.66% | 26.66% | 0 | 0 | 0 | 0 | 0 | 81.4226 | 108.5635 | 54.2818 | 0 | 0 | 0 | 0 | 0 | 0 | 34.5311 | 34.5917 | 10.7394 | 0 | 37.9843 | 87.8484 | 81.4226 | 268.6947 | Unplanned Build | Potential Build Wind2026
| 106 | SOUT WIND TURBINE 2035 | SouthEast Ghana Group | Wind | Wind | 0 | 0 | 0 | 0 | 0 | 0 | 0 | 0 | 0 | 0 | 0 | 0 | 0 | 0 | 0 | 0 | 233.5367 | 233.5367 | 0 | 0 | 0 | 0 | 0 | 0 | 0 | 46.5758 | 42.5982 | 0 | 0 | 0 | 0 | 0 | 0 | 0 | 0 | 0 | 0 | 0 | 0 | 0 | 0 | 0 | 0 | 0 | 0 | 0 | 0 | 0 | 0 | 0 | 0 | 0 | 100 | 100 | 0% | 0% | 0% | 0% | 0% | 0% | 0% | 26.66% | 26.66% | 0 | 0 | 0 | 0 | 0 | 0 | 0 | 151.4787 | 0 | 0 | 0 | 0 | 0 | 0 | 0 | 0 | 29.9693 | 0 | 0 | 32.9662 | 0 | 166.6266 | Unplanned Build | Potential Build Wind2035
[6 empty] | 0 | 0 | 0 | 0 | 0 | 0 | 0 |  |  | 0 | 0 | 0 | 0 | 0 | 0 | 0 |  |  | 0 | 0 | 0 | 0 | 0 | 0 | 0 |  |  | 0 | 0 | 0 | 0 | 0 | 0 | 0 |  |  | 0 | 0 | 0 | 0 | 0 | 0 | 0 |  |  | 0 | 0 | 0 | 0 | 0 | 0 | 0 |  |  | 0 | 0 | 0 | 0 | 0 | 0 | 0

## LowREHighCost
Back to Contents | [77 empty] | 90.91% | 82.64% | 75.13% | 68.3% | 56.45% | 42.41% | 31.86% | 19.78% | 12.28% | Cap Cost NPV |  | Cap Cost -- no NPV
|  | Plant Name |  |  |  | FUEL CONSUMPTION | [8 empty] | GENERATION | [8 empty] | FOM (USD/kW-yr | [8 empty] | VOM (USD/MWh) | [8 empty] | Fuel Cost (USD/MWh) | [8 empty] | Available Capacity | [8 empty] | Capacity Factors | [8 empty] | Total Capital Cost | [8 empty] | Total Capital Cost (NPV) | [8 empty] | 1239.8848 | 2362.1806 | 2444.0507 | 6734.0853 | Unplanned? | Plant Name
| UnitID |  | Model Region | Fuel Type | Capacity Type | 2017 | 2018 | 2019 | 2020 | 2023 | 2026 | 2030 | 2035 | 2040 | 2017 | 2018 | 2019 | 2020 | 2023 | 2026 | 2030 | 2035 | 2040 | 2017 | 2018 | 2019 | 2020 | 2023 | 2026 | 2030 | 2035 | 2040 | 2017 | 2018 | 2019 | 2020 | 2023 | 2026 | 2030 | 2035 | 2040 | 2017 | 2018 | 2019 | 2020 | 2023 | 2026 | 2030 | 2035 | 2040 | 2017 | 2018 | 2019 | 2020 | 2023 | 2026 | 2030 | 2035 | 2040 | 2017 | 2018 | 2019 | 2020 | 2023 | 2026 | 2030 | 2035 | 2040 | 2017 | 2018 | 2019 | 2020 | 2023 | 2026 | 2030 | 2035 | 2040 | 2017 | 2018 | 2019 | 2020 | 2023 | 2026 | 2030 | 2035 | 2040 | 10-year | 20-year | 10-year | 20-year
| 1 | CENIT | SouthEast Ghana Group | Oil | Oil Combustion | 0 | 0 | 0 | 0 | 0 | 0 | 0 | 0 | 0 | 0 | 0 | 0 | 0 | 0 | 0 | 0 | 0 | 0 | 11.83 | 11.83 | 11.83 | 12.3933 | 11.7943 | 11.7943 | 11.7232 | 0 | 0 | 0 | 0 | 0 | 0 | 0 | 0 | 0 | 0 | 0 | 0 | 0 | 0 | 0 | 0 | 0 | 0 | 0 | 0 | 100 | 100 | 100 | 100 | 100 | 100 | 100 | 0 | 0 | 0% | 0% | 0% | 0% | 0% | 0% | 0% | 0% | 0% | [9 empty] | 0 | 0 | 0 | 0 | 0 | 0 | 0 | 0 | 0 | 0 | 0 | 0 | 0 | Existing & Under Const. Plant
| 2 | Trojan 2B | SouthEast Ghana Group | Oil | Oil Combustion | 0.26958 | 0 | 0 | 0 | 0 | 0 | 0 | 0 | 0 | 31.941 | 0 | 0 | 0 | 0 | 0 | 0 | 0 | 0 | 34 | 34 | 34 | 35.619 | 0 | 0 | 0 | 0 | 0 | 5.5 | 0 | 0 | 0 | 0 | 0 | 0 | 0 | 0 | 0 | 0 | 0 | 0 | 0 | 0 | 0 | 0 | 0 | 16.25 | 16.25 | 16.25 | 16.25 | 0 | 0 | 0 | 0 | 0 | 22.44% | 0% | 0% | 0% | 0% | 0% | 0% | 0% | 0% | [9 empty] | 0 | 0 | 0 | 0 | 0 | 0 | 0 | 0 | 0 | 0 | 0 | 0 | 0 | Existing & Under Const. Plant
| 3 | Trojan 2A | Ashanti Group | Oil | Oil Combustion | 0.26958 | 0 | 0 | 0 | 0 | 0 | 0 | 0 | 0 | 31.941 | 0 | 0 | 0 | 0 | 0 | 0 | 0 | 0 | 34 | 34 | 34 | 35.619 | 0 | 0 | 0 | 0 | 0 | 5.5 | 0 | 0 | 0 | 0 | 0 | 0 | 0 | 0 | 0 | 0 | 0 | 0 | 0 | 0 | 0 | 0 | 0 | 16.25 | 16.25 | 16.25 | 16.25 | 0 | 0 | 0 | 0 | 0 | 22.44% | 0% | 0% | 0% | 0% | 0% | 0% | 0% | 0% | [9 empty] | 0 | 0 | 0 | 0 | 0 | 0 | 0 | 0 | 0 | 0 | 0 | 0 | 0 | Existing & Under Const. Plant
| 4 | GP Tarkwa Plant | SouthWest Ghana Group | Oil | Oil Combustion | 0 | 0 | 0 | 0 | 0 | 0 | 0 | 0 | 0.001409 | 0 | 0 | 0 | 0 | 0 | 0 | 0 | 0 | 0.14195 | 17.5 | 17.5 | 17.5 | 18.3333 | 17.4471 | 17.4471 | 17.3421 | 17.3421 | 15.861 | 0 | 0 | 0 | 0 | 0 | 0 | 0 | 0 | 3.5 | 0 | 0 | 0 | 0 | 0 | 0 | 0 | 0 | 0 | 33 | 33 | 33 | 33 | 33 | 33 | 33 | 33 | 33 | 0% | 0% | 0% | 0% | 0% | 0% | 0% | 0% | 0.04911% | [9 empty] | 0 | 0 | 0 | 0 | 0 | 0 | 0 | 0 | 0 | 0 | 0 | 0 | 0 | Existing & Under Const. Plant
| 5 | GP Chirano Plant | SouthWest Ghana Group | Oil | Oil Combustion | 0 | 0 | 0 | 0 | 0 | 0 | 0 | 0 | 0 | 0 | 0 | 0 | 0 | 0 | 0 | 0 | 0 | 0 | 17.5 | 17.5 | 17.5 | 18.3333 | 17.4471 | 17.4471 | 17.3421 | 17.3421 | 15.861 | 0 | 0 | 0 | 0 | 0 | 0 | 0 | 0 | 0 | 0 | 0 | 0 | 0 | 0 | 0 | 0 | 0 | 0 | 30 | 30 | 30 | 30 | 30 | 30 | 30 | 30 | 30 | 0% | 0% | 0% | 0% | 0% | 0% | 0% | 0% | 0% | [9 empty] | 0 | 0 | 0 | 0 | 0 | 0 | 0 | 0 | 0 | 0 | 0 | 0 | 0 | Existing & Under Const. Plant
| 6 | GP Darmang Plant | SouthWest Ghana Group | Oil | Oil Combustion | 0 | 0 | 0 | 0 | 0 | 0 | 0 | 0 | 0 | 0 | 0 | 0 | 0 | 0 | 0 | 0 | 0 | 0 | 17.5 | 17.5 | 17.5 | 18.3333 | 17.4471 | 17.4471 | 17.3421 | 17.3421 | 15.861 | 0 | 0 | 0 | 0 | 0 | 0 | 0 | 0 | 0 | 0 | 0 | 0 | 0 | 0 | 0 | 0 | 0 | 0 | 25.5 | 25.5 | 25.5 | 25.5 | 25.5 | 25.5 | 25.5 | 25.5 | 25.5 | 0% | 0% | 0% | 0% | 0% | 0% | 0% | 0% | 0% | [9 empty] | 0 | 0 | 0 | 0 | 0 | 0 | 0 | 0 | 0 | 0 | 0 | 0 | 0 | Existing & Under Const. Plant
| 7 | SAPP 2 | SouthEast Ghana Group | Oil/Gas | Oil/Gas Combined Cycle | 9.6772 | 23.2536 | 21.995 | 8.5583 | 23.5117 | 23.5117 | 23.5117 | 23.5117 | 23.4267 | 1240.6698 | 2981.237 | 2819.8711 | 1097.2139 | 3014.316 | 3014.316 | 3014.3157 | 3014.316 | 3003.4187 | 16 | 16 | 16 | 16.7619 | 15.9517 | 15.9517 | 15.8556 | 15.8556 | 14.5015 | 3.5 | 3.5 | 3.5 | 3.5 | 3.5 | 3.5 | 3.5 | 3.5 | 3.5 | 0 | 0 | 0 | 0 | 0 | 0 | 0 | 0 | 0 | 370 | 370 | 370 | 370 | 370 | 370 | 370 | 370 | 370 | 38.28% | 91.98% | 87% | 33.85% | 93% | 93% | 93% | 93% | 92.66% | [9 empty] | 0 | 0 | 0 | 0 | 0 | 0 | 0 | 0 | 0 | 0 | 0 | 0 | 0 | Existing & Under Const. Plant
| 8 | Cenpower | SouthEast Ghana Group | Oil/Gas | Oil/Gas Combined Cycle | 0 | 0.13838 | 2.1896 | 0 | 21.6884 | 21.6884 | 21.6884 | 21.6726 | 19.4673 | 0 | 17.6725 | 279.6412 | 0 | 2769.9116 | 2769.9123 | 2769.912 | 2767.8966 | 2486.2416 | 0 | 16 | 16 | 16.7619 | 15.9517 | 15.9517 | 15.8556 | 15.8556 | 14.5015 | 0 | 3.5 | 3.5 | 0 | 3.5 | 3.5 | 3.5 | 3.5 | 3.5 | 0 | 0 | 0 | 0 | 0 | 0 | 0 | 0 | 0 | 0 | 340 | 340 | 340 | 340 | 340 | 340 | 340 | 340 | 0% | 0.5934% | 9.389% | 0% | 93% | 93% | 93% | 92.93% | 83.48% | [9 empty] | 0 | 0 | 0 | 0 | 0 | 0 | 0 | 0 | 0 | 0 | 0 | 0 | 0 | Existing & Under Const. Plant
| 9 | KarpowerShip 1 | SouthEast Ghana Group | Oil/Gas | Oil/Gas Combined Cycle | 14.837 | 0 | 0 | 0 | 0 | 0 | 0 | 0 | 0 | 1942.0128 | 0 | 0 | 0 | 0 | 0 | 0 | 0 | 0 | 177.828 | 0 | 0 | 0 | 0 | 0 | 0 | 0 | 0 | 3.5 | 0 | 0 | 0 | 0 | 0 | 0 | 0 | 0 | 0 | 0 | 0 | 0 | 0 | 0 | 0 | 0 | 0 | 247 | 0 | 0 | 0 | 0 | 0 | 0 | 0 | 0 | 89.75% | 0% | 0% | 0% | 0% | 0% | 0% | 0% | 0% | [9 empty] | 0 | 0 | 0 | 0 | 0 | 0 | 0 | 0 | 0 | 0 | 0 | 0 | 0 | Existing & Under Const. Plant
| 10 | AKSA | SouthEast Ghana Group | Oil/Gas | Oil/Gas Combined Cycle | 10.1595 | 0 | 0 | 0 | 18.3824 | 6.911 | 3.7408 | 2.7332 | 8.9536 | 1195.236 | 0 | 0 | 0 | 2162.6371 | 813.0545 | 440.0936 | 321.5471 | 1053.3619 | 16 | 16 | 16 | 16.7619 | 15.9517 | 15.9517 | 15.8556 | 15.8556 | 14.5015 | 3.5 | 0 | 0 | 0 | 3.5 | 3.5 | 3.5 | 3.5 | 3.5 | 0 | 0 | 0 | 0 | 0 | 0 | 0 | 0 | 0 | 250 | 375 | 375 | 375 | 375 | 375 | 375 | 375 | 375 | 54.58% | 0% | 0% | 0% | 65.83% | 24.75% | 13.4% | 9.788% | 32.07% | [9 empty] | 0 | 0 | 0 | 0 | 0 | 0 | 0 | 0 | 0 | 0 | 0 | 0 | 0 | Existing & Under Const. Plant
| 11 | TAPCO (T1) | SouthWest Ghana Group | Oil/Gas | Oil/Gas Combined Cycle | 11.645 | 17.1872 | 0 | 17.1872 | 17.1872 | 17.1872 | 17.171 | 15.6158 | 0.75143 | 1496.2076 | 2208.3 | 0 | 2208.2998 | 2208.3 | 2208.3 | 2206.2226 | 2006.3987 | 96.5472 | 18.7 | 18.7 | 18.7 | 19.5905 | 18.6435 | 18.6435 | 18.5312 | 18.5312 | 16.9486 | 5 | 5 | 0 | 5 | 5 | 5 | 5 | 5 | 5 | 0 | 0 | 0 | 0 | 0 | 0 | 0 | 0 | 0 | 305 | 305 | 305 | 305 | 305 | 305 | 305 | 305 | 305 | 56% | 82.65% | 0% | 82.65% | 82.65% | 82.65% | 82.57% | 75.1% | 3.614% | [9 empty] | 0 | 0 | 0 | 0 | 0 | 0 | 0 | 0 | 0 | 0 | 0 | 0 | 0 | Existing & Under Const. Plant
| 12 | TICO (T2) | SouthWest Ghana Group | Oil/Gas | Oil/Gas Combined Cycle | 17.7346 | 17.7346 | 10.5327 | 17.7346 | 17.7346 | 17.7346 | 17.7346 | 17.7346 | 5.5653 | 2382.7201 | 2382.72 | 1415.1175 | 2382.7199 | 2382.7199 | 2382.72 | 2382.72 | 2382.72 | 747.7163 | 30.94 | 30.94 | 30.94 | 32.4133 | 30.8465 | 30.8465 | 30.6608 | 30.6608 | 28.0423 | 4.9 | 4.9 | 4.9 | 4.9 | 4.9 | 4.9 | 4.9 | 4.9 | 4.9 | 0 | 0 | 0 | 0 | 0 | 0 | 0 | 0 | 0 | 320 | 320 | 320 | 320 | 320 | 320 | 320 | 320 | 320 | 85% | 85% | 50.48% | 85% | 85% | 85% | 85% | 85% | 26.67% | [9 empty] | 0 | 0 | 0 | 0 | 0 | 0 | 0 | 0 | 0 | 0 | 0 | 0 | 0 | Existing & Under Const. Plant
| 13 | Amandi | SouthWest Ghana Group | Oil/Gas | Oil/Gas Combined Cycle | 0 | 0 | 8.0946 | 12.0103 | 12.0103 | 11.7388 | 9.895 | 6.6734 | 0.17303 | 0 | 0 | 987.1488 | 1464.672 | 1464.672 | 1431.5576 | 1206.7121 | 813.8247 | 21.1012 | 0 | 0 | 30.94 | 32.4133 | 30.8465 | 30.8465 | 30.6608 | 30.6608 | 28.0423 | 0 | 0 | 4.9 | 4.9 | 4.9 | 4.9 | 4.9 | 4.9 | 4.9 | 0 | 0 | 0 | 0 | 0 | 0 | 0 | 0 | 0 | 0 | 0 | 190 | 190 | 190 | 190 | 190 | 190 | 190 | 0% | 0% | 59.31% | 88% | 88% | 86.01% | 72.5% | 48.9% | 1.268% | [9 empty] | 0 | 0 | 0 | 0 | 0 | 0 | 0 | 0 | 0 | 0 | 0 | 0 | 0 | Existing & Under Const. Plant
| 14 | KarpowerShip 2 | SouthWest Ghana Group | Oil/Gas | Oil/Gas Combined Cycle | 0 | 24.5592 | 31.8841 | 18.521 | 0 | 0 | 0 | 0 | 0 | 0 | 2884.5632 | 3744.9 | 2175.3541 | 0 | 0 | 0 | 0 | 0 | 0 | 177.828 | 177.828 | 186.296 | 177.2908 | 0 | 0 | 0 | 0 | 0 | 3.5 | 3.5 | 3.5 | 0 | 0 | 0 | 0 | 0 | 0 | 0 | 0 | 0 | 0 | 0 | 0 | 0 | 0 | 0 | 450 | 450 | 450 | 450 | 0 | 0 | 0 | 0 | 0% | 73.18% | 95% | 55.18% | 0% | 0% | 0% | 0% | 0% | [9 empty] | 0 | 0 | 0 | 0 | 0 | 0 | 0 | 0 | 0 | 0 | 0 | 0 | 0 | Existing & Under Const. Plant
| 15 | Early Power | SouthEast Ghana Group | Oil/Gas | Oil/Gas Combustion | 0 | 0 | 7.7096 | 23.0656 | 23.0656 | 23.0656 | 23.0656 | 23.0656 | 23.0656 | 0 | 0 | 1027.9476 | 3075.4173 | 3075.4173 | 3075.417 | 3075.417 | 3075.417 | 3075.417 | 0 | 0 | 16 | 16.7619 | 15.9517 | 15.9517 | 15.8556 | 15.8556 | 14.5015 | 0 | 0 | 3.5 | 3.5 | 3.5 | 3.5 | 3.5 | 3.5 | 3.5 | 0 | 0 | 0 | 0 | 0 | 0 | 0 | 0 | 0 | 0 | 0 | 377.5 | 377.5 | 377.5 | 377.5 | 377.5 | 377.5 | 377.5 | 0% | 0% | 31.08% | 93% | 93% | 93% | 93% | 93% | 93% | [9 empty] | 0 | 0 | 0 | 0 | 0 | 0 | 0 | 0 | 0 | 0 | 0 | 0 | 0 | Existing & Under Const. Plant
| 16 | TT1PP | SouthEast Ghana Group | Oil/Gas | Oil/Gas Combustion | 0 | 0 | 0 | 0 | 0 | 0 | 0 | 0 | 0 | 0 | 0 | 0 | 0 | 0 | 0 | 0 | 0 | 0 | 14.3 | 14.3 | 14.3 | 14.981 | 14.2568 | 14.2568 | 14.1709 | 14.1709 | 12.9607 | 0 | 0 | 0 | 0 | 0 | 0 | 0 | 0 | 0 | 0 | 0 | 0 | 0 | 0 | 0 | 0 | 0 | 0 | 100 | 100 | 100 | 100 | 100 | 100 | 100 | 100 | 100 | 0% | 0% | 0% | 0% | 0% | 0% | 0% | 0% | 0% | [9 empty] | 0 | 0 | 0 | 0 | 0 | 0 | 0 | 0 | 0 | 0 | 0 | 0 | 0 | Existing & Under Const. Plant
| 17 | KTPP | SouthEast Ghana Group | Oil/Gas | Oil/Gas Combustion | 0.31622 | 0 | 0 | 0 | 0 | 0 | 0 | 0 | 0 | 29.0113 | 0 | 0 | 0 | 0 | 0 | 0 | 0 | 0 | 12.3 | 12.3 | 12.3 | 12.8857 | 12.2628 | 12.2628 | 12.189 | 12.189 | 11.148 | 3.5 | 0 | 0 | 0 | 0 | 0 | 0 | 0 | 0 | 0 | 0 | 0 | 0 | 0 | 0 | 0 | 0 | 0 | 200 | 200 | 200 | 200 | 200 | 200 | 200 | 200 | 200 | 1.656% | 0% | 0% | 0% | 0% | 0% | 0% | 0% | 0% | [9 empty] | 0 | 0 | 0 | 0 | 0 | 0 | 0 | 0 | 0 | 0 | 0 | 0 | 0 | Existing & Under Const. Plant
| 18 | Trojan 1 | SouthEast Ghana Group | Oil/Gas | Oil/Gas Combustion | 0.41408 | 0 | 0 | 0 | 0 | 0 | 0 | 0 | 0 | 49.0614 | 0 | 0 | 0 | 0 | 0 | 0 | 0 | 0 | 34 | 34 | 34 | 35.619 | 0 | 0 | 0 | 0 | 0 | 5.5 | 0 | 0 | 0 | 0 | 0 | 0 | 0 | 0 | 0 | 0 | 0 | 0 | 0 | 0 | 0 | 0 | 0 | 24.96 | 24.96 | 24.96 | 24.96 | 0 | 0 | 0 | 0 | 0 | 22.44% | 0% | 0% | 0% | 0% | 0% | 0% | 0% | 0% | [9 empty] | 0 | 0 | 0 | 0 | 0 | 0 | 0 | 0 | 0 | 0 | 0 | 0 | 0 | Existing & Under Const. Plant
| 19 | MRP | SouthEast Ghana Group | Oil/Gas | Oil/Gas Combustion | 0 | 0 | 0 | 0 | 0 | 0 | 0 | 0 | 0 | 0 | 0 | 0 | 0 | 0 | 0 | 0 | 0 | 0 | 12.5737 | 12.5737 | 12.5737 | 13.1725 | 12.5357 | 12.5357 | 12.4602 | 12.4602 | 11.3961 | 0 | 0 | 0 | 0 | 0 | 0 | 0 | 0 | 0 | 0 | 0 | 0 | 0 | 0 | 0 | 0 | 0 | 0 | 70 | 70 | 70 | 70 | 70 | 70 | 70 | 70 | 70 | 0% | 0% | 0% | 0% | 0% | 0% | 0% | 0% | 0% | [9 empty] | 0 | 0 | 0 | 0 | 0 | 0 | 0 | 0 | 0 | 0 | 0 | 0 | 0 | Existing & Under Const. Plant
| 20 | Safisana | SouthEast Ghana Group | Biogas | Biogas | 0.010052 | 0.010052 | 0.010052 | 0.010052 | 0.010052 | 0.010052 | 0.010052 | 0.010052 | 0.010052 | 0.7446 | 0.7446 | 0.7446 | 0.7446 | 0.7446 | 0.7446 | 0.7446 | 0.7446 | 0.7446 | 35 | 35 | 35 | 36.6667 | 34.8943 | 34.8943 | 34.6841 | 34.6841 | 31.7221 | 4.2 | 4.2 | 4.2 | 4.2 | 4.2 | 4.2 | 4.2 | 4.2 | 4.2 | 0 | 0 | 0 | 0 | 0 | 0 | 0 | 0 | 0 | 0.1 | 0.1 | 0.1 | 0.1 | 0.1 | 0.1 | 0.1 | 0.1 | 0.1 | 85% | 85% | 85% | 85% | 85% | 85% | 85% | 85% | 85% | [9 empty] | 0 | 0 | 0 | 0 | 0 | 0 | 0 | 0 | 0 | 0 | 0 | 0 | 0 | Existing & Under Const. Plant
| 21 | TT2PP | SouthEast Ghana Group | Gas | Gas Combustion Turbine | 0.5098 | 0 | 0 | 0 | 0 | 0 | 0 | 0.0083587 | 0.0027862 | 52.4483 | 0 | 0 | 0 | 0 | 0 | 0 | 0.85995 | 0.28665 | 12.1007 | 12.1007 | 12.1007 | 12.6769 | 12.0641 | 12.0641 | 11.9915 | 11.9915 | 10.9674 | 4.5 | 0 | 0 | 0 | 0 | 0 | 0 | 4.5 | 4.5 | 0 | 0 | 0 | 0 | 0 | 0 | 0 | 0 | 0 | 45 | 45 | 45 | 45 | 45 | 45 | 45 | 45 | 45 | 13.31% | 0% | 0% | 0% | 0% | 0% | 0% | 0.2182% | 0.07272% | [9 empty] | 0 | 0 | 0 | 0 | 0 | 0 | 0 | 0 | 0 | 0 | 0 | 0 | 0 | Existing & Under Const. Plant
| 22 | SAPP 1 | SouthEast Ghana Group | Gas | Gas Combustion Turbine | 3.0298 | 0 | 0 | 0 | 0 | 0 | 0.0011123 | 0.14325 | 0.052103 | 324.7325 | 0 | 0 | 0 | 0 | 0 | 0.11922 | 15.3533 | 5.5844 | 11.83 | 11.83 | 11.83 | 12.3933 | 11.7943 | 11.7943 | 11.7232 | 11.7232 | 10.7221 | 4.5 | 0 | 0 | 0 | 0 | 0 | 4.5 | 4.5 | 4.5 | 0 | 0 | 0 | 0 | 0 | 0 | 0 | 0 | 0 | 180 | 180 | 180 | 180 | 180 | 180 | 180 | 180 | 180 | 20.59% | 0% | 0% | 0% | 0% | 0% | 0.007561% | 0.9737% | 0.3542% | [9 empty] | 0 | 0 | 0 | 0 | 0 | 0 | 0 | 0 | 0 | 0 | 0 | 0 | 0 | Existing & Under Const. Plant
| 23 | Trojan 3 | SouthEast Ghana Group | Gas | Gas Combustion Turbine | 0 | 0 | 0 | 0 | 0 | 0 | 0 | 0 | 0 | 0 | 0 | 0 | 0 | 0 | 0 | 0 | 0 | 0 | 0 | 34 | 34 | 35.619 | 0 | 0 | 0 | 0 | 0 | 0 | 0 | 0 | 0 | 0 | 0 | 0 | 0 | 0 | 0 | 0 | 0 | 0 | 0 | 0 | 0 | 0 | 0 | 0 | 49.92 | 49.92 | 49.92 | 0 | 0 | 0 | 0 | 0 | 0% | 0% | 0% | 0% | 0% | 0% | 0% | 0% | 0% | [9 empty] | 0 | 0 | 0 | 0 | 0 | 0 | 0 | 0 | 0 | 0 | 0 | 0 | 0 | Existing & Under Const. Plant
| 24 | Ameri_2016 | SouthWest Ghana Group | Gas | Gas Combustion Turbine | 0.42075 | 0 | 17.4796 | 0 | 0 | 0 | 0 | 0 | 0 | 41.4045 | 0 | 1720.0962 | 0 | 0 | 0 | 0 | 0 | 0 | 14.54 | 14.54 | 14.54 | 15.2324 | 0 | 0 | 0 | 0 | 0 | 5 | 0 | 5 | 0 | 0 | 0 | 0 | 0 | 0 | 0 | 0 | 0 | 0 | 0 | 0 | 0 | 0 | 0 | 230 | 230 | 230 | 230 | 0 | 0 | 0 | 0 | 0 | 2.055% | 0% | 85.37% | 0% | 0% | 0% | 0% | 0% | 0% | [9 empty] | 0 | 0 | 0 | 0 | 0 | 0 | 0 | 0 | 0 | 0 | 0 | 0 | 0 | Existing & Under Const. Plant
| 25 | Ameri_2021 | SouthWest Ghana Group | Gas | Gas Combustion Turbine | 0 | 0 | 0 | 0 | 0 | 0 | 0 | 0.0079014 | 0 | 0 | 0 | 0 | 0 | 0 | 0 | 0 | 0.77754 | 0 | 0 | 0 | 0 | 0 | 14.4961 | 14.4961 | 14.4088 | 14.4088 | 13.1782 | 0 | 0 | 0 | 0 | 0 | 0 | 0 | 4.17 | 0 | 0 | 0 | 0 | 0 | 0 | 0 | 0 | 0 | 0 | 0 | 0 | 0 | 0 | 230 | 230 | 230 | 230 | 230 | 0% | 0% | 0% | 0% | 0% | 0% | 0% | 0.03859% | 0% | [9 empty] | 0 | 0 | 0 | 0 | 0 | 0 | 0 | 0 | 0 | 0 | 0 | 0 | 0 | Existing & Under Const. Plant
| 26 | Bui | Northern Ghana Group | Water | Hydro | 0 | 0 | 0 | 0 | 0 | 0 | 0 | 0 | 0 | 669.5865 | 669.5869 | 669.5863 | 669.5866 | 669.5866 | 669.5864 | 669.5867 | 669.5861 | 669.5864 | 27.74 | 27.74 | 27.74 | 29.061 | 27.6562 | 27.6562 | 27.4896 | 27.4896 | 25.142 | 1.63 | 1.63 | 1.63 | 1.63 | 1.63 | 1.63 | 1.63 | 1.63 | 1.63 | 0 | 0 | 0 | 0 | 0 | 0 | 0 | 0 | 0 | 330 | 330 | 330 | 330 | 330 | 330 | 330 | 330 | 330 | 23.16% | 23.16% | 23.16% | 23.16% | 23.16% | 23.16% | 23.16% | 23.16% | 23.16% | [9 empty] | 0 | 0 | 0 | 0 | 0 | 0 | 0 | 0 | 0 | 0 | 0 | 0 | 0 | Existing & Under Const. Plant
| 27 | Akosombo | SouthEast Ghana Group | Water | Hydro | 0 | 0 | 0 | 0 | 0 | 0 | 0 | 0 | 0 | 3681.6892 | 3681.6898 | 4016.3881 | 4016.3879 | 4434.7632 | 4434.7618 | 4434.7633 | 4434.7624 | 4434.7615 | 9.16 | 9.16 | 9.16 | 9.5962 | 9.1323 | 9.1323 | 9.0773 | 9.0773 | 8.3021 | 0.98 | 0.98 | 0.98 | 0.98 | 0.98 | 0.98 | 0.98 | 0.98 | 0.98 | 0 | 0 | 0 | 0 | 0 | 0 | 0 | 0 | 0 | 900 | 900 | 900 | 900 | 900 | 900 | 900 | 900 | 900 | 46.7% | 46.7% | 50.94% | 50.94% | 56.25% | 56.25% | 56.25% | 56.25% | 56.25% | [9 empty] | 0 | 0 | 0 | 0 | 0 | 0 | 0 | 0 | 0 | 0 | 0 | 0 | 0 | Existing & Under Const. Plant
| 28 | Kpong | SouthEast Ghana Group | Water | Hydro | 0 | 0 | 0 | 0 | 0 | 0 | 0 | 0 | 0 | 722.7076 | 722.7074 | 788.4081 | 788.4082 | 870.534 | 870.5339 | 870.5338 | 870.5339 | 870.5339 | 9.16 | 9.16 | 9.16 | 9.5962 | 9.1323 | 9.1323 | 9.0773 | 9.0773 | 8.3021 | 0.98 | 0.98 | 0.98 | 0.98 | 0.98 | 0.98 | 0.98 | 0.98 | 0.98 | 0 | 0 | 0 | 0 | 0 | 0 | 0 | 0 | 0 | 140 | 140 | 140 | 140 | 140 | 140 | 140 | 140 | 140 | 58.93% | 58.93% | 64.29% | 64.29% | 70.98% | 70.98% | 70.98% | 70.98% | 70.98% | [9 empty] | 0 | 0 | 0 | 0 | 0 | 0 | 0 | 0 | 0 | 0 | 0 | 0 | 0 | Existing & Under Const. Plant
| 29 | Cote d'Ivoire Dummy | Cote d'Ivoire | Water | Hydro | 0 | 0 | 0 | 0 | 0 | 0 | 0 | 0 | 0 | 814.6801 | 814.6801 | 14 | 814.68 | 814.6797 | 814.6797 | 814.6799 | 814.6798 | 814.68 | 0 | 0 | 0 | 0 | 0 | 0 | 0 | 0 | 0 | 10 | 10 | 10 | 10 | 10 | 10 | 10 | 10 | 10 | 0 | 0 | 0 | 0 | 0 | 0 | 0 | 0 | 0 | 150 | 150 | 150 | 150 | 150 | 150 | 150 | 150 | 150 | 62% | 62% | 1.065% | 62% | 62% | 62% | 62% | 62% | 62% | [9 empty] | 0 | 0 | 0 | 0 | 0 | 0 | 0 | 0 | 0 | 0 | 0 | 0 | 0 | Existing & Under Const. Plant
| 30 | Burkina Dummy | Burkina Group | Water | Hydro | 0 | 0 | 0 | 0 | 0 | 0 | 0 | 0 | 0 | 0.438 | 0.438 | 0.438 | 0.438 | 4.818 | 4.818 | 4.818 | 4.818 | 4.818 | 0 | 0 | 0 | 0 | 0 | 0 | 0 | 0 | 0 | 10 | 10 | 10 | 10 | 10 | 10 | 10 | 10 | 10 | 0 | 0 | 0 | 0 | 0 | 0 | 0 | 0 | 0 | 10 | 10 | 10 | 10 | 110 | 110 | 110 | 110 | 110 | 0.5% | 0.5% | 0.5% | 0.5% | 0.5% | 0.5% | 0.5% | 0.5% | 0.5% | [9 empty] | 0 | 0 | 0 | 0 | 0 | 0 | 0 | 0 | 0 | 0 | 0 | 0 | 0 | Existing & Under Const. Plant
| 31 | VRA Solar | Northern Ghana Group | Sun | Solar PV | 0 | 0 | 0 | 0 | 0 | 0 | 0 | 0 | 0 | 2.7132 | 2.7132 | 2.7132 | 2.7132 | 2.7132 | 2.7132 | 2.7132 | 2.7132 | 2.7132 | 0 | 0 | 0 | 0 | 0 | 0 | 0 | 0 | 0 | 0 | 0 | 0 | 0 | 0 | 0 | 0 | 0 | 0 | 0 | 0 | 0 | 0 | 0 | 0 | 0 | 0 | 0 | 1.8 | 1.8 | 1.8 | 1.8 | 1.8 | 1.8 | 1.8 | 1.8 | 1.8 | 17.21% | 17.21% | 17.21% | 17.21% | 17.21% | 17.21% | 17.21% | 17.21% | 17.21% | [9 empty] | 0 | 0 | 0 | 0 | 0 | 0 | 0 | 0 | 0 | 0 | 0 | 0 | 0 | Existing & Under Const. Plant
| 32 | BXC Solar | SouthEast Ghana Group | Sun | Solar PV | 0 | 0 | 0 | 0 | 0 | 0 | 0 | 0 | 0 | 24.0159 | 24.0159 | 24.0159 | 24.0159 | 24.0159 | 24.0159 | 24.0159 | 24.0159 | 0 | 0 | 0 | 0 | 0 | 0 | 0 | 0 | 0 | 0 | 0 | 0 | 0 | 0 | 0 | 0 | 0 | 0 | 0 | 0 | 0 | 0 | 0 | 0 | 0 | 0 | 0 | 0 | 18 | 18 | 18 | 18 | 18 | 18 | 18 | 18 | 0 | 15.23% | 15.23% | 15.23% | 15.23% | 15.23% | 15.23% | 15.23% | 15.23% | 0% | [9 empty] | 0 | 0 | 0 | 0 | 0 | 0 | 0 | 0 | 0 | 0 | 0 | 0 | 0 | Existing & Under Const. Plant
| 41 | SOUT COAL STEAM TURBINE 2026 | SouthWest Ghana Group | Coal | Coal Steam Turbine | 0 | 0 | 0 | 0 | 0 | 31.5903 | 70.1425 | 70.1425 | 70.1425 | 0 | 0 | 0 | 0 | 0 | 3589.8042 | 7970.7415 | 7970.7415 | 7970.7415 | 0 | 0 | 0 | 0 | 0 | 64.8036 | 64.4134 | 64.4134 | 58.9124 | 0 | 0 | 0 | 0 | 0 | 6.034 | 6.034 | 6.034 | 6.034 | 0 | 0 | 0 | 0 | 0 | 0 | 0 | 0 | 0 | 0 | 0 | 0 | 0 | 0 | 482.112 | 1070.473 | 1070.473 | 1070.473 | 0% | 0% | 0% | 0% | 0% | 85% | 85% | 85% | 85% | 0 | 0 | 0 | 0 | 0 | 1520.5812 | 1855.6906 | 0 | 0 | 0 | 0 | 0 | 0 | 0 | 644.8749 | 591.2802 | 0 | 0 | 709.3624 | 1359.7706 | 1520.5812 | 3713.899 | Unplanned Build | Potential Build Coal2026
| 43 | SOUT COMBINED CYCLE 2020 | SouthWest Ghana Group | Oil/Gas | Oil/Gas Combined Cycle | 0 | 0 | 0 | 0 | 0 | 0 | 0 | 0 | 35.4326 | 0 | 0 | 0 | 0 | 0 | 0 | 0 | 0 | 4887.2506 | 0 | 0 | 0 | 0 | 0 | 0 | 0 | 0 | 13.5952 | 0 | 0 | 0 | 0 | 0 | 0 | 0 | 0 | 3.48 | 0 | 0 | 0 | 0 | 0 | 0 | 0 | 0 | 0 | 0 | 0 | 0 | 0 | 0 | 0 | 0 | 0 | 619.895 | 0% | 0% | 0% | 0% | 0% | 0% | 0% | 0% | 90% | 0 | 0 | 0 | 0 | 0 | 0 | 0 | 0 | 645.3107 | 0 | 0 | 0 | 0 | 0 | 0 | 0 | 0 | 79.2738 | 0 | 0 | 0 | 0 | Unplanned Build | Potential Build Oil/Gas Combined Cycle2020
| 45 | SOUT COMBINED CYCLE 2019 | SouthEast Ghana Group | Oil/Gas | Oil/Gas Combined Cycle | 0 | 0 | 0 | 0 | 0 | 0 | 0 | 48.8112 | 95.7642 | 0 | 0 | 0 | 0 | 0 | 0 | 0 | 6732.5856 | 13208.8529 | 0 | 0 | 0 | 0 | 0 | 0 | 0 | 14.8646 | 13.5952 | 0 | 0 | 0 | 0 | 0 | 0 | 0 | 3.48 | 3.48 | 0 | 0 | 0 | 0 | 0 | 0 | 0 | 0 | 0 | 0 | 0 | 0 | 0 | 0 | 0 | 0 | 853.955 | 1675.399 | 0% | 0% | 0% | 0% | 0% | 0% | 0% | 90% | 90% | 0 | 0 | 0 | 0 | 0 | 0 | 0 | 888.9672 | 855.1232 | 0 | 0 | 0 | 0 | 0 | 0 | 0 | 175.8774 | 105.0484 | 0 | 193.4652 | 0 | 977.8639 | Unplanned Build | Potential Build Oil/Gas Combined Cycle2019
| 52 | NORT HYDRO SMALL 2026 | Northern Ghana Group | Water | Hydro | 0 | 0 | 0 | 0 | 0 | 0 | 0 | 0 | 0 | 0 | 0 | 0 | 0 | 0 | 214.2471 | 214.2471 | 214.2471 | 214.2471 | 0 | 0 | 0 | 0 | 0 | 44.864 | 44.5939 | 44.5939 | 40.7855 | 0 | 0 | 0 | 0 | 0 | 3 | 3 | 3 | 3 | 0 | 0 | 0 | 0 | 0 | 0 | 0 | 0 | 0 | 0 | 0 | 0 | 0 | 0 | 57.5469 | 57.5469 | 57.5469 | 57.5469 | 0% | 0% | 0% | 0% | 0% | 42.5% | 42.5% | 42.5% | 42.5% | 0 | 0 | 0 | 0 | 0 | 184.1501 | 0 | 0 | 0 | 0 | 0 | 0 | 0 | 0 | 78.0976 | 0 | 0 | 0 | 85.9074 | 85.9074 | 184.1501 | 202.5651 | Unplanned Build | Potential Build Hydro Small2026NORT
| 54 | ASHA INTERRUPTIBLE 2016 | Ashanti Group | Interruptible | Interruptible | 0 | 0 | 0 | 0 | 0 | 0 | 0 | 0 | 0 | 0 | 0 | 0 | 0 | 0 | 0 | 0 | 0 | 0 | 0 | 0 | 0 | 0 | 0 | 0 | 0 | 0 | 0 | 0 | 0 | 0 | 0 | 0 | 0 | 0 | 0 | 0 | 0 | 0 | 0 | 0 | 0 | 0 | 0 | 0 | 0 | 129.301 | 217.102 | 0 | 0 | 0 | 0 | 0 | 0 | 0 | 0% | 0% | 0% | 0% | 0% | 0% | 0% | 0% | 0% | [9 empty] | 0 | 0 | 0 | 0 | 0 | 0 | 0 | 0 | 0 | 0 | 0 | 0 | 0 | Unplanned Build | Potential Build Interruptible2016
| 63 | ASHA SOLAR PV 2020 | Ashanti Group | Sun | Solar PV | 0 | 0 | 0 | 0 | 0 | 0 | 0 | 0 | 0 | 0 | 0 | 0 | 6.3375 | 19.0126 | 19.0126 | 19.0126 | 19.0126 | 19.0126 | 0 | 0 | 0 | 25.981 | 24.7251 | 24.7251 | 24.5762 | 24.5762 | 22.4773 | 0 | 0 | 0 | 0 | 0 | 0 | 0 | 0 | 0 | 0 | 0 | 0 | 0 | 0 | 0 | 0 | 0 | 0 | 0 | 0 | 0 | 5 | 15 | 15 | 15 | 15 | 15 | 0% | 0% | 0% | 14.47% | 14.47% | 14.47% | 14.47% | 14.47% | 14.47% | 0 | 0 | 0 | 4.5135 | 9.027 | 0 | 0 | 0 | 0 | 0 | 0 | 0 | 3.0828 | 5.0955 | 0 | 0 | 0 | 0 | 8.9961 | 8.9961 | 13.5405 | 14.8945 | Unplanned Build | Potential Build Solar PV2020
| 64 | ASHA SOLAR PV 2026 | Ashanti Group | Sun | Solar PV | 0 | 0 | 0 | 0 | 0 | 0 | 0 | 0 | 0 | 0 | 0 | 0 | 0 | 0 | 12.6751 | 38.0252 | 50.7002 | 50.7002 | 0 | 0 | 0 | 0 | 0 | 24.7251 | 24.5762 | 24.5762 | 22.4773 | 0 | 0 | 0 | 0 | 0 | 0 | 0 | 0 | 0 | 0 | 0 | 0 | 0 | 0 | 0 | 0 | 0 | 0 | 0 | 0 | 0 | 0 | 0 | 10 | 30 | 40 | 40 | 0% | 0% | 0% | 0% | 0% | 14.47% | 14.47% | 14.47% | 14.47% | 0 | 0 | 0 | 0 | 0 | 7.407 | 14.814 | 7.407 | 0 | 0 | 0 | 0 | 0 | 0 | 3.1413 | 4.7202 | 1.4654 | 0 | 3.4554 | 10.2596 | 7.407 | 32.5909 | Unplanned Build | Potential Build Solar PV2026
| 65 | ASHA SOLAR PV 2035 | Ashanti Group | Sun | Solar PV | 0 | 0 | 0 | 0 | 0 | 0 | 0 | 0 | 0 | 0 | 0 | 0 | 0 | 0 | 0 | 0 | 12.6751 | 69.7128 | 0 | 0 | 0 | 0 | 0 | 0 | 0 | 24.7744 | 22.6586 | 0 | 0 | 0 | 0 | 0 | 0 | 0 | 0 | 0 | 0 | 0 | 0 | 0 | 0 | 0 | 0 | 0 | 0 | 0 | 0 | 0 | 0 | 0 | 0 | 0 | 10 | 55 | 0% | 0% | 0% | 0% | 0% | 0% | 0% | 14.47% | 14.47% | 0 | 0 | 0 | 0 | 0 | 0 | 0 | 8.6378 | 38.8703 | 0 | 0 | 0 | 0 | 0 | 0 | 0 | 1.709 | 4.7751 | 0 | 1.8798 | 0 | 9.5016 | Unplanned Build | Potential Build Solar PV2035
| 66 | SOUT SOLAR PV 2020 | SouthWest Ghana Group | Sun | Solar PV | 0 | 0 | 0 | 0 | 0 | 0 | 0 | 0 | 0 | 0 | 0 | 0 | 0 | 12.6751 | 12.6751 | 12.6751 | 12.6751 | 12.6751 | 0 | 0 | 0 | 0 | 24.7251 | 24.7251 | 24.5762 | 24.5762 | 22.4773 | 0 | 0 | 0 | 0 | 0 | 0 | 0 | 0 | 0 | 0 | 0 | 0 | 0 | 0 | 0 | 0 | 0 | 0 | 0 | 0 | 0 | 0 | 10 | 10 | 10 | 10 | 10 | 0% | 0% | 0% | 0% | 14.47% | 14.47% | 14.47% | 14.47% | 14.47% | 0 | 0 | 0 | 0 | 9.027 | 0 | 0 | 0 | 0 | 0 | 0 | 0 | 0 | 5.0955 | 0 | 0 | 0 | 0 | 5.6051 | 5.6051 | 9.027 | 9.9297 | Unplanned Build | Potential Build Solar PV2020
| 67 | SOUT SOLAR PV 2026 | SouthWest Ghana Group | Sun | Solar PV | 0 | 0 | 0 | 0 | 0 | 0 | 0 | 0 | 0 | 0 | 0 | 0 | 0 | 0 | 12.6751 | 25.3501 | 31.6876 | 31.6876 | 0 | 0 | 0 | 0 | 0 | 24.7251 | 24.5762 | 24.5762 | 22.4773 | 0 | 0 | 0 | 0 | 0 | 0 | 0 | 0 | 0 | 0 | 0 | 0 | 0 | 0 | 0 | 0 | 0 | 0 | 0 | 0 | 0 | 0 | 0 | 10 | 20 | 25 | 25 | 0% | 0% | 0% | 0% | 0% | 14.47% | 14.47% | 14.47% | 14.47% | 0 | 0 | 0 | 0 | 0 | 7.407 | 7.407 | 3.7035 | 0 | 0 | 0 | 0 | 0 | 0 | 3.1413 | 2.3601 | 0.73272 | 0 | 3.4554 | 6.8575 | 7.407 | 20.3693 | Unplanned Build | Potential Build Solar PV2026
| 68 | SOUT SOLAR PV 2035 | SouthWest Ghana Group | Sun | Solar PV | 0 | 0 | 0 | 0 | 0 | 0 | 0 | 0 | 0 | 0 | 0 | 0 | 0 | 0 | 0 | 0 | 12.6751 | 57.0377 | 0 | 0 | 0 | 0 | 0 | 0 | 0 | 24.7744 | 22.6586 | 0 | 0 | 0 | 0 | 0 | 0 | 0 | 0 | 0 | 0 | 0 | 0 | 0 | 0 | 0 | 0 | 0 | 0 | 0 | 0 | 0 | 0 | 0 | 0 | 0 | 10 | 45 | 0% | 0% | 0% | 0% | 0% | 0% | 0% | 14.47% | 14.47% | 0 | 0 | 0 | 0 | 0 | 0 | 0 | 8.6378 | 30.2324 | 0 | 0 | 0 | 0 | 0 | 0 | 0 | 1.709 | 3.7139 | 0 | 1.8798 | 0 | 9.5016 | Unplanned Build | Potential Build Solar PV2035
| 69 | NORT SOLAR PV 2018 | Northern Ghana Group | Sun | Solar PV | 0 | 0 | 0 | 0 | 0 | 0 | 0 | 0 | 0 | 0 | 0 | 67.5263 | 67.5263 | 67.5263 | 67.5263 | 67.5263 | 67.5263 | 67.5263 | 0 | 0 | 24.8 | 25.981 | 24.7251 | 24.7251 | 24.5762 | 24.5762 | 22.4773 | 0 | 0 | 0 | 0 | 0 | 0 | 0 | 0 | 0 | 0 | 0 | 0 | 0 | 0 | 0 | 0 | 0 | 0 | 0 | 0 | 47.1565 | 47.1565 | 47.1565 | 47.1565 | 47.1565 | 47.1565 | 47.1565 | 0% | 0% | 16.35% | 16.35% | 16.35% | 16.35% | 16.35% | 16.35% | 16.35% | 0 | 0 | 58.6155 | 0 | 0 | 0 | 0 | 0 | 0 | 0 | 0 | 44.0387 | 0 | 0 | 0 | 0 | 0 | 0 | 48.4426 | 48.4426 | 58.6155 | 64.4771 | Unplanned Build | Potential Build Solar PV2018
| 70 | NORT SOLAR PV 2020 | Northern Ghana Group | Sun | Solar PV | 0 | 0 | 0 | 0 | 0 | 0 | 0 | 0 | 0 | 0 | 0 | 0 | 71.598 | 214.7941 | 214.7941 | 214.7941 | 214.7941 | 214.7941 | 0 | 0 | 0 | 25.981 | 24.7251 | 24.7251 | 24.5762 | 24.5762 | 22.4773 | 0 | 0 | 0 | 0 | 0 | 0 | 0 | 0 | 0 | 0 | 0 | 0 | 0 | 0 | 0 | 0 | 0 | 0 | 0 | 0 | 0 | 50 | 150 | 150 | 150 | 150 | 150 | 0% | 0% | 0% | 16.35% | 16.35% | 16.35% | 16.35% | 16.35% | 16.35% | 0 | 0 | 0 | 45.135 | 90.27 | 0 | 0 | 0 | 0 | 0 | 0 | 0 | 30.8278 | 50.9551 | 0 | 0 | 0 | 0 | 89.9612 | 89.9612 | 135.405 | 148.9455 | Unplanned Build | Potential Build Solar PV2020
| 71 | NORT SOLAR PV 2023 | Northern Ghana Group | Sun | Solar PV | 0 | 0 | 0 | 0 | 0 | 0 | 0 | 0 | 0 | 0 | 0 | 0 | 0 | 71.598 | 143.1961 | 143.1961 | 143.1961 | 143.1961 | 0 | 0 | 0 | 0 | 24.7251 | 24.7251 | 24.5762 | 24.5762 | 22.4773 | 0 | 0 | 0 | 0 | 0 | 0 | 0 | 0 | 0 | 0 | 0 | 0 | 0 | 0 | 0 | 0 | 0 | 0 | 0 | 0 | 0 | 0 | 50 | 100 | 100 | 100 | 100 | 0% | 0% | 0% | 0% | 16.35% | 16.35% | 16.35% | 16.35% | 16.35% | 0 | 0 | 0 | 0 | 42.3473 | 42.3473 | 0 | 0 | 0 | 0 | 0 | 0 | 0 | 23.9039 | 17.9594 | 0 | 0 | 0 | 46.0496 | 46.0496 | 84.6945 | 93.164 | Unplanned Build | Potential Build Solar PV2023
| 72 | NORT SOLAR PV 2026 | Northern Ghana Group | Sun | Solar PV | 0 | 0 | 0 | 0 | 0 | 0 | 0 | 0 | 0 | 0 | 0 | 0 | 0 | 0 | 71.598 | 214.7941 | 214.7941 | 214.7941 | 0 | 0 | 0 | 0 | 0 | 24.7251 | 24.5762 | 24.5762 | 22.4773 | 0 | 0 | 0 | 0 | 0 | 0 | 0 | 0 | 0 | 0 | 0 | 0 | 0 | 0 | 0 | 0 | 0 | 0 | 0 | 0 | 0 | 0 | 0 | 50 | 150 | 150 | 150 | 0% | 0% | 0% | 0% | 0% | 16.35% | 16.35% | 16.35% | 16.35% | 0 | 0 | 0 | 0 | 0 | 37.0351 | 74.0702 | 0 | 0 | 0 | 0 | 0 | 0 | 0 | 15.7065 | 23.601 | 0 | 0 | 17.2771 | 43.2383 | 37.0351 | 122.2158 | Unplanned Build | Potential Build Solar PV2026
| 73 | NORT SOLAR PV 2030 | Northern Ghana Group | Sun | Solar PV | 0 | 0 | 0 | 0 | 0 | 0 | 0 | 0 | 0 | 0 | 0 | 0 | 0 | 0 | 0 | 35.799 | 178.9951 | 178.9951 | 0 | 0 | 0 | 0 | 0 | 0 | 24.5762 | 24.5762 | 22.4773 | 0 | 0 | 0 | 0 | 0 | 0 | 0 | 0 | 0 | 0 | 0 | 0 | 0 | 0 | 0 | 0 | 0 | 0 | 0 | 0 | 0 | 0 | 0 | 0 | 25 | 125 | 125 | 0% | 0% | 0% | 0% | 0% | 0% | 16.35% | 16.35% | 16.35% | 0 | 0 | 0 | 0 | 0 | 0 | 17.1313 | 68.5253 | 0 | 0 | 0 | 0 | 0 | 0 | 0 | 5.4586 | 13.5574 | 0 | 0 | 20.9175 | 0 | 94.2223 | Unplanned Build | Potential Build Solar PV2030
| 74 | NORT SOLAR PV 2035 | Northern Ghana Group | Sun | Solar PV | 0 | 0 | 0 | 0 | 0 | 0 | 0 | 0 | 0 | 0 | 0 | 0 | 0 | 0 | 0 | 0 | 71.598 | 429.5883 | 0 | 0 | 0 | 0 | 0 | 0 | 0 | 24.5762 | 22.4773 | 0 | 0 | 0 | 0 | 0 | 0 | 0 | 0 | 0 | 0 | 0 | 0 | 0 | 0 | 0 | 0 | 0 | 0 | 0 | 0 | 0 | 0 | 0 | 0 | 0 | 50 | 300 | 0% | 0% | 0% | 0% | 0% | 0% | 0% | 16.35% | 16.35% | 0 | 0 | 0 | 0 | 0 | 0 | 0 | 43.1892 | 215.946 | 0 | 0 | 0 | 0 | 0 | 0 | 0 | 8.5448 | 26.5281 | 0 | 9.3992 | 0 | 47.5081 | Unplanned Build | Potential Build Solar PV2035
| 76 | SOUT SOLAR PV 2020 | SouthEast Ghana Group | Sun | Solar PV | 0 | 0 | 0 | 0 | 0 | 0 | 0 | 0 | 0 | 0 | 0 | 0 | 1.8814 | 65.2567 | 65.2567 | 65.2567 | 65.2567 | 65.2567 | 0 | 0 | 0 | 25.981 | 24.7251 | 24.7251 | 24.5762 | 24.5762 | 22.4773 | 0 | 0 | 0 | 0 | 0 | 0 | 0 | 0 | 0 | 0 | 0 | 0 | 0 | 0 | 0 | 0 | 0 | 0 | 0 | 0 | 0 | 1.4844 | 51.4843 | 51.4843 | 51.4843 | 51.4843 | 51.4843 | 0% | 0% | 0% | 14.47% | 14.47% | 14.47% | 14.47% | 14.47% | 14.47% | 0 | 0 | 0 | 1.3399 | 45.135 | 0 | 0 | 0 | 0 | 0 | 0 | 0 | 0.91519 | 25.4775 | 0 | 0 | 0 | 0 | 29.032 | 29.032 | 46.4749 | 51.1224 | Unplanned Build | Potential Build Solar PV2020
| 77 | SOUT SOLAR PV 2026 | SouthEast Ghana Group | Sun | Solar PV | 0 | 0 | 0 | 0 | 0 | 0 | 0 | 0 | 0 | 0 | 0 | 0 | 0 | 0 | 31.6876 | 221.8134 | 285.1886 | 285.1886 | 0 | 0 | 0 | 0 | 0 | 24.7251 | 24.5762 | 24.5762 | 22.4773 | 0 | 0 | 0 | 0 | 0 | 0 | 0 | 0 | 0 | 0 | 0 | 0 | 0 | 0 | 0 | 0 | 0 | 0 | 0 | 0 | 0 | 0 | 0 | 25 | 175 | 225 | 225 | 0% | 0% | 0% | 0% | 0% | 14.47% | 14.47% | 14.47% | 14.47% | 0 | 0 | 0 | 0 | 0 | 18.5175 | 111.1053 | 37.0351 | 0 | 0 | 0 | 0 | 0 | 0 | 7.8532 | 35.4016 | 7.3272 | 0 | 8.6386 | 55.6402 | 18.5175 | 183.3237 | Unplanned Build | Potential Build Solar PV2026
| 78 | SOUT SOLAR PV 2035 | SouthEast Ghana Group | Sun | Solar PV | 0 | 0 | 0 | 0 | 0 | 0 | 0 | 0 | 0 | 0 | 0 | 0 | 0 | 0 | 0 | 0 | 63.3753 | 285.1886 | 0 | 0 | 0 | 0 | 0 | 0 | 0 | 24.7744 | 22.6586 | 0 | 0 | 0 | 0 | 0 | 0 | 0 | 0 | 0 | 0 | 0 | 0 | 0 | 0 | 0 | 0 | 0 | 0 | 0 | 0 | 0 | 0 | 0 | 0 | 0 | 50 | 225 | 0% | 0% | 0% | 0% | 0% | 0% | 0% | 14.47% | 14.47% | 0 | 0 | 0 | 0 | 0 | 0 | 0 | 43.1892 | 151.1622 | 0 | 0 | 0 | 0 | 0 | 0 | 0 | 8.5448 | 18.5697 | 0 | 9.3992 | 0 | 47.5081 | Unplanned Build | Potential Build Solar PV2035
| 80 | SOUT SOLAR PV 2020 | SouthWest Ghana Group | Sun | Solar PV | 0 | 0 | 0 | 0 | 0 | 0 | 0 | 0 | 0 | 0 | 0 | 0 | 0 | 38.0252 | 76.0503 | 76.0503 | 76.0503 | 76.0503 | 0 | 0 | 0 | 0 | 24.7251 | 24.7251 | 24.5762 | 24.5762 | 22.4773 | 0 | 0 | 0 | 0 | 0 | 0 | 0 | 0 | 0 | 0 | 0 | 0 | 0 | 0 | 0 | 0 | 0 | 0 | 0 | 0 | 0 | 0 | 30 | 60 | 60 | 60 | 60 | 0% | 0% | 0% | 0% | 14.47% | 14.47% | 14.47% | 14.47% | 14.47% | 0 | 0 | 0 | 0 | 27.081 | 27.081 | 0 | 0 | 0 | 0 | 0 | 0 | 0 | 15.2865 | 11.485 | 0 | 0 | 0 | 29.4487 | 29.4487 | 54.162 | 59.5782 | Unplanned Build | Potential Build Solar PV2020
| 81 | SOUT SOLAR PV 2026 | SouthWest Ghana Group | Sun | Solar PV | 0 | 0 | 0 | 0 | 0 | 0 | 0 | 0 | 0 | 0 | 0 | 0 | 0 | 0 | 25.3501 | 126.7505 | 152.1006 | 152.1006 | 0 | 0 | 0 | 0 | 0 | 24.7251 | 24.5762 | 24.5762 | 22.4773 | 0 | 0 | 0 | 0 | 0 | 0 | 0 | 0 | 0 | 0 | 0 | 0 | 0 | 0 | 0 | 0 | 0 | 0 | 0 | 0 | 0 | 0 | 0 | 20 | 100 | 120 | 120 | 0% | 0% | 0% | 0% | 0% | 14.47% | 14.47% | 14.47% | 14.47% | 0 | 0 | 0 | 0 | 0 | 14.814 | 59.2562 | 14.814 | 0 | 0 | 0 | 0 | 0 | 0 | 6.2826 | 18.8808 | 2.9309 | 0 | 6.9109 | 30.9037 | 14.814 | 97.7727 | Unplanned Build | Potential Build Solar PV2026
| 82 | SOUT SOLAR PV 2035 | SouthWest Ghana Group | Sun | Solar PV | 0 | 0 | 0 | 0 | 0 | 0 | 0 | 0 | 0 | 0 | 0 | 0 | 0 | 0 | 0 | 0 | 12.6751 | 152.1006 | 0 | 0 | 0 | 0 | 0 | 0 | 0 | 24.7744 | 22.6586 | 0 | 0 | 0 | 0 | 0 | 0 | 0 | 0 | 0 | 0 | 0 | 0 | 0 | 0 | 0 | 0 | 0 | 0 | 0 | 0 | 0 | 0 | 0 | 0 | 0 | 10 | 120 | 0% | 0% | 0% | 0% | 0% | 0% | 0% | 14.47% | 14.47% | 0 | 0 | 0 | 0 | 0 | 0 | 0 | 8.6378 | 95.0162 | 0 | 0 | 0 | 0 | 0 | 0 | 0 | 1.709 | 11.6724 | 0 | 1.8798 | 0 | 9.5016 | Unplanned Build | Potential Build Solar PV2035
| 84 | SOUT SOLAR PV 2026 | SouthEast Ghana Group | Sun | Solar PV | 0 | 0 | 0 | 0 | 0 | 0 | 0 | 0 | 0 | 0 | 0 | 0 | 0 | 0 | 12.6751 | 25.3501 | 38.0252 | 38.0252 | 0 | 0 | 0 | 0 | 0 | 24.7251 | 24.5762 | 24.5762 | 22.4773 | 0 | 0 | 0 | 0 | 0 | 0 | 0 | 0 | 0 | 0 | 0 | 0 | 0 | 0 | 0 | 0 | 0 | 0 | 0 | 0 | 0 | 0 | 0 | 10 | 20 | 30 | 30 | 0% | 0% | 0% | 0% | 0% | 14.47% | 14.47% | 14.47% | 14.47% | 0 | 0 | 0 | 0 | 0 | 7.407 | 7.407 | 7.407 | 0 | 0 | 0 | 0 | 0 | 0 | 3.1413 | 2.3601 | 1.4654 | 0 | 3.4554 | 7.6635 | 7.407 | 24.4432 | Unplanned Build | Potential Build Solar PV2026
| 85 | SOUT SOLAR PV 2035 | SouthEast Ghana Group | Sun | Solar PV | 0 | 0 | 0 | 0 | 0 | 0 | 0 | 0 | 0 | 0 | 0 | 0 | 0 | 0 | 0 | 0 | 12.6751 | 38.0252 | 0 | 0 | 0 | 0 | 0 | 0 | 0 | 24.7744 | 22.6586 | 0 | 0 | 0 | 0 | 0 | 0 | 0 | 0 | 0 | 0 | 0 | 0 | 0 | 0 | 0 | 0 | 0 | 0 | 0 | 0 | 0 | 0 | 0 | 0 | 0 | 10 | 30 | 0% | 0% | 0% | 0% | 0% | 0% | 0% | 14.47% | 14.47% | 0 | 0 | 0 | 0 | 0 | 0 | 0 | 8.6378 | 17.2757 | 0 | 0 | 0 | 0 | 0 | 0 | 0 | 1.709 | 2.1222 | 0 | 1.8798 | 0 | 9.5016 | Unplanned Build | Potential Build Solar PV2035
| 87 | ASHA SOLAR PV WITH STORAGE 2026 | Ashanti Group | Sun + storage | Solar PV + Storage | 0 | 0 | 0 | 0 | 0 | 0 | 0 | 0 | 0 | 0 | 0 | 0 | 0 | 0 | 0 | 12.675 | 12.675 | 12.675 | 0 | 0 | 0 | 0 | 0 | 0 | 27.7473 | 27.7473 | 25.3776 | 0 | 0 | 0 | 0 | 0 | 0 | 0 | 0 | 0 | 0 | 0 | 0 | 0 | 0 | 0 | 0 | 0 | 0 | 0 | 0 | 0 | 0 | 0 | 0 | 10 | 10 | 10 | 0% | 0% | 0% | 0% | 0% | 0% | 14.47% | 14.47% | 14.47% | 0 | 0 | 0 | 0 | 0 | 0 | 11.875 | 0 | 0 | 0 | 0 | 0 | 0 | 0 | 0 | 3.7837 | 0 | 0 | 0 | 4.1621 | 0 | 13.0625 | Unplanned Build | Potential Build Solar PV with storage2026
| 88 | ASHA SOLAR PV WITH STORAGE 2035 | Ashanti Group | Sun + storage | Solar PV + Storage | 0 | 0 | 0 | 0 | 0 | 0 | 0 | 0 | 0 | 0 | 0 | 0 | 0 | 0 | 0 | 0 | 0 | 31.6876 | 0 | 0 | 0 | 0 | 0 | 0 | 0 | 0 | 25.3776 | 0 | 0 | 0 | 0 | 0 | 0 | 0 | 0 | 0 | 0 | 0 | 0 | 0 | 0 | 0 | 0 | 0 | 0 | 0 | 0 | 0 | 0 | 0 | 0 | 0 | 0 | 25 | 0% | 0% | 0% | 0% | 0% | 0% | 0% | 0% | 14.47% | 0 | 0 | 0 | 0 | 0 | 0 | 0 | 0 | 25.65 | 0 | 0 | 0 | 0 | 0 | 0 | 0 | 0 | 3.151 | 0 | 0 | 0 | 0 | Unplanned Build | Potential Build Solar PV with storage2035
| 90 | SOUT SOLAR PV WITH STORAGE 2026 | SouthWest Ghana Group | Sun + storage | Solar PV + Storage | 0 | 0 | 0 | 0 | 0 | 0 | 0 | 0 | 0 | 0 | 0 | 0 | 0 | 0 | 0 | 6.3375 | 6.3375 | 6.3375 | 0 | 0 | 0 | 0 | 0 | 0 | 27.7473 | 27.7473 | 25.3776 | 0 | 0 | 0 | 0 | 0 | 0 | 0 | 0 | 0 | 0 | 0 | 0 | 0 | 0 | 0 | 0 | 0 | 0 | 0 | 0 | 0 | 0 | 0 | 0 | 5 | 5 | 5 | 0% | 0% | 0% | 0% | 0% | 0% | 14.47% | 14.47% | 14.47% | 0 | 0 | 0 | 0 | 0 | 0 | 5.9375 | 0 | 0 | 0 | 0 | 0 | 0 | 0 | 0 | 1.8919 | 0 | 0 | 0 | 2.0811 | 0 | 6.5312 | Unplanned Build | Potential Build Solar PV with storage2026
| 93 | NORT SOLAR PV WITH STORAGE 2026 | Northern Ghana Group | Sun + storage | Solar PV + Storage | 0 | 0 | 0 | 0 | 0 | 0 | 0 | 0 | 0 | 0 | 0 | 0 | 0 | 0 | 0 | 63.3752 | 63.3752 | 63.3752 | 0 | 0 | 0 | 0 | 0 | 0 | 27.7473 | 27.7473 | 25.3776 | 0 | 0 | 0 | 0 | 0 | 0 | 0 | 0 | 0 | 0 | 0 | 0 | 0 | 0 | 0 | 0 | 0 | 0 | 0 | 0 | 0 | 0 | 0 | 0 | 50 | 50 | 50 | 0% | 0% | 0% | 0% | 0% | 0% | 14.47% | 14.47% | 14.47% | 0 | 0 | 0 | 0 | 0 | 0 | 59.375 | 0 | 0 | 0 | 0 | 0 | 0 | 0 | 0 | 18.9187 | 0 | 0 | 0 | 20.8106 | 0 | 65.3125 | Unplanned Build | Potential Build Solar PV with storage2026
| 94 | NORT SOLAR PV WITH STORAGE 2035 | Northern Ghana Group | Sun + storage | Solar PV + Storage | 0 | 0 | 0 | 0 | 0 | 0 | 0 | 0 | 0 | 0 | 0 | 0 | 0 | 0 | 0 | 0 | 0 | 158.4381 | 0 | 0 | 0 | 0 | 0 | 0 | 0 | 0 | 25.3776 | 0 | 0 | 0 | 0 | 0 | 0 | 0 | 0 | 0 | 0 | 0 | 0 | 0 | 0 | 0 | 0 | 0 | 0 | 0 | 0 | 0 | 0 | 0 | 0 | 0 | 0 | 125 | 0% | 0% | 0% | 0% | 0% | 0% | 0% | 0% | 14.47% | 0 | 0 | 0 | 0 | 0 | 0 | 0 | 0 | 128.25 | 0 | 0 | 0 | 0 | 0 | 0 | 0 | 0 | 15.755 | 0 | 0 | 0 | 0 | Unplanned Build | Potential Build Solar PV with storage2035
| 96 | SOUT SOLAR PV WITH STORAGE 2026 | SouthEast Ghana Group | Sun + storage | Solar PV + Storage | 0 | 0 | 0 | 0 | 0 | 0 | 0 | 0 | 0 | 0 | 0 | 0 | 0 | 0 | 0 | 95.0629 | 95.0629 | 95.0629 | 0 | 0 | 0 | 0 | 0 | 0 | 27.7473 | 27.7473 | 25.3776 | 0 | 0 | 0 | 0 | 0 | 0 | 0 | 0 | 0 | 0 | 0 | 0 | 0 | 0 | 0 | 0 | 0 | 0 | 0 | 0 | 0 | 0 | 0 | 0 | 75 | 75 | 75 | 0% | 0% | 0% | 0% | 0% | 0% | 14.47% | 14.47% | 14.47% | 0 | 0 | 0 | 0 | 0 | 0 | 89.0625 | 0 | 0 | 0 | 0 | 0 | 0 | 0 | 0 | 28.3781 | 0 | 0 | 0 | 31.2159 | 0 | 97.9688 | Unplanned Build | Potential Build Solar PV with storage2026
| 99 | SOUT SOLAR PV WITH STORAGE 2026 | SouthWest Ghana Group | Sun + storage | Solar PV + Storage | 0 | 0 | 0 | 0 | 0 | 0 | 0 | 0 | 0 | 0 | 0 | 0 | 0 | 0 | 0 | 50.7002 | 50.7002 | 50.7002 | 0 | 0 | 0 | 0 | 0 | 0 | 27.7473 | 27.7473 | 25.3776 | 0 | 0 | 0 | 0 | 0 | 0 | 0 | 0 | 0 | 0 | 0 | 0 | 0 | 0 | 0 | 0 | 0 | 0 | 0 | 0 | 0 | 0 | 0 | 0 | 40 | 40 | 40 | 0% | 0% | 0% | 0% | 0% | 0% | 14.47% | 14.47% | 14.47% | 0 | 0 | 0 | 0 | 0 | 0 | 47.5 | 0 | 0 | 0 | 0 | 0 | 0 | 0 | 0 | 15.135 | 0 | 0 | 0 | 16.6485 | 0 | 52.25 | Unplanned Build | Potential Build Solar PV with storage2026
| 102 | SOUT SOLAR PV WITH STORAGE 2026 | SouthEast Ghana Group | Sun + storage | Solar PV + Storage | 0 | 0 | 0 | 0 | 0 | 0 | 0 | 0 | 0 | 0 | 0 | 0 | 0 | 0 | 0 | 6.3375 | 6.3375 | 6.3375 | 0 | 0 | 0 | 0 | 0 | 0 | 27.7473 | 27.7473 | 25.3776 | 0 | 0 | 0 | 0 | 0 | 0 | 0 | 0 | 0 | 0 | 0 | 0 | 0 | 0 | 0 | 0 | 0 | 0 | 0 | 0 | 0 | 0 | 0 | 0 | 5 | 5 | 5 | 0% | 0% | 0% | 0% | 0% | 0% | 14.47% | 14.47% | 14.47% | 0 | 0 | 0 | 0 | 0 | 0 | 5.9375 | 0 | 0 | 0 | 0 | 0 | 0 | 0 | 0 | 1.8919 | 0 | 0 | 0 | 2.0811 | 0 | 6.5312 | Unplanned Build | Potential Build Solar PV with storage2026
| 104 | SOUT WIND TURBINE 2020 | SouthEast Ghana Group | Wind | Wind | 0 | 0 | 0 | 0 | 0 | 0 | 0 | 0 | 0 | 0 | 0 | 0 | 175.1525 | 350.305 | 525.4575 | 525.4575 | 525.4575 | 525.4575 | 0 | 0 | 0 | 48.9343 | 46.5689 | 46.5689 | 46.2884 | 46.2884 | 42.3353 | 0 | 0 | 0 | 0 | 0 | 0 | 0 | 0 | 0 | 0 | 0 | 0 | 0 | 0 | 0 | 0 | 0 | 0 | 0 | 0 | 0 | 75 | 150 | 225 | 225 | 225 | 225 | 0% | 0% | 0% | 26.66% | 26.66% | 26.66% | 26.66% | 26.66% | 26.66% | 0 | 0 | 0 | 67.5749 | 67.5749 | 67.5749 | 0 | 0 | 0 | 0 | 0 | 0 | 46.1546 | 38.1443 | 28.6584 | 0 | 0 | 0 | 124.253 | 124.253 | 202.7248 | 222.9973 | Unplanned Build | Potential Build Wind2020
| 105 | SOUT WIND TURBINE 2026 | SouthEast Ghana Group | Wind | Wind | 0 | 0 | 0 | 0 | 0 | 0 | 0 | 0 | 0 | 0 | 0 | 0 | 0 | 0 | 175.1525 | 408.6892 | 525.4575 | 525.4575 | 0 | 0 | 0 | 0 | 0 | 46.5689 | 46.2884 | 46.2884 | 42.3353 | 0 | 0 | 0 | 0 | 0 | 0 | 0 | 0 | 0 | 0 | 0 | 0 | 0 | 0 | 0 | 0 | 0 | 0 | 0 | 0 | 0 | 0 | 0 | 75 | 175 | 225 | 225 | 0% | 0% | 0% | 0% | 0% | 26.66% | 26.66% | 26.66% | 26.66% | 0 | 0 | 0 | 0 | 0 | 42.0874 | 56.1165 | 28.0583 | 0 | 0 | 0 | 0 | 0 | 0 | 17.8492 | 17.8804 | 5.5512 | 0 | 19.6341 | 45.4089 | 42.0874 | 138.8883 | Unplanned Build | Potential Build Wind2026
| 106 | SOUT WIND TURBINE 2035 | SouthEast Ghana Group | Wind | Wind | 0 | 0 | 0 | 0 | 0 | 0 | 0 | 0 | 0 | 0 | 0 | 0 | 0 | 0 | 0 | 0 | 233.5367 | 233.5367 | 0 | 0 | 0 | 0 | 0 | 0 | 0 | 46.5758 | 42.5982 | 0 | 0 | 0 | 0 | 0 | 0 | 0 | 0 | 0 | 0 | 0 | 0 | 0 | 0 | 0 | 0 | 0 | 0 | 0 | 0 | 0 | 0 | 0 | 0 | 0 | 100 | 100 | 0% | 0% | 0% | 0% | 0% | 0% | 0% | 26.66% | 26.66% | 0 | 0 | 0 | 0 | 0 | 0 | 0 | 78.3123 | 0 | 0 | 0 | 0 | 0 | 0 | 0 | 0 | 15.4937 | 0 | 0 | 17.043 | 0 | 86.1435 | Unplanned Build | Potential Build Wind2035
[6 empty] | 0 | 0 | 0 | 0 | 0 | 0 | 0 |  |  | 0 | 0 | 0 | 0 | 0 | 0 | 0 |  |  | 0 | 0 | 0 | 0 | 0 | 0 | 0 |  |  | 0 | 0 | 0 | 0 | 0 | 0 | 0 |  |  | 0 | 0 | 0 | 0 | 0 | 0 | 0 |  |  | 0 | 0 | 0 | 0 | 0 | 0 | 0 |  |  | 0 | 0 | 0 | 0 | 0 | 0 | 0

## LowConCapCost
Back to Contents | [77 empty] | 90.91% | 82.64% | 75.13% | 68.3% | 56.45% | 42.41% | 31.86% | 19.78% | 12.28% | Cap Cost NPV |  | Cap Cost -- no NPV
|  | Plant Name |  |  |  | FUEL CONSUMPTION | [8 empty] | GENERATION | [8 empty] | FOM (USD/kW-yr | [8 empty] | VOM (USD/MWh) | [8 empty] | Fuel Cost (USD/MWh) | [8 empty] | Available Capacity | [8 empty] | Capacity Factors | [8 empty] | Total Capital Cost | [8 empty] | Total Capital Cost (NPV) | [8 empty] | 1345.001 | 2408.8423 | 2610.1285 | 6640.8111 | Unplanned? | Plant Name
| UnitID |  | Model Region | Fuel Type | Capacity Type | 2017 | 2018 | 2019 | 2020 | 2023 | 2026 | 2030 | 2035 | 2040 | 2017 | 2018 | 2019 | 2020 | 2023 | 2026 | 2030 | 2035 | 2040 | 2017 | 2018 | 2019 | 2020 | 2023 | 2026 | 2030 | 2035 | 2040 | 2017 | 2018 | 2019 | 2020 | 2023 | 2026 | 2030 | 2035 | 2040 | 2017 | 2018 | 2019 | 2020 | 2023 | 2026 | 2030 | 2035 | 2040 | 2017 | 2018 | 2019 | 2020 | 2023 | 2026 | 2030 | 2035 | 2040 | 2017 | 2018 | 2019 | 2020 | 2023 | 2026 | 2030 | 2035 | 2040 | 2017 | 2018 | 2019 | 2020 | 2023 | 2026 | 2030 | 2035 | 2040 | 2017 | 2018 | 2019 | 2020 | 2023 | 2026 | 2030 | 2035 | 2040 | 10-year | 20-year | 10-year | 20-year
| 1 | CENIT | SouthEast Ghana Group | Oil | Oil Combustion | 0 | 0 | 0 | 0 | 0 | 0 | 0 | 0 | 0 | 0 | 0 | 0 | 0 | 0 | 0 | 0 | 0 | 0 | 11.83 | 11.83 | 11.83 | 12.3933 | 11.7943 | 11.7943 | 11.7232 | 0 | 0 | 0 | 0 | 0 | 0 | 0 | 0 | 0 | 0 | 0 | 0 | 0 | 0 | 0 | 0 | 0 | 0 | 0 | 0 | 100 | 100 | 100 | 100 | 100 | 100 | 100 | 0 | 0 | 0% | 0% | 0% | 0% | 0% | 0% | 0% | 0% | 0% | [9 empty] | 0 | 0 | 0 | 0 | 0 | 0 | 0 | 0 | 0 | 0 | 0 | 0 | 0 | Existing & Under Const. Plant
| 2 | Trojan 2B | SouthEast Ghana Group | Oil | Oil Combustion | 0.26958 | 0 | 0 | 0 | 0 | 0 | 0 | 0 | 0 | 31.941 | 0 | 0 | 0 | 0 | 0 | 0 | 0 | 0 | 34 | 34 | 34 | 35.619 | 0 | 0 | 0 | 0 | 0 | 5.5 | 0 | 0 | 0 | 0 | 0 | 0 | 0 | 0 | 0 | 0 | 0 | 0 | 0 | 0 | 0 | 0 | 0 | 16.25 | 16.25 | 16.25 | 16.25 | 0 | 0 | 0 | 0 | 0 | 22.44% | 0% | 0% | 0% | 0% | 0% | 0% | 0% | 0% | [9 empty] | 0 | 0 | 0 | 0 | 0 | 0 | 0 | 0 | 0 | 0 | 0 | 0 | 0 | Existing & Under Const. Plant
| 3 | Trojan 2A | Ashanti Group | Oil | Oil Combustion | 0.26958 | 0 | 0 | 0 | 0 | 0 | 0 | 0 | 0 | 31.941 | 0 | 0 | 0 | 0 | 0 | 0 | 0 | 0 | 34 | 34 | 34 | 35.619 | 0 | 0 | 0 | 0 | 0 | 5.5 | 0 | 0 | 0 | 0 | 0 | 0 | 0 | 0 | 0 | 0 | 0 | 0 | 0 | 0 | 0 | 0 | 0 | 16.25 | 16.25 | 16.25 | 16.25 | 0 | 0 | 0 | 0 | 0 | 22.44% | 0% | 0% | 0% | 0% | 0% | 0% | 0% | 0% | [9 empty] | 0 | 0 | 0 | 0 | 0 | 0 | 0 | 0 | 0 | 0 | 0 | 0 | 0 | Existing & Under Const. Plant
| 4 | GP Tarkwa Plant | SouthWest Ghana Group | Oil | Oil Combustion | 0 | 0 | 0 | 0 | 0 | 0 | 0 | 0 | 0 | 0 | 0 | 0 | 0 | 0 | 0 | 0 | 0 | 0 | 17.5 | 17.5 | 17.5 | 18.3333 | 17.4471 | 17.4471 | 17.3421 | 17.3421 | 15.861 | 0 | 0 | 0 | 0 | 0 | 0 | 0 | 0 | 0 | 0 | 0 | 0 | 0 | 0 | 0 | 0 | 0 | 0 | 33 | 33 | 33 | 33 | 33 | 33 | 33 | 33 | 33 | 0% | 0% | 0% | 0% | 0% | 0% | 0% | 0% | 0% | [9 empty] | 0 | 0 | 0 | 0 | 0 | 0 | 0 | 0 | 0 | 0 | 0 | 0 | 0 | Existing & Under Const. Plant
| 5 | GP Chirano Plant | SouthWest Ghana Group | Oil | Oil Combustion | 0 | 0 | 0 | 0 | 0 | 0 | 0 | 0 | 0 | 0 | 0 | 0 | 0 | 0 | 0 | 0 | 0 | 0 | 17.5 | 17.5 | 17.5 | 18.3333 | 17.4471 | 17.4471 | 17.3421 | 17.3421 | 15.861 | 0 | 0 | 0 | 0 | 0 | 0 | 0 | 0 | 0 | 0 | 0 | 0 | 0 | 0 | 0 | 0 | 0 | 0 | 30 | 30 | 30 | 30 | 30 | 30 | 30 | 30 | 30 | 0% | 0% | 0% | 0% | 0% | 0% | 0% | 0% | 0% | [9 empty] | 0 | 0 | 0 | 0 | 0 | 0 | 0 | 0 | 0 | 0 | 0 | 0 | 0 | Existing & Under Const. Plant
| 6 | GP Darmang Plant | SouthWest Ghana Group | Oil | Oil Combustion | 0 | 0 | 0 | 0 | 0 | 0 | 0 | 0 | 0 | 0 | 0 | 0 | 0 | 0 | 0 | 0 | 0 | 0 | 17.5 | 17.5 | 17.5 | 18.3333 | 17.4471 | 17.4471 | 17.3421 | 17.3421 | 15.861 | 0 | 0 | 0 | 0 | 0 | 0 | 0 | 0 | 0 | 0 | 0 | 0 | 0 | 0 | 0 | 0 | 0 | 0 | 25.5 | 25.5 | 25.5 | 25.5 | 25.5 | 25.5 | 25.5 | 25.5 | 25.5 | 0% | 0% | 0% | 0% | 0% | 0% | 0% | 0% | 0% | [9 empty] | 0 | 0 | 0 | 0 | 0 | 0 | 0 | 0 | 0 | 0 | 0 | 0 | 0 | Existing & Under Const. Plant
| 7 | SAPP 2 | SouthEast Ghana Group | Oil/Gas | Oil/Gas Combined Cycle | 9.6772 | 23.2536 | 21.995 | 8.5583 | 23.5117 | 23.5117 | 23.5117 | 23.5117 | 23.4267 | 1240.6696 | 2981.2363 | 2819.8715 | 1097.2146 | 3014.316 | 3014.3161 | 3014.3157 | 3014.316 | 3003.4187 | 16 | 16 | 16 | 16.7619 | 15.9517 | 15.9517 | 15.8556 | 15.8556 | 14.5015 | 3.5 | 3.5 | 3.5 | 3.5 | 3.5 | 3.5 | 3.5 | 3.5 | 3.5 | 0 | 0 | 0 | 0 | 0 | 0 | 0 | 0 | 0 | 370 | 370 | 370 | 370 | 370 | 370 | 370 | 370 | 370 | 38.28% | 91.98% | 87% | 33.85% | 93% | 93% | 93% | 93% | 92.66% | [9 empty] | 0 | 0 | 0 | 0 | 0 | 0 | 0 | 0 | 0 | 0 | 0 | 0 | 0 | Existing & Under Const. Plant
| 8 | Cenpower | SouthEast Ghana Group | Oil/Gas | Oil/Gas Combined Cycle | 0 | 0.13838 | 2.1896 | 0 | 21.6884 | 21.6884 | 21.6884 | 21.6726 | 19.4673 | 0 | 17.6725 | 279.6412 | 0 | 2769.912 | 2769.9121 | 2769.9119 | 2767.897 | 2486.2415 | 0 | 16 | 16 | 16.7619 | 15.9517 | 15.9517 | 15.8556 | 15.8556 | 14.5015 | 0 | 3.5 | 3.5 | 0 | 3.5 | 3.5 | 3.5 | 3.5 | 3.5 | 0 | 0 | 0 | 0 | 0 | 0 | 0 | 0 | 0 | 0 | 340 | 340 | 340 | 340 | 340 | 340 | 340 | 340 | 0% | 0.5934% | 9.389% | 0% | 93% | 93% | 93% | 92.93% | 83.48% | [9 empty] | 0 | 0 | 0 | 0 | 0 | 0 | 0 | 0 | 0 | 0 | 0 | 0 | 0 | Existing & Under Const. Plant
| 9 | KarpowerShip 1 | SouthEast Ghana Group | Oil/Gas | Oil/Gas Combined Cycle | 14.837 | 0 | 0 | 0 | 0 | 0 | 0 | 0 | 0 | 1942.0128 | 0 | 0 | 0 | 0 | 0 | 0 | 0 | 0 | 177.828 | 0 | 0 | 0 | 0 | 0 | 0 | 0 | 0 | 3.5 | 0 | 0 | 0 | 0 | 0 | 0 | 0 | 0 | 0 | 0 | 0 | 0 | 0 | 0 | 0 | 0 | 0 | 247 | 0 | 0 | 0 | 0 | 0 | 0 | 0 | 0 | 89.75% | 0% | 0% | 0% | 0% | 0% | 0% | 0% | 0% | [9 empty] | 0 | 0 | 0 | 0 | 0 | 0 | 0 | 0 | 0 | 0 | 0 | 0 | 0 | Existing & Under Const. Plant
| 10 | AKSA | SouthEast Ghana Group | Oil/Gas | Oil/Gas Combined Cycle | 10.1595 | 0 | 0 | 0 | 18.3824 | 6.911 | 3.7408 | 2.7331 | 9.1512 | 1195.236 | 0 | 0 | 0 | 2162.6366 | 813.0537 | 440.0936 | 321.547 | 1076.6084 | 16 | 16 | 16 | 16.7619 | 15.9517 | 15.9517 | 15.8556 | 15.8556 | 14.5015 | 3.5 | 0 | 0 | 0 | 3.5 | 3.5 | 3.5 | 3.5 | 3.5 | 0 | 0 | 0 | 0 | 0 | 0 | 0 | 0 | 0 | 250 | 375 | 375 | 375 | 375 | 375 | 375 | 375 | 375 | 54.58% | 0% | 0% | 0% | 65.83% | 24.75% | 13.4% | 9.788% | 32.77% | [9 empty] | 0 | 0 | 0 | 0 | 0 | 0 | 0 | 0 | 0 | 0 | 0 | 0 | 0 | Existing & Under Const. Plant
| 11 | TAPCO (T1) | SouthWest Ghana Group | Oil/Gas | Oil/Gas Combined Cycle | 11.645 | 17.1872 | 0 | 17.1872 | 17.1872 | 17.1872 | 17.171 | 15.6158 | 0.75143 | 1496.2087 | 2208.3 | 0 | 2208.3 | 2208.3 | 2208.3003 | 2206.2222 | 2006.3987 | 96.5472 | 18.7 | 18.7 | 18.7 | 19.5905 | 18.6435 | 18.6435 | 18.5312 | 18.5312 | 16.9486 | 5 | 5 | 0 | 5 | 5 | 5 | 5 | 5 | 5 | 0 | 0 | 0 | 0 | 0 | 0 | 0 | 0 | 0 | 305 | 305 | 305 | 305 | 305 | 305 | 305 | 305 | 305 | 56% | 82.65% | 0% | 82.65% | 82.65% | 82.65% | 82.57% | 75.1% | 3.614% | [9 empty] | 0 | 0 | 0 | 0 | 0 | 0 | 0 | 0 | 0 | 0 | 0 | 0 | 0 | Existing & Under Const. Plant
| 12 | TICO (T2) | SouthWest Ghana Group | Oil/Gas | Oil/Gas Combined Cycle | 17.7346 | 17.7346 | 10.5327 | 17.7346 | 17.7346 | 17.7346 | 17.7346 | 17.7346 | 5.3922 | 2382.7198 | 2382.72 | 1415.1178 | 2382.72 | 2382.72 | 2382.72 | 2382.72 | 2382.7201 | 724.4692 | 30.94 | 30.94 | 30.94 | 32.4133 | 30.8465 | 30.8465 | 30.6608 | 30.6608 | 28.0423 | 4.9 | 4.9 | 4.9 | 4.9 | 4.9 | 4.9 | 4.9 | 4.9 | 4.9 | 0 | 0 | 0 | 0 | 0 | 0 | 0 | 0 | 0 | 320 | 320 | 320 | 320 | 320 | 320 | 320 | 320 | 320 | 85% | 85% | 50.48% | 85% | 85% | 85% | 85% | 85% | 25.84% | [9 empty] | 0 | 0 | 0 | 0 | 0 | 0 | 0 | 0 | 0 | 0 | 0 | 0 | 0 | Existing & Under Const. Plant
| 13 | Amandi | SouthWest Ghana Group | Oil/Gas | Oil/Gas Combined Cycle | 0 | 0 | 8.0946 | 12.0103 | 12.0103 | 11.7388 | 9.895 | 6.6734 | 0.17303 | 0 | 0 | 987.1488 | 1464.672 | 1464.672 | 1431.5572 | 1206.712 | 813.8244 | 21.1012 | 0 | 0 | 30.94 | 32.4133 | 30.8465 | 30.8465 | 30.6608 | 30.6608 | 28.0423 | 0 | 0 | 4.9 | 4.9 | 4.9 | 4.9 | 4.9 | 4.9 | 4.9 | 0 | 0 | 0 | 0 | 0 | 0 | 0 | 0 | 0 | 0 | 0 | 190 | 190 | 190 | 190 | 190 | 190 | 190 | 0% | 0% | 59.31% | 88% | 88% | 86.01% | 72.5% | 48.9% | 1.268% | [9 empty] | 0 | 0 | 0 | 0 | 0 | 0 | 0 | 0 | 0 | 0 | 0 | 0 | 0 | Existing & Under Const. Plant
| 14 | KarpowerShip 2 | SouthWest Ghana Group | Oil/Gas | Oil/Gas Combined Cycle | 0 | 24.5592 | 31.8841 | 18.521 | 0 | 0 | 0 | 0 | 0 | 0 | 2884.5643 | 3744.9 | 2175.353 | 0 | 0 | 0 | 0 | 0 | 0 | 177.828 | 177.828 | 186.296 | 177.2908 | 0 | 0 | 0 | 0 | 0 | 3.5 | 3.5 | 3.5 | 0 | 0 | 0 | 0 | 0 | 0 | 0 | 0 | 0 | 0 | 0 | 0 | 0 | 0 | 0 | 450 | 450 | 450 | 450 | 0 | 0 | 0 | 0 | 0% | 73.18% | 95% | 55.18% | 0% | 0% | 0% | 0% | 0% | [9 empty] | 0 | 0 | 0 | 0 | 0 | 0 | 0 | 0 | 0 | 0 | 0 | 0 | 0 | Existing & Under Const. Plant
| 15 | Early Power | SouthEast Ghana Group | Oil/Gas | Oil/Gas Combustion | 0 | 0 | 7.7096 | 23.0656 | 23.0656 | 23.0656 | 23.0656 | 23.0656 | 23.0656 | 0 | 0 | 1027.9476 | 3075.417 | 3075.417 | 3075.417 | 3075.417 | 3075.417 | 3075.417 | 0 | 0 | 16 | 16.7619 | 15.9517 | 15.9517 | 15.8556 | 15.8556 | 14.5015 | 0 | 0 | 3.5 | 3.5 | 3.5 | 3.5 | 3.5 | 3.5 | 3.5 | 0 | 0 | 0 | 0 | 0 | 0 | 0 | 0 | 0 | 0 | 0 | 377.5 | 377.5 | 377.5 | 377.5 | 377.5 | 377.5 | 377.5 | 0% | 0% | 31.08% | 93% | 93% | 93% | 93% | 93% | 93% | [9 empty] | 0 | 0 | 0 | 0 | 0 | 0 | 0 | 0 | 0 | 0 | 0 | 0 | 0 | Existing & Under Const. Plant
| 16 | TT1PP | SouthEast Ghana Group | Oil/Gas | Oil/Gas Combustion | 0 | 0 | 0 | 0 | 0 | 0 | 0 | 0 | 0 | 0 | 0 | 0 | 0 | 0 | 0 | 0 | 0 | 0 | 14.3 | 14.3 | 14.3 | 14.981 | 14.2568 | 14.2568 | 14.1709 | 14.1709 | 12.9607 | 0 | 0 | 0 | 0 | 0 | 0 | 0 | 0 | 0 | 0 | 0 | 0 | 0 | 0 | 0 | 0 | 0 | 0 | 100 | 100 | 100 | 100 | 100 | 100 | 100 | 100 | 100 | 0% | 0% | 0% | 0% | 0% | 0% | 0% | 0% | 0% | [9 empty] | 0 | 0 | 0 | 0 | 0 | 0 | 0 | 0 | 0 | 0 | 0 | 0 | 0 | Existing & Under Const. Plant
| 17 | KTPP | SouthEast Ghana Group | Oil/Gas | Oil/Gas Combustion | 0.31622 | 0 | 0 | 0 | 0 | 0 | 0 | 0 | 0.0015473 | 29.0113 | 0 | 0 | 0 | 0 | 0 | 0 | 0 | 0.14195 | 12.3 | 12.3 | 12.3 | 12.8857 | 12.2628 | 12.2628 | 12.189 | 12.189 | 11.148 | 3.5 | 0 | 0 | 0 | 0 | 0 | 0 | 0 | 3.5 | 0 | 0 | 0 | 0 | 0 | 0 | 0 | 0 | 0 | 200 | 200 | 200 | 200 | 200 | 200 | 200 | 200 | 200 | 1.656% | 0% | 0% | 0% | 0% | 0% | 0% | 0% | 0.008102% | [9 empty] | 0 | 0 | 0 | 0 | 0 | 0 | 0 | 0 | 0 | 0 | 0 | 0 | 0 | Existing & Under Const. Plant
| 18 | Trojan 1 | SouthEast Ghana Group | Oil/Gas | Oil/Gas Combustion | 0.41408 | 0 | 0 | 0 | 0 | 0 | 0 | 0 | 0 | 49.0614 | 0 | 0 | 0 | 0 | 0 | 0 | 0 | 0 | 34 | 34 | 34 | 35.619 | 0 | 0 | 0 | 0 | 0 | 5.5 | 0 | 0 | 0 | 0 | 0 | 0 | 0 | 0 | 0 | 0 | 0 | 0 | 0 | 0 | 0 | 0 | 0 | 24.96 | 24.96 | 24.96 | 24.96 | 0 | 0 | 0 | 0 | 0 | 22.44% | 0% | 0% | 0% | 0% | 0% | 0% | 0% | 0% | [9 empty] | 0 | 0 | 0 | 0 | 0 | 0 | 0 | 0 | 0 | 0 | 0 | 0 | 0 | Existing & Under Const. Plant
| 19 | MRP | SouthEast Ghana Group | Oil/Gas | Oil/Gas Combustion | 0 | 0 | 0 | 0 | 0 | 0 | 0 | 0 | 0 | 0 | 0 | 0 | 0 | 0 | 0 | 0 | 0 | 0 | 12.5737 | 12.5737 | 12.5737 | 13.1725 | 12.5357 | 12.5357 | 12.4602 | 12.4602 | 11.3961 | 0 | 0 | 0 | 0 | 0 | 0 | 0 | 0 | 0 | 0 | 0 | 0 | 0 | 0 | 0 | 0 | 0 | 0 | 70 | 70 | 70 | 70 | 70 | 70 | 70 | 70 | 70 | 0% | 0% | 0% | 0% | 0% | 0% | 0% | 0% | 0% | [9 empty] | 0 | 0 | 0 | 0 | 0 | 0 | 0 | 0 | 0 | 0 | 0 | 0 | 0 | Existing & Under Const. Plant
| 20 | Safisana | SouthEast Ghana Group | Biogas | Biogas | 0.010052 | 0.010052 | 0.010052 | 0.010052 | 0.010052 | 0.010052 | 0.010052 | 0.010052 | 0.010052 | 0.7446 | 0.7446 | 0.7446 | 0.7446 | 0.7446 | 0.7446 | 0.7446 | 0.7446 | 0.7446 | 35 | 35 | 35 | 36.6667 | 34.8943 | 34.8943 | 34.6841 | 34.6841 | 31.7221 | 4.2 | 4.2 | 4.2 | 4.2 | 4.2 | 4.2 | 4.2 | 4.2 | 4.2 | 0 | 0 | 0 | 0 | 0 | 0 | 0 | 0 | 0 | 0.1 | 0.1 | 0.1 | 0.1 | 0.1 | 0.1 | 0.1 | 0.1 | 0.1 | 85% | 85% | 85% | 85% | 85% | 85% | 85% | 85% | 85% | [9 empty] | 0 | 0 | 0 | 0 | 0 | 0 | 0 | 0 | 0 | 0 | 0 | 0 | 0 | Existing & Under Const. Plant
| 21 | TT2PP | SouthEast Ghana Group | Gas | Gas Combustion Turbine | 0.5098 | 0 | 0 | 0 | 0 | 0 | 0 | 0.0083587 | 0.0027862 | 52.4484 | 0 | 0 | 0 | 0 | 0 | 0 | 0.85995 | 0.28665 | 12.1007 | 12.1007 | 12.1007 | 12.6769 | 12.0641 | 12.0641 | 11.9915 | 11.9915 | 10.9674 | 4.5 | 0 | 0 | 0 | 0 | 0 | 0 | 4.5 | 4.5 | 0 | 0 | 0 | 0 | 0 | 0 | 0 | 0 | 0 | 45 | 45 | 45 | 45 | 45 | 45 | 45 | 45 | 45 | 13.31% | 0% | 0% | 0% | 0% | 0% | 0% | 0.2182% | 0.07272% | [9 empty] | 0 | 0 | 0 | 0 | 0 | 0 | 0 | 0 | 0 | 0 | 0 | 0 | 0 | Existing & Under Const. Plant
| 22 | SAPP 1 | SouthEast Ghana Group | Gas | Gas Combustion Turbine | 3.0298 | 0 | 0 | 0 | 0 | 0 | 0.0011123 | 0.14325 | 0.052103 | 324.7328 | 0 | 0 | 0 | 0 | 0 | 0.11922 | 15.3533 | 5.5844 | 11.83 | 11.83 | 11.83 | 12.3933 | 11.7943 | 11.7943 | 11.7232 | 11.7232 | 10.7221 | 4.5 | 0 | 0 | 0 | 0 | 0 | 4.5 | 4.5 | 4.5 | 0 | 0 | 0 | 0 | 0 | 0 | 0 | 0 | 0 | 180 | 180 | 180 | 180 | 180 | 180 | 180 | 180 | 180 | 20.59% | 0% | 0% | 0% | 0% | 0% | 0.007561% | 0.9737% | 0.3542% | [9 empty] | 0 | 0 | 0 | 0 | 0 | 0 | 0 | 0 | 0 | 0 | 0 | 0 | 0 | Existing & Under Const. Plant
| 23 | Trojan 3 | SouthEast Ghana Group | Gas | Gas Combustion Turbine | 0 | 0 | 0 | 0 | 0 | 0 | 0 | 0 | 0 | 0 | 0 | 0 | 0 | 0 | 0 | 0 | 0 | 0 | 0 | 34 | 34 | 35.619 | 0 | 0 | 0 | 0 | 0 | 0 | 0 | 0 | 0 | 0 | 0 | 0 | 0 | 0 | 0 | 0 | 0 | 0 | 0 | 0 | 0 | 0 | 0 | 0 | 49.92 | 49.92 | 49.92 | 0 | 0 | 0 | 0 | 0 | 0% | 0% | 0% | 0% | 0% | 0% | 0% | 0% | 0% | [9 empty] | 0 | 0 | 0 | 0 | 0 | 0 | 0 | 0 | 0 | 0 | 0 | 0 | 0 | Existing & Under Const. Plant
| 24 | Ameri_2016 | SouthWest Ghana Group | Gas | Gas Combustion Turbine | 0.42075 | 0 | 17.4796 | 0 | 0 | 0 | 0 | 0 | 0 | 41.4045 | 0 | 1720.0968 | 0 | 0 | 0 | 0 | 0 | 0 | 14.54 | 14.54 | 14.54 | 15.2324 | 0 | 0 | 0 | 0 | 0 | 5 | 0 | 5 | 0 | 0 | 0 | 0 | 0 | 0 | 0 | 0 | 0 | 0 | 0 | 0 | 0 | 0 | 0 | 230 | 230 | 230 | 230 | 0 | 0 | 0 | 0 | 0 | 2.055% | 0% | 85.37% | 0% | 0% | 0% | 0% | 0% | 0% | [9 empty] | 0 | 0 | 0 | 0 | 0 | 0 | 0 | 0 | 0 | 0 | 0 | 0 | 0 | Existing & Under Const. Plant
| 25 | Ameri_2021 | SouthWest Ghana Group | Gas | Gas Combustion Turbine | 0 | 0 | 0 | 0 | 0 | 0 | 0 | 0.0079014 | 0 | 0 | 0 | 0 | 0 | 0 | 0 | 0 | 0.77754 | 0 | 0 | 0 | 0 | 0 | 14.4961 | 14.4961 | 14.4088 | 14.4088 | 13.1782 | 0 | 0 | 0 | 0 | 0 | 0 | 0 | 4.17 | 0 | 0 | 0 | 0 | 0 | 0 | 0 | 0 | 0 | 0 | 0 | 0 | 0 | 0 | 230 | 230 | 230 | 230 | 230 | 0% | 0% | 0% | 0% | 0% | 0% | 0% | 0.03859% | 0% | [9 empty] | 0 | 0 | 0 | 0 | 0 | 0 | 0 | 0 | 0 | 0 | 0 | 0 | 0 | Existing & Under Const. Plant
| 26 | Bui | Northern Ghana Group | Water | Hydro | 0 | 0 | 0 | 0 | 0 | 0 | 0 | 0 | 0 | 669.5865 | 669.5866 | 669.5864 | 669.5865 | 669.5862 | 669.5865 | 669.5867 | 669.5864 | 669.5865 | 27.74 | 27.74 | 27.74 | 29.061 | 27.6562 | 27.6562 | 27.4896 | 27.4896 | 25.142 | 1.63 | 1.63 | 1.63 | 1.63 | 1.63 | 1.63 | 1.63 | 1.63 | 1.63 | 0 | 0 | 0 | 0 | 0 | 0 | 0 | 0 | 0 | 330 | 330 | 330 | 330 | 330 | 330 | 330 | 330 | 330 | 23.16% | 23.16% | 23.16% | 23.16% | 23.16% | 23.16% | 23.16% | 23.16% | 23.16% | [9 empty] | 0 | 0 | 0 | 0 | 0 | 0 | 0 | 0 | 0 | 0 | 0 | 0 | 0 | Existing & Under Const. Plant
| 27 | Akosombo | SouthEast Ghana Group | Water | Hydro | 0 | 0 | 0 | 0 | 0 | 0 | 0 | 0 | 0 | 3681.6893 | 3681.6893 | 4016.3878 | 4016.39 | 4434.764 | 4434.7625 | 4434.7624 | 4434.7622 | 4434.7618 | 9.16 | 9.16 | 9.16 | 9.5962 | 9.1323 | 9.1323 | 9.0773 | 9.0773 | 8.3021 | 0.98 | 0.98 | 0.98 | 0.98 | 0.98 | 0.98 | 0.98 | 0.98 | 0.98 | 0 | 0 | 0 | 0 | 0 | 0 | 0 | 0 | 0 | 900 | 900 | 900 | 900 | 900 | 900 | 900 | 900 | 900 | 46.7% | 46.7% | 50.94% | 50.94% | 56.25% | 56.25% | 56.25% | 56.25% | 56.25% | [9 empty] | 0 | 0 | 0 | 0 | 0 | 0 | 0 | 0 | 0 | 0 | 0 | 0 | 0 | Existing & Under Const. Plant
| 28 | Kpong | SouthEast Ghana Group | Water | Hydro | 0 | 0 | 0 | 0 | 0 | 0 | 0 | 0 | 0 | 722.7075 | 722.7075 | 788.4082 | 788.408 | 870.5339 | 870.534 | 870.5338 | 870.5339 | 870.5338 | 9.16 | 9.16 | 9.16 | 9.5962 | 9.1323 | 9.1323 | 9.0773 | 9.0773 | 8.3021 | 0.98 | 0.98 | 0.98 | 0.98 | 0.98 | 0.98 | 0.98 | 0.98 | 0.98 | 0 | 0 | 0 | 0 | 0 | 0 | 0 | 0 | 0 | 140 | 140 | 140 | 140 | 140 | 140 | 140 | 140 | 140 | 58.93% | 58.93% | 64.29% | 64.29% | 70.98% | 70.98% | 70.98% | 70.98% | 70.98% | [9 empty] | 0 | 0 | 0 | 0 | 0 | 0 | 0 | 0 | 0 | 0 | 0 | 0 | 0 | Existing & Under Const. Plant
| 29 | Cote d'Ivoire Dummy | Cote d'Ivoire | Water | Hydro | 0 | 0 | 0 | 0 | 0 | 0 | 0 | 0 | 0 | 814.6801 | 814.68 | 14 | 814.6801 | 814.6798 | 814.68 | 814.6801 | 814.68 | 814.6799 | 0 | 0 | 0 | 0 | 0 | 0 | 0 | 0 | 0 | 10 | 10 | 10 | 10 | 10 | 10 | 10 | 10 | 10 | 0 | 0 | 0 | 0 | 0 | 0 | 0 | 0 | 0 | 150 | 150 | 150 | 150 | 150 | 150 | 150 | 150 | 150 | 62% | 62% | 1.065% | 62% | 62% | 62% | 62% | 62% | 62% | [9 empty] | 0 | 0 | 0 | 0 | 0 | 0 | 0 | 0 | 0 | 0 | 0 | 0 | 0 | Existing & Under Const. Plant
| 30 | Burkina Dummy | Burkina Group | Water | Hydro | 0 | 0 | 0 | 0 | 0 | 0 | 0 | 0 | 0 | 0.438 | 0.438 | 0.438 | 0.438 | 4.818 | 4.818 | 4.818 | 4.818 | 4.818 | 0 | 0 | 0 | 0 | 0 | 0 | 0 | 0 | 0 | 10 | 10 | 10 | 10 | 10 | 10 | 10 | 10 | 10 | 0 | 0 | 0 | 0 | 0 | 0 | 0 | 0 | 0 | 10 | 10 | 10 | 10 | 110 | 110 | 110 | 110 | 110 | 0.5% | 0.5% | 0.5% | 0.5% | 0.5% | 0.5% | 0.5% | 0.5% | 0.5% | [9 empty] | 0 | 0 | 0 | 0 | 0 | 0 | 0 | 0 | 0 | 0 | 0 | 0 | 0 | Existing & Under Const. Plant
| 31 | VRA Solar | Northern Ghana Group | Sun | Solar PV | 0 | 0 | 0 | 0 | 0 | 0 | 0 | 0 | 0 | 2.7132 | 2.7132 | 2.7132 | 2.7132 | 2.7132 | 2.7132 | 2.7132 | 2.7132 | 2.7132 | 0 | 0 | 0 | 0 | 0 | 0 | 0 | 0 | 0 | 0 | 0 | 0 | 0 | 0 | 0 | 0 | 0 | 0 | 0 | 0 | 0 | 0 | 0 | 0 | 0 | 0 | 0 | 1.8 | 1.8 | 1.8 | 1.8 | 1.8 | 1.8 | 1.8 | 1.8 | 1.8 | 17.21% | 17.21% | 17.21% | 17.21% | 17.21% | 17.21% | 17.21% | 17.21% | 17.21% | [9 empty] | 0 | 0 | 0 | 0 | 0 | 0 | 0 | 0 | 0 | 0 | 0 | 0 | 0 | Existing & Under Const. Plant
| 32 | BXC Solar | SouthEast Ghana Group | Sun | Solar PV | 0 | 0 | 0 | 0 | 0 | 0 | 0 | 0 | 0 | 24.0159 | 24.0159 | 24.0159 | 24.0159 | 24.0159 | 24.0159 | 24.0159 | 24.0159 | 0 | 0 | 0 | 0 | 0 | 0 | 0 | 0 | 0 | 0 | 0 | 0 | 0 | 0 | 0 | 0 | 0 | 0 | 0 | 0 | 0 | 0 | 0 | 0 | 0 | 0 | 0 | 0 | 18 | 18 | 18 | 18 | 18 | 18 | 18 | 18 | 0 | 15.23% | 15.23% | 15.23% | 15.23% | 15.23% | 15.23% | 15.23% | 15.23% | 0% | [9 empty] | 0 | 0 | 0 | 0 | 0 | 0 | 0 | 0 | 0 | 0 | 0 | 0 | 0 | Existing & Under Const. Plant
| 41 | SOUT COAL STEAM TURBINE 2026 | SouthWest Ghana Group | Coal | Coal Steam Turbine | 0 | 0 | 0 | 0 | 0 | 31.5903 | 70.1425 | 70.1425 | 70.1425 | 0 | 0 | 0 | 0 | 0 | 3589.8042 | 7970.7415 | 7970.7415 | 7970.7415 | 0 | 0 | 0 | 0 | 0 | 64.8036 | 64.4134 | 64.4134 | 58.9124 | 0 | 0 | 0 | 0 | 0 | 6.034 | 6.034 | 6.034 | 6.034 | 0 | 0 | 0 | 0 | 0 | 0 | 0 | 0 | 0 | 0 | 0 | 0 | 0 | 0 | 482.112 | 1070.473 | 1070.473 | 1070.473 | 0% | 0% | 0% | 0% | 0% | 85% | 85% | 85% | 85% | 0 | 0 | 0 | 0 | 0 | 1363.9614 | 1664.5545 | 0 | 0 | 0 | 0 | 0 | 0 | 0 | 578.4528 | 530.3783 | 0 | 0 | 636.298 | 1219.7142 | 1363.9614 | 3331.3674 | Unplanned Build | Potential Build Coal2026
| 43 | SOUT COMBINED CYCLE 2020 | SouthWest Ghana Group | Oil/Gas | Oil/Gas Combined Cycle | 0 | 0 | 0 | 0 | 0 | 0 | 0 | 0 | 35.4326 | 0 | 0 | 0 | 0 | 0 | 0 | 0 | 0 | 4887.2506 | 0 | 0 | 0 | 0 | 0 | 0 | 0 | 0 | 13.5952 | 0 | 0 | 0 | 0 | 0 | 0 | 0 | 0 | 3.48 | 0 | 0 | 0 | 0 | 0 | 0 | 0 | 0 | 0 | 0 | 0 | 0 | 0 | 0 | 0 | 0 | 0 | 619.895 | 0% | 0% | 0% | 0% | 0% | 0% | 0% | 0% | 90% | 0 | 0 | 0 | 0 | 0 | 0 | 0 | 0 | 400.4798 | 0 | 0 | 0 | 0 | 0 | 0 | 0 | 0 | 49.1973 | 0 | 0 | 0 | 0 | Unplanned Build | Potential Build Oil/Gas Combined Cycle2020
| 45 | SOUT COMBINED CYCLE 2019 | SouthEast Ghana Group | Oil/Gas | Oil/Gas Combined Cycle | 0 | 0 | 0 | 0 | 0 | 0 | 0 | 48.8112 | 95.7642 | 0 | 0 | 0 | 0 | 0 | 0 | 0 | 6732.5856 | 13208.8536 | 0 | 0 | 0 | 0 | 0 | 0 | 0 | 14.8646 | 13.5952 | 0 | 0 | 0 | 0 | 0 | 0 | 0 | 3.48 | 3.48 | 0 | 0 | 0 | 0 | 0 | 0 | 0 | 0 | 0 | 0 | 0 | 0 | 0 | 0 | 0 | 0 | 853.955 | 1675.399 | 0% | 0% | 0% | 0% | 0% | 0% | 0% | 90% | 90% | 0 | 0 | 0 | 0 | 0 | 0 | 0 | 551.693 | 530.6895 | 0 | 0 | 0 | 0 | 0 | 0 | 0 | 109.1495 | 65.1931 | 0 | 120.0645 | 0 | 606.8623 | Unplanned Build | Potential Build Oil/Gas Combined Cycle2019
| 52 | NORT HYDRO SMALL 2026 | Northern Ghana Group | Water | Hydro | 0 | 0 | 0 | 0 | 0 | 0 | 0 | 0 | 0 | 0 | 0 | 0 | 0 | 0 | 214.2471 | 214.2471 | 214.2471 | 214.2471 | 0 | 0 | 0 | 0 | 0 | 44.864 | 44.5939 | 44.5939 | 40.7855 | 0 | 0 | 0 | 0 | 0 | 3 | 3 | 3 | 3 | 0 | 0 | 0 | 0 | 0 | 0 | 0 | 0 | 0 | 0 | 0 | 0 | 0 | 0 | 57.5469 | 57.5469 | 57.5469 | 57.5469 | 0% | 0% | 0% | 0% | 0% | 42.5% | 42.5% | 42.5% | 42.5% | 0 | 0 | 0 | 0 | 0 | 230.1876 | 0 | 0 | 0 | 0 | 0 | 0 | 0 | 0 | 97.622 | 0 | 0 | 0 | 107.3842 | 107.3842 | 230.1876 | 253.2064 | Unplanned Build | Potential Build Hydro Small2026NORT
| 54 | ASHA INTERRUPTIBLE 2016 | Ashanti Group | Interruptible | Interruptible | 0 | 0 | 0 | 0 | 0 | 0 | 0 | 0 | 0 | 0 | 0 | 0 | 0 | 0 | 0 | 0 | 0 | 0 | 0 | 0 | 0 | 0 | 0 | 0 | 0 | 0 | 0 | 0 | 0 | 0 | 0 | 0 | 0 | 0 | 0 | 0 | 0 | 0 | 0 | 0 | 0 | 0 | 0 | 0 | 0 | 129.301 | 217.102 | 0 | 0 | 0 | 0 | 0 | 0 | 0 | 0% | 0% | 0% | 0% | 0% | 0% | 0% | 0% | 0% | [9 empty] | 0 | 0 | 0 | 0 | 0 | 0 | 0 | 0 | 0 | 0 | 0 | 0 | 0 | Unplanned Build | Potential Build Interruptible2016
| 63 | ASHA SOLAR PV 2020 | Ashanti Group | Sun | Solar PV | 0 | 0 | 0 | 0 | 0 | 0 | 0 | 0 | 0 | 0 | 0 | 0 | 6.3375 | 19.0126 | 19.0126 | 19.0126 | 19.0126 | 19.0126 | 0 | 0 | 0 | 25.981 | 24.7251 | 24.7251 | 24.5762 | 24.5762 | 22.4773 | 0 | 0 | 0 | 0 | 0 | 0 | 0 | 0 | 0 | 0 | 0 | 0 | 0 | 0 | 0 | 0 | 0 | 0 | 0 | 0 | 0 | 5 | 15 | 15 | 15 | 15 | 15 | 0% | 0% | 0% | 14.47% | 14.47% | 14.47% | 14.47% | 14.47% | 14.47% | 0 | 0 | 0 | 5.1 | 10.2 | 0 | 0 | 0 | 0 | 0 | 0 | 0 | 3.4834 | 5.7576 | 0 | 0 | 0 | 0 | 10.1651 | 10.1651 | 15.3 | 16.83 | Unplanned Build | Potential Build Solar PV2020
| 64 | ASHA SOLAR PV 2026 | Ashanti Group | Sun | Solar PV | 0 | 0 | 0 | 0 | 0 | 0 | 0 | 0 | 0 | 0 | 0 | 0 | 0 | 0 | 12.6751 | 38.0252 | 50.7002 | 50.7002 | 0 | 0 | 0 | 0 | 0 | 24.7251 | 24.5762 | 24.5762 | 22.4773 | 0 | 0 | 0 | 0 | 0 | 0 | 0 | 0 | 0 | 0 | 0 | 0 | 0 | 0 | 0 | 0 | 0 | 0 | 0 | 0 | 0 | 0 | 0 | 10 | 30 | 40 | 40 | 0% | 0% | 0% | 0% | 0% | 14.47% | 14.47% | 14.47% | 14.47% | 0 | 0 | 0 | 0 | 0 | 8.95 | 17.9 | 8.95 | 0 | 0 | 0 | 0 | 0 | 0 | 3.7957 | 5.7035 | 1.7707 | 0 | 4.1752 | 12.3969 | 8.95 | 39.38 | Unplanned Build | Potential Build Solar PV2026
| 65 | ASHA SOLAR PV 2035 | Ashanti Group | Sun | Solar PV | 0 | 0 | 0 | 0 | 0 | 0 | 0 | 0 | 0 | 0 | 0 | 0 | 0 | 0 | 0 | 0 | 12.6751 | 69.7128 | 0 | 0 | 0 | 0 | 0 | 0 | 0 | 24.7744 | 22.6586 | 0 | 0 | 0 | 0 | 0 | 0 | 0 | 0 | 0 | 0 | 0 | 0 | 0 | 0 | 0 | 0 | 0 | 0 | 0 | 0 | 0 | 0 | 0 | 0 | 0 | 10 | 55 | 0% | 0% | 0% | 0% | 0% | 0% | 0% | 14.47% | 14.47% | 0 | 0 | 0 | 0 | 0 | 0 | 0 | 7.6 | 34.2 | 0 | 0 | 0 | 0 | 0 | 0 | 0 | 1.5036 | 4.2013 | 0 | 1.654 | 0 | 8.36 | Unplanned Build | Potential Build Solar PV2035
| 66 | SOUT SOLAR PV 2020 | SouthWest Ghana Group | Sun | Solar PV | 0 | 0 | 0 | 0 | 0 | 0 | 0 | 0 | 0 | 0 | 0 | 0 | 0 | 12.6751 | 12.6751 | 12.6751 | 12.6751 | 12.6751 | 0 | 0 | 0 | 0 | 24.7251 | 24.7251 | 24.5762 | 24.5762 | 22.4773 | 0 | 0 | 0 | 0 | 0 | 0 | 0 | 0 | 0 | 0 | 0 | 0 | 0 | 0 | 0 | 0 | 0 | 0 | 0 | 0 | 0 | 0 | 10 | 10 | 10 | 10 | 10 | 0% | 0% | 0% | 0% | 14.47% | 14.47% | 14.47% | 14.47% | 14.47% | 0 | 0 | 0 | 0 | 10.2 | 0 | 0 | 0 | 0 | 0 | 0 | 0 | 0 | 5.7576 | 0 | 0 | 0 | 0 | 6.3334 | 6.3334 | 10.2 | 11.22 | Unplanned Build | Potential Build Solar PV2020
| 67 | SOUT SOLAR PV 2026 | SouthWest Ghana Group | Sun | Solar PV | 0 | 0 | 0 | 0 | 0 | 0 | 0 | 0 | 0 | 0 | 0 | 0 | 0 | 0 | 12.6751 | 25.3501 | 31.6876 | 31.6876 | 0 | 0 | 0 | 0 | 0 | 24.7251 | 24.5762 | 24.5762 | 22.4773 | 0 | 0 | 0 | 0 | 0 | 0 | 0 | 0 | 0 | 0 | 0 | 0 | 0 | 0 | 0 | 0 | 0 | 0 | 0 | 0 | 0 | 0 | 0 | 10 | 20 | 25 | 25 | 0% | 0% | 0% | 0% | 0% | 14.47% | 14.47% | 14.47% | 14.47% | 0 | 0 | 0 | 0 | 0 | 8.95 | 8.95 | 4.475 | 0 | 0 | 0 | 0 | 0 | 0 | 3.7957 | 2.8517 | 0.88535 | 0 | 4.1752 | 8.2861 | 8.95 | 24.6125 | Unplanned Build | Potential Build Solar PV2026
| 68 | SOUT SOLAR PV 2035 | SouthWest Ghana Group | Sun | Solar PV | 0 | 0 | 0 | 0 | 0 | 0 | 0 | 0 | 0 | 0 | 0 | 0 | 0 | 0 | 0 | 0 | 12.6751 | 57.0377 | 0 | 0 | 0 | 0 | 0 | 0 | 0 | 24.7744 | 22.6586 | 0 | 0 | 0 | 0 | 0 | 0 | 0 | 0 | 0 | 0 | 0 | 0 | 0 | 0 | 0 | 0 | 0 | 0 | 0 | 0 | 0 | 0 | 0 | 0 | 0 | 10 | 45 | 0% | 0% | 0% | 0% | 0% | 0% | 0% | 14.47% | 14.47% | 0 | 0 | 0 | 0 | 0 | 0 | 0 | 7.6 | 26.6 | 0 | 0 | 0 | 0 | 0 | 0 | 0 | 1.5036 | 3.2677 | 0 | 1.654 | 0 | 8.36 | Unplanned Build | Potential Build Solar PV2035
| 69 | NORT SOLAR PV 2018 | Northern Ghana Group | Sun | Solar PV | 0 | 0 | 0 | 0 | 0 | 0 | 0 | 0 | 0 | 0 | 0 | 67.5263 | 67.5263 | 67.5263 | 67.5263 | 67.5263 | 67.5263 | 67.5263 | 0 | 0 | 24.8 | 25.981 | 24.7251 | 24.7251 | 24.5762 | 24.5762 | 22.4773 | 0 | 0 | 0 | 0 | 0 | 0 | 0 | 0 | 0 | 0 | 0 | 0 | 0 | 0 | 0 | 0 | 0 | 0 | 0 | 0 | 47.1565 | 47.1565 | 47.1565 | 47.1565 | 47.1565 | 47.1565 | 47.1565 | 0% | 0% | 16.35% | 16.35% | 16.35% | 16.35% | 16.35% | 16.35% | 16.35% | 0 | 0 | 58.6155 | 0 | 0 | 0 | 0 | 0 | 0 | 0 | 0 | 44.0387 | 0 | 0 | 0 | 0 | 0 | 0 | 48.4426 | 48.4426 | 58.6155 | 64.4771 | Unplanned Build | Potential Build Solar PV2018
| 70 | NORT SOLAR PV 2020 | Northern Ghana Group | Sun | Solar PV | 0 | 0 | 0 | 0 | 0 | 0 | 0 | 0 | 0 | 0 | 0 | 0 | 71.598 | 214.7941 | 214.7941 | 214.7941 | 214.7941 | 214.7941 | 0 | 0 | 0 | 25.981 | 24.7251 | 24.7251 | 24.5762 | 24.5762 | 22.4773 | 0 | 0 | 0 | 0 | 0 | 0 | 0 | 0 | 0 | 0 | 0 | 0 | 0 | 0 | 0 | 0 | 0 | 0 | 0 | 0 | 0 | 50 | 150 | 150 | 150 | 150 | 150 | 0% | 0% | 0% | 16.35% | 16.35% | 16.35% | 16.35% | 16.35% | 16.35% | 0 | 0 | 0 | 51 | 102 | 0 | 0 | 0 | 0 | 0 | 0 | 0 | 34.8337 | 57.5763 | 0 | 0 | 0 | 0 | 101.651 | 101.651 | 153 | 168.3 | Unplanned Build | Potential Build Solar PV2020
| 71 | NORT SOLAR PV 2023 | Northern Ghana Group | Sun | Solar PV | 0 | 0 | 0 | 0 | 0 | 0 | 0 | 0 | 0 | 0 | 0 | 0 | 0 | 71.598 | 143.1961 | 143.1961 | 143.1961 | 143.1961 | 0 | 0 | 0 | 0 | 24.7251 | 24.7251 | 24.5762 | 24.5762 | 22.4773 | 0 | 0 | 0 | 0 | 0 | 0 | 0 | 0 | 0 | 0 | 0 | 0 | 0 | 0 | 0 | 0 | 0 | 0 | 0 | 0 | 0 | 0 | 50 | 100 | 100 | 100 | 100 | 0% | 0% | 0% | 0% | 16.35% | 16.35% | 16.35% | 16.35% | 16.35% | 0 | 0 | 0 | 0 | 47.85 | 47.85 | 0 | 0 | 0 | 0 | 0 | 0 | 0 | 27.0101 | 20.2931 | 0 | 0 | 0 | 52.0335 | 52.0335 | 95.7 | 105.27 | Unplanned Build | Potential Build Solar PV2023
| 72 | NORT SOLAR PV 2026 | Northern Ghana Group | Sun | Solar PV | 0 | 0 | 0 | 0 | 0 | 0 | 0 | 0 | 0 | 0 | 0 | 0 | 0 | 0 | 71.598 | 214.7941 | 214.7941 | 214.7941 | 0 | 0 | 0 | 0 | 0 | 24.7251 | 24.5762 | 24.5762 | 22.4773 | 0 | 0 | 0 | 0 | 0 | 0 | 0 | 0 | 0 | 0 | 0 | 0 | 0 | 0 | 0 | 0 | 0 | 0 | 0 | 0 | 0 | 0 | 0 | 50 | 150 | 150 | 150 | 0% | 0% | 0% | 0% | 0% | 16.35% | 16.35% | 16.35% | 16.35% | 0 | 0 | 0 | 0 | 0 | 44.75 | 89.5 | 0 | 0 | 0 | 0 | 0 | 0 | 0 | 18.9784 | 28.5175 | 0 | 0 | 20.8762 | 52.2454 | 44.75 | 147.675 | Unplanned Build | Potential Build Solar PV2026
| 73 | NORT SOLAR PV 2030 | Northern Ghana Group | Sun | Solar PV | 0 | 0 | 0 | 0 | 0 | 0 | 0 | 0 | 0 | 0 | 0 | 0 | 0 | 0 | 0 | 35.799 | 178.9951 | 178.9951 | 0 | 0 | 0 | 0 | 0 | 0 | 24.5762 | 24.5762 | 22.4773 | 0 | 0 | 0 | 0 | 0 | 0 | 0 | 0 | 0 | 0 | 0 | 0 | 0 | 0 | 0 | 0 | 0 | 0 | 0 | 0 | 0 | 0 | 0 | 0 | 25 | 125 | 125 | 0% | 0% | 0% | 0% | 0% | 0% | 16.35% | 16.35% | 16.35% | 0 | 0 | 0 | 0 | 0 | 0 | 20.7 | 82.8 | 0 | 0 | 0 | 0 | 0 | 0 | 0 | 6.5957 | 16.3815 | 0 | 0 | 25.2749 | 0 | 113.85 | Unplanned Build | Potential Build Solar PV2030
| 74 | NORT SOLAR PV 2035 | Northern Ghana Group | Sun | Solar PV | 0 | 0 | 0 | 0 | 0 | 0 | 0 | 0 | 0 | 0 | 0 | 0 | 0 | 0 | 0 | 0 | 71.598 | 429.5883 | 0 | 0 | 0 | 0 | 0 | 0 | 0 | 24.5762 | 22.4773 | 0 | 0 | 0 | 0 | 0 | 0 | 0 | 0 | 0 | 0 | 0 | 0 | 0 | 0 | 0 | 0 | 0 | 0 | 0 | 0 | 0 | 0 | 0 | 0 | 0 | 50 | 300 | 0% | 0% | 0% | 0% | 0% | 0% | 0% | 16.35% | 16.35% | 0 | 0 | 0 | 0 | 0 | 0 | 0 | 38 | 190 | 0 | 0 | 0 | 0 | 0 | 0 | 0 | 7.5181 | 23.3407 | 0 | 8.2699 | 0 | 41.8 | Unplanned Build | Potential Build Solar PV2035
| 76 | SOUT SOLAR PV 2020 | SouthEast Ghana Group | Sun | Solar PV | 0 | 0 | 0 | 0 | 0 | 0 | 0 | 0 | 0 | 0 | 0 | 0 | 1.8814 | 65.2567 | 65.2567 | 65.2567 | 65.2567 | 65.2567 | 0 | 0 | 0 | 25.981 | 24.7251 | 24.7251 | 24.5762 | 24.5762 | 22.4773 | 0 | 0 | 0 | 0 | 0 | 0 | 0 | 0 | 0 | 0 | 0 | 0 | 0 | 0 | 0 | 0 | 0 | 0 | 0 | 0 | 0 | 1.4844 | 51.4843 | 51.4843 | 51.4843 | 51.4843 | 51.4843 | 0% | 0% | 0% | 14.47% | 14.47% | 14.47% | 14.47% | 14.47% | 14.47% | 0 | 0 | 0 | 1.514 | 51 | 0 | 0 | 0 | 0 | 0 | 0 | 0 | 1.0341 | 28.7882 | 0 | 0 | 0 | 0 | 32.8045 | 32.8045 | 52.514 | 57.7654 | Unplanned Build | Potential Build Solar PV2020
| 77 | SOUT SOLAR PV 2026 | SouthEast Ghana Group | Sun | Solar PV | 0 | 0 | 0 | 0 | 0 | 0 | 0 | 0 | 0 | 0 | 0 | 0 | 0 | 0 | 31.6876 | 221.8134 | 285.1886 | 285.1886 | 0 | 0 | 0 | 0 | 0 | 24.7251 | 24.5762 | 24.5762 | 22.4773 | 0 | 0 | 0 | 0 | 0 | 0 | 0 | 0 | 0 | 0 | 0 | 0 | 0 | 0 | 0 | 0 | 0 | 0 | 0 | 0 | 0 | 0 | 0 | 25 | 175 | 225 | 225 | 0% | 0% | 0% | 0% | 0% | 14.47% | 14.47% | 14.47% | 14.47% | 0 | 0 | 0 | 0 | 0 | 22.375 | 134.25 | 44.75 | 0 | 0 | 0 | 0 | 0 | 0 | 9.4892 | 42.7762 | 8.8535 | 0 | 10.4381 | 67.2308 | 22.375 | 221.5125 | Unplanned Build | Potential Build Solar PV2026
| 78 | SOUT SOLAR PV 2035 | SouthEast Ghana Group | Sun | Solar PV | 0 | 0 | 0 | 0 | 0 | 0 | 0 | 0 | 0 | 0 | 0 | 0 | 0 | 0 | 0 | 0 | 63.3753 | 285.1886 | 0 | 0 | 0 | 0 | 0 | 0 | 0 | 24.7744 | 22.6586 | 0 | 0 | 0 | 0 | 0 | 0 | 0 | 0 | 0 | 0 | 0 | 0 | 0 | 0 | 0 | 0 | 0 | 0 | 0 | 0 | 0 | 0 | 0 | 0 | 0 | 50 | 225 | 0% | 0% | 0% | 0% | 0% | 0% | 0% | 14.47% | 14.47% | 0 | 0 | 0 | 0 | 0 | 0 | 0 | 38 | 133 | 0 | 0 | 0 | 0 | 0 | 0 | 0 | 7.5181 | 16.3385 | 0 | 8.2699 | 0 | 41.8 | Unplanned Build | Potential Build Solar PV2035
| 80 | SOUT SOLAR PV 2020 | SouthWest Ghana Group | Sun | Solar PV | 0 | 0 | 0 | 0 | 0 | 0 | 0 | 0 | 0 | 0 | 0 | 0 | 0 | 38.0252 | 76.0503 | 76.0503 | 76.0503 | 76.0503 | 0 | 0 | 0 | 0 | 24.7251 | 24.7251 | 24.5762 | 24.5762 | 22.4773 | 0 | 0 | 0 | 0 | 0 | 0 | 0 | 0 | 0 | 0 | 0 | 0 | 0 | 0 | 0 | 0 | 0 | 0 | 0 | 0 | 0 | 0 | 30 | 60 | 60 | 60 | 60 | 0% | 0% | 0% | 0% | 14.47% | 14.47% | 14.47% | 14.47% | 14.47% | 0 | 0 | 0 | 0 | 30.6 | 30.6 | 0 | 0 | 0 | 0 | 0 | 0 | 0 | 17.2729 | 12.9774 | 0 | 0 | 0 | 33.2753 | 33.2753 | 61.2 | 67.32 | Unplanned Build | Potential Build Solar PV2020
| 81 | SOUT SOLAR PV 2026 | SouthWest Ghana Group | Sun | Solar PV | 0 | 0 | 0 | 0 | 0 | 0 | 0 | 0 | 0 | 0 | 0 | 0 | 0 | 0 | 25.3501 | 126.7505 | 152.1006 | 152.1006 | 0 | 0 | 0 | 0 | 0 | 24.7251 | 24.5762 | 24.5762 | 22.4773 | 0 | 0 | 0 | 0 | 0 | 0 | 0 | 0 | 0 | 0 | 0 | 0 | 0 | 0 | 0 | 0 | 0 | 0 | 0 | 0 | 0 | 0 | 0 | 20 | 100 | 120 | 120 | 0% | 0% | 0% | 0% | 0% | 14.47% | 14.47% | 14.47% | 14.47% | 0 | 0 | 0 | 0 | 0 | 17.9 | 71.6 | 17.9 | 0 | 0 | 0 | 0 | 0 | 0 | 7.5913 | 22.814 | 3.5414 | 0 | 8.3505 | 37.3414 | 17.9 | 118.14 | Unplanned Build | Potential Build Solar PV2026
| 82 | SOUT SOLAR PV 2035 | SouthWest Ghana Group | Sun | Solar PV | 0 | 0 | 0 | 0 | 0 | 0 | 0 | 0 | 0 | 0 | 0 | 0 | 0 | 0 | 0 | 0 | 12.6751 | 152.1006 | 0 | 0 | 0 | 0 | 0 | 0 | 0 | 24.7744 | 22.6586 | 0 | 0 | 0 | 0 | 0 | 0 | 0 | 0 | 0 | 0 | 0 | 0 | 0 | 0 | 0 | 0 | 0 | 0 | 0 | 0 | 0 | 0 | 0 | 0 | 0 | 10 | 120 | 0% | 0% | 0% | 0% | 0% | 0% | 0% | 14.47% | 14.47% | 0 | 0 | 0 | 0 | 0 | 0 | 0 | 7.6 | 83.6 | 0 | 0 | 0 | 0 | 0 | 0 | 0 | 1.5036 | 10.2699 | 0 | 1.654 | 0 | 8.36 | Unplanned Build | Potential Build Solar PV2035
| 84 | SOUT SOLAR PV 2026 | SouthEast Ghana Group | Sun | Solar PV | 0 | 0 | 0 | 0 | 0 | 0 | 0 | 0 | 0 | 0 | 0 | 0 | 0 | 0 | 12.6751 | 25.3501 | 38.0252 | 38.0252 | 0 | 0 | 0 | 0 | 0 | 24.7251 | 24.5762 | 24.5762 | 22.4773 | 0 | 0 | 0 | 0 | 0 | 0 | 0 | 0 | 0 | 0 | 0 | 0 | 0 | 0 | 0 | 0 | 0 | 0 | 0 | 0 | 0 | 0 | 0 | 10 | 20 | 30 | 30 | 0% | 0% | 0% | 0% | 0% | 14.47% | 14.47% | 14.47% | 14.47% | 0 | 0 | 0 | 0 | 0 | 8.95 | 8.95 | 8.95 | 0 | 0 | 0 | 0 | 0 | 0 | 3.7957 | 2.8517 | 1.7707 | 0 | 4.1752 | 9.2599 | 8.95 | 29.535 | Unplanned Build | Potential Build Solar PV2026
| 85 | SOUT SOLAR PV 2035 | SouthEast Ghana Group | Sun | Solar PV | 0 | 0 | 0 | 0 | 0 | 0 | 0 | 0 | 0 | 0 | 0 | 0 | 0 | 0 | 0 | 0 | 12.6751 | 38.0252 | 0 | 0 | 0 | 0 | 0 | 0 | 0 | 24.7744 | 22.6586 | 0 | 0 | 0 | 0 | 0 | 0 | 0 | 0 | 0 | 0 | 0 | 0 | 0 | 0 | 0 | 0 | 0 | 0 | 0 | 0 | 0 | 0 | 0 | 0 | 0 | 10 | 30 | 0% | 0% | 0% | 0% | 0% | 0% | 0% | 14.47% | 14.47% | 0 | 0 | 0 | 0 | 0 | 0 | 0 | 7.6 | 15.2 | 0 | 0 | 0 | 0 | 0 | 0 | 0 | 1.5036 | 1.8673 | 0 | 1.654 | 0 | 8.36 | Unplanned Build | Potential Build Solar PV2035
| 87 | ASHA SOLAR PV WITH STORAGE 2026 | Ashanti Group | Sun + storage | Solar PV + Storage | 0 | 0 | 0 | 0 | 0 | 0 | 0 | 0 | 0 | 0 | 0 | 0 | 0 | 0 | 0 | 12.675 | 12.675 | 12.675 | 0 | 0 | 0 | 0 | 0 | 0 | 27.7473 | 27.7473 | 25.3776 | 0 | 0 | 0 | 0 | 0 | 0 | 0 | 0 | 0 | 0 | 0 | 0 | 0 | 0 | 0 | 0 | 0 | 0 | 0 | 0 | 0 | 0 | 0 | 0 | 10 | 10 | 10 | 0% | 0% | 0% | 0% | 0% | 0% | 14.47% | 14.47% | 14.47% | 0 | 0 | 0 | 0 | 0 | 0 | 12.5 | 0 | 0 | 0 | 0 | 0 | 0 | 0 | 0 | 3.9829 | 0 | 0 | 0 | 4.3812 | 0 | 13.75 | Unplanned Build | Potential Build Solar PV with storage2026
| 88 | ASHA SOLAR PV WITH STORAGE 2035 | Ashanti Group | Sun + storage | Solar PV + Storage | 0 | 0 | 0 | 0 | 0 | 0 | 0 | 0 | 0 | 0 | 0 | 0 | 0 | 0 | 0 | 0 | 0 | 31.6876 | 0 | 0 | 0 | 0 | 0 | 0 | 0 | 0 | 25.3776 | 0 | 0 | 0 | 0 | 0 | 0 | 0 | 0 | 0 | 0 | 0 | 0 | 0 | 0 | 0 | 0 | 0 | 0 | 0 | 0 | 0 | 0 | 0 | 0 | 0 | 0 | 25 | 0% | 0% | 0% | 0% | 0% | 0% | 0% | 0% | 14.47% | 0 | 0 | 0 | 0 | 0 | 0 | 0 | 0 | 27 | 0 | 0 | 0 | 0 | 0 | 0 | 0 | 0 | 3.3168 | 0 | 0 | 0 | 0 | Unplanned Build | Potential Build Solar PV with storage2035
| 90 | SOUT SOLAR PV WITH STORAGE 2026 | SouthWest Ghana Group | Sun + storage | Solar PV + Storage | 0 | 0 | 0 | 0 | 0 | 0 | 0 | 0 | 0 | 0 | 0 | 0 | 0 | 0 | 0 | 6.3375 | 6.3375 | 6.3375 | 0 | 0 | 0 | 0 | 0 | 0 | 27.7473 | 27.7473 | 25.3776 | 0 | 0 | 0 | 0 | 0 | 0 | 0 | 0 | 0 | 0 | 0 | 0 | 0 | 0 | 0 | 0 | 0 | 0 | 0 | 0 | 0 | 0 | 0 | 0 | 5 | 5 | 5 | 0% | 0% | 0% | 0% | 0% | 0% | 14.47% | 14.47% | 14.47% | 0 | 0 | 0 | 0 | 0 | 0 | 6.25 | 0 | 0 | 0 | 0 | 0 | 0 | 0 | 0 | 1.9914 | 0 | 0 | 0 | 2.1906 | 0 | 6.875 | Unplanned Build | Potential Build Solar PV with storage2026
| 93 | NORT SOLAR PV WITH STORAGE 2026 | Northern Ghana Group | Sun + storage | Solar PV + Storage | 0 | 0 | 0 | 0 | 0 | 0 | 0 | 0 | 0 | 0 | 0 | 0 | 0 | 0 | 0 | 63.3752 | 63.3752 | 63.3752 | 0 | 0 | 0 | 0 | 0 | 0 | 27.7473 | 27.7473 | 25.3776 | 0 | 0 | 0 | 0 | 0 | 0 | 0 | 0 | 0 | 0 | 0 | 0 | 0 | 0 | 0 | 0 | 0 | 0 | 0 | 0 | 0 | 0 | 0 | 0 | 50 | 50 | 50 | 0% | 0% | 0% | 0% | 0% | 0% | 14.47% | 14.47% | 14.47% | 0 | 0 | 0 | 0 | 0 | 0 | 62.5 | 0 | 0 | 0 | 0 | 0 | 0 | 0 | 0 | 19.9144 | 0 | 0 | 0 | 21.9059 | 0 | 68.75 | Unplanned Build | Potential Build Solar PV with storage2026
| 94 | NORT SOLAR PV WITH STORAGE 2035 | Northern Ghana Group | Sun + storage | Solar PV + Storage | 0 | 0 | 0 | 0 | 0 | 0 | 0 | 0 | 0 | 0 | 0 | 0 | 0 | 0 | 0 | 0 | 0 | 158.4381 | 0 | 0 | 0 | 0 | 0 | 0 | 0 | 0 | 25.3776 | 0 | 0 | 0 | 0 | 0 | 0 | 0 | 0 | 0 | 0 | 0 | 0 | 0 | 0 | 0 | 0 | 0 | 0 | 0 | 0 | 0 | 0 | 0 | 0 | 0 | 0 | 125 | 0% | 0% | 0% | 0% | 0% | 0% | 0% | 0% | 14.47% | 0 | 0 | 0 | 0 | 0 | 0 | 0 | 0 | 135 | 0 | 0 | 0 | 0 | 0 | 0 | 0 | 0 | 16.5842 | 0 | 0 | 0 | 0 | Unplanned Build | Potential Build Solar PV with storage2035
| 96 | SOUT SOLAR PV WITH STORAGE 2026 | SouthEast Ghana Group | Sun + storage | Solar PV + Storage | 0 | 0 | 0 | 0 | 0 | 0 | 0 | 0 | 0 | 0 | 0 | 0 | 0 | 0 | 0 | 95.0629 | 95.0629 | 95.0629 | 0 | 0 | 0 | 0 | 0 | 0 | 27.7473 | 27.7473 | 25.3776 | 0 | 0 | 0 | 0 | 0 | 0 | 0 | 0 | 0 | 0 | 0 | 0 | 0 | 0 | 0 | 0 | 0 | 0 | 0 | 0 | 0 | 0 | 0 | 0 | 75 | 75 | 75 | 0% | 0% | 0% | 0% | 0% | 0% | 14.47% | 14.47% | 14.47% | 0 | 0 | 0 | 0 | 0 | 0 | 93.75 | 0 | 0 | 0 | 0 | 0 | 0 | 0 | 0 | 29.8716 | 0 | 0 | 0 | 32.8588 | 0 | 103.125 | Unplanned Build | Potential Build Solar PV with storage2026
| 99 | SOUT SOLAR PV WITH STORAGE 2026 | SouthWest Ghana Group | Sun + storage | Solar PV + Storage | 0 | 0 | 0 | 0 | 0 | 0 | 0 | 0 | 0 | 0 | 0 | 0 | 0 | 0 | 0 | 50.7002 | 50.7002 | 50.7002 | 0 | 0 | 0 | 0 | 0 | 0 | 27.7473 | 27.7473 | 25.3776 | 0 | 0 | 0 | 0 | 0 | 0 | 0 | 0 | 0 | 0 | 0 | 0 | 0 | 0 | 0 | 0 | 0 | 0 | 0 | 0 | 0 | 0 | 0 | 0 | 40 | 40 | 40 | 0% | 0% | 0% | 0% | 0% | 0% | 14.47% | 14.47% | 14.47% | 0 | 0 | 0 | 0 | 0 | 0 | 50 | 0 | 0 | 0 | 0 | 0 | 0 | 0 | 0 | 15.9315 | 0 | 0 | 0 | 17.5247 | 0 | 55 | Unplanned Build | Potential Build Solar PV with storage2026
| 102 | SOUT SOLAR PV WITH STORAGE 2026 | SouthEast Ghana Group | Sun + storage | Solar PV + Storage | 0 | 0 | 0 | 0 | 0 | 0 | 0 | 0 | 0 | 0 | 0 | 0 | 0 | 0 | 0 | 6.3375 | 6.3375 | 6.3375 | 0 | 0 | 0 | 0 | 0 | 0 | 27.7473 | 27.7473 | 25.3776 | 0 | 0 | 0 | 0 | 0 | 0 | 0 | 0 | 0 | 0 | 0 | 0 | 0 | 0 | 0 | 0 | 0 | 0 | 0 | 0 | 0 | 0 | 0 | 0 | 5 | 5 | 5 | 0% | 0% | 0% | 0% | 0% | 0% | 14.47% | 14.47% | 14.47% | 0 | 0 | 0 | 0 | 0 | 0 | 6.25 | 0 | 0 | 0 | 0 | 0 | 0 | 0 | 0 | 1.9914 | 0 | 0 | 0 | 2.1906 | 0 | 6.875 | Unplanned Build | Potential Build Solar PV with storage2026
| 104 | SOUT WIND TURBINE 2020 | SouthEast Ghana Group | Wind | Wind | 0 | 0 | 0 | 0 | 0 | 0 | 0 | 0 | 0 | 0 | 0 | 0 | 175.1525 | 350.305 | 525.4575 | 525.4575 | 525.4575 | 525.4575 | 0 | 0 | 0 | 48.9343 | 46.5689 | 46.5689 | 46.2884 | 46.2884 | 42.3353 | 0 | 0 | 0 | 0 | 0 | 0 | 0 | 0 | 0 | 0 | 0 | 0 | 0 | 0 | 0 | 0 | 0 | 0 | 0 | 0 | 0 | 75 | 150 | 225 | 225 | 225 | 225 | 0% | 0% | 0% | 26.66% | 26.66% | 26.66% | 26.66% | 26.66% | 26.66% | 0 | 0 | 0 | 116.025 | 116.025 | 116.025 | 0 | 0 | 0 | 0 | 0 | 0 | 79.2466 | 65.4931 | 49.2059 | 0 | 0 | 0 | 213.3402 | 213.3402 | 348.075 | 382.8825 | Unplanned Build | Potential Build Wind2020
| 105 | SOUT WIND TURBINE 2026 | SouthEast Ghana Group | Wind | Wind | 0 | 0 | 0 | 0 | 0 | 0 | 0 | 0 | 0 | 0 | 0 | 0 | 0 | 0 | 175.1525 | 408.6892 | 525.4575 | 525.4575 | 0 | 0 | 0 | 0 | 0 | 46.5689 | 46.2884 | 46.2884 | 42.3353 | 0 | 0 | 0 | 0 | 0 | 0 | 0 | 0 | 0 | 0 | 0 | 0 | 0 | 0 | 0 | 0 | 0 | 0 | 0 | 0 | 0 | 0 | 0 | 75 | 175 | 225 | 225 | 0% | 0% | 0% | 0% | 0% | 26.66% | 26.66% | 26.66% | 26.66% | 0 | 0 | 0 | 0 | 0 | 109.5 | 146 | 73 | 0 | 0 | 0 | 0 | 0 | 0 | 46.4387 | 46.5201 | 14.4427 | 0 | 51.0826 | 118.1416 | 109.5 | 361.35 | Unplanned Build | Potential Build Wind2026
| 106 | SOUT WIND TURBINE 2035 | SouthEast Ghana Group | Wind | Wind | 0 | 0 | 0 | 0 | 0 | 0 | 0 | 0 | 0 | 0 | 0 | 0 | 0 | 0 | 0 | 0 | 233.5367 | 233.5367 | 0 | 0 | 0 | 0 | 0 | 0 | 0 | 46.5758 | 42.5982 | 0 | 0 | 0 | 0 | 0 | 0 | 0 | 0 | 0 | 0 | 0 | 0 | 0 | 0 | 0 | 0 | 0 | 0 | 0 | 0 | 0 | 0 | 0 | 0 | 0 | 100 | 100 | 0% | 0% | 0% | 0% | 0% | 0% | 0% | 26.66% | 26.66% | 0 | 0 | 0 | 0 | 0 | 0 | 0 | 134.4 | 0 | 0 | 0 | 0 | 0 | 0 | 0 | 0 | 26.5903 | 0 | 0 | 29.2494 | 0 | 147.84 | Unplanned Build | Potential Build Wind2035
[6 empty] | 0 | 0 | 0 | 0 | 0 | 0 | 0 |  |  | 0 | 0 | 0 | 0 | 0 | 0 | 0 |  |  | 0 | 0 | 0 | 0 | 0 | 0 | 0 |  |  | 0 | 0 | 0 | 0 | 0 | 0 | 0 |  |  | 0 | 0 | 0 | 0 | 0 | 0 | 0 |  |  | 0 | 0 | 0 | 0 | 0 | 0 | 0 |  |  | 0 | 0 | 0 | 0 | 0 | 0 | 0 |  |  | #VALUE! | #VALUE! | #VALUE! | #VALUE! | #VALUE! | #VALUE! | #VALUE! |  |  | #VALUE! | #VALUE! | #VALUE! | #VALUE! | #VALUE! | #VALUE! | #VALUE!